## ★Unit Cost Projection (hidden)
Moon et al., 2025
NREL 2023 data |  | Future Cost = Base Cost × (1 + CAGR)^(Target Year - Base Year)
DEA | [9 empty] | 11차 전기본과 sync
| Technology | 2025 |  |  |  | 2030 |  |  |  | 2038 |  |  |  | 2040 |  |  |  | 2050
|  | CAPEX/ MCI (원/kW) | Fixed O&M (FOM) (원/kW/yr) | Variable O&M (VOM) (원/kWh) | Fuel Cost (원/kWh) | CAPEX/ MCI (원/kW) | Fixed O&M (FOM) (원/kW/yr) | Variable O&M (VOM) (원/kWh) | Fuel Cost (원/kWh) | CAPEX/ MCI (원/kW) | Fixed O&M (FOM) (원/kW/yr) | Variable O&M (VOM) (원/kWh) | Fuel Cost (원/kWh) | CAPEX/ MCI (원/kW) | Fixed O&M (FOM) (원/kW/yr) | Variable O&M (VOM) (원/kWh) | Fuel Cost (원/kWh) | CAPEX/ MCI (원/kW) | Fixed O&M (FOM) (원/kW/yr) | Variable O&M (VOM) (원/kWh) | Fuel Cost (원/kWh)
Renewable | Solar PV(< 100MW) | 1374397.9189 | 33670.3063 | #REF! | #REF! | 1192459.9823 | 29849.0601 | #REF! | #REF! | 950110.0958 | 24616.3926 | #REF! | #REF! | 897648.8168 | 23458.3708 | #REF! | #REF! | 675723.6387 | 18435.9292 | #REF! | #REF!
| Solar PV(> 100MW) | 1183348.5505 | 29232.5267 | #REF! | #REF! | 1026701.0538 | 26460.4778 | #REF! | #REF! | 818039.2224 | 22561.4913 | #REF! | #REF! | 772870.3687 | 21680.0527 | #REF! | #REF! | 581794.0914 | 17763.2728 | #REF! | #REF!
| Onshore Wind | 2518972.2828 | 54620.6986 | #REF! | #REF! | 2300280.6585 | 51217.3044 | #REF! | #REF! | 1989173.7985 | 46207.4353 | #REF! | #REF! | 1918208.0341 | 45033.4948 | #REF! | #REF! | 1599597.0094 | 39596.298 | #REF! | #REF!
| Offshore Wind (Fixed) | 6222998.7055 | 125975.2041 | #REF! | #REF! | 5539525.0325 | 121223.1093 | #REF! | #REF! | 4598636.044 | 113989.7961 | #REF! | #REF! | 4389531.4645 | 112249.9396 | #REF! | #REF! | 3478274.1056 | 103940.9814 | #REF! | #REF!
| Offshore Wind (Floating) | 9166544.0023 | 126000.0235 | #REF! | #REF! | 8201624.8707 | 121306.7209 | #REF! | #REF! | 6864528.9317 | 114158.3394 | #REF! | #REF! | 6565812.0907 | 112438.0584 | #REF! | #REF! | 5256261.9103 | 104217.7785 | #REF! | #REF!
| Pumped Storage Hydropower | 2523845.2381 | 24610.872 | 706.6488 | #REF! | 2523845.2381 | 24610.872 | 706.6488 | #REF! | 2523845.2381 | 24610.872 | 706.6488 | #REF! | 2523845.2381 | 24610.872 | 706.6488 | #REF! | 2523845.2381 | 24610.872 | 706.6488 | #REF!
| Hydrogen Turbine | #REF! | #REF! | #REF! | #REF! | #REF! | #REF! | #REF! | #REF! | #REF! | #REF! | #REF! | #REF! | #REF! | #REF! | #REF! | #REF! | #REF! | #REF! | #REF! | #REF!
Conventional | Coal (유연탄) | 2276001.6902 | 79295.1654 | 11194.44 | 78938.3842 | 2466428.5171 | 76571.0431 | 10978.4683 | 62794.8259 | 2804801.0266 | 72405.7623 | 10641.5469 | 43545.2578 | 2896412.6718 | 71400.3387 | 10558.9447 | 39737.0037 | 3401357.9989 | 66578.8026 | 10155.4525 | 25145.8531
| LNG | 1604147.1283 | 50294.726 | 2584.6481 | 213174.2041 | 1738361.7244 | 48168.8475 | 2499.5957 | 131914.5021 | 1976849.8114 | 44952.7587 | 2369.2949 | 61204.7559 | 2041418.5498 | 44182.8649 | 2337.7952 | 50513.6008 | 2397308.7057 | 40526.7232 | 2186.4682 | 19343.0125
| Nuclear | 5441632.6782 | 169352.04 | #REF! | 6091.8 | 6171738.9217 | 169352.04 | #REF! | 6091.8 | 7549059.7675 | 169352.04 | #REF! | 6091.8 | 7938970.5918 | 169352.04 | #REF! | 6091.8 | 10212235.9447 | 169352.04 | #REF! | 6091.8
| CHP | #REF! | #REF! | #REF! | #REF! | #REF! | #REF! | #REF! | #REF! | #REF! | #REF! | #REF! | #REF! | #REF! | #REF! | #REF! | #REF! | #REF! | #REF! | #REF! | #REF!
Flexibility | ESS(4Hr) | 2406604.9768 | 55313.9721 | #REF! | #REF! | 2115044.0588 | 48126.0025 | #REF! | #REF! | 1720215.2434 | 38516.9329 | #REF! | #REF! | 1633610.9471 | 36430.8811 | #REF! | #REF! | 1261763.1843 | 27577.7963 | #REF! | #REF!
| EV | #REF! | #REF! | #REF! | #REF! | #REF! | #REF! | #REF! | #REF! | #REF! | #REF! | #REF! | #REF! | #REF! | #REF! | #REF! | #REF! | #REF! | #REF! | #REF! | #REF!
| Electrolyzer (PEM) 100MW | 1558727.391 | 34985.08 | #REF! | #REF! | 1388952.7075 | 34985.08 | #REF! | #REF! | 1154928.5708 | 34985.08 | #REF! | #REF! | 1102864.206 | 34985.08 | #REF! | #REF! | 875702.5709 | 34985.08 | #REF! | #REF!
| Electrolyzer (AEC) 100MW | 1438825.284 | 64587.84 | #REF! | #REF! | 1282110.1916 | 64587.84 | #REF! | #REF! | 1066087.9115 | 64587.84 | #REF! | #REF! | 1018028.4978 | 64587.84 | #REF! | #REF! | 808340.8347 | 64587.84 | #REF! | #REF!
| Fuel Cell (SOFC-CHP) 2.5MW_e | 4353752.9318 | 236090.7552 | #REF! | #REF! | 4014380.9474 | 236090.7552 | #REF! | #REF! | 3525545.0403 | 236090.7552 | #REF! | #REF! | 3412936.3465 | 236090.7552 | #REF! | #REF! | 2901601.6811 | 236090.7552 | #REF! | #REF!
| Fuel Cell (LT-PEMFC CHP) 0.1MW_e | 1715114.7913 | 93005.449 | #REF! | #REF! | 1581422.7975 | 93005.449 | #REF! | #REF! | 1388851.0765 | 93005.449 | #REF! | #REF! | 1344490.0759 | 93005.449 | #REF! | #REF! | 1143055.2077 | 93005.449 | #REF! | #REF!
| Heatpump (kW) | 1400000 | 60015.6042 | #REF! | #REF! | 1345150.0858 | 55737.6816 | #REF! | #REF! | 1261824.8512 | 49518.1543 | #REF! | #REF! | 1241812.8789 | 48074.8941 | #REF! | #REF! | 1146414.2496 | 41465.5826 | #REF! | #REF!
|  | CAPEX/ MCI (원/KWh Capacity) | Fixed O&M (원/kW/yr) | - | - | CAPEX/ MCI (원/KWh Capacity) | Fixed O&M (원/kW/yr) | - | - | CAPEX/ MCI (원/KWh Capacity) | Fixed O&M (원/kW/yr) | - | - | CAPEX/ MCI (원/KWh Capacity) | Fixed O&M (원/kW/yr) | - | - | CAPEX/ MCI (원/KWh Capacity) | Fixed O&M (원/kW/yr) | - | -
Storage | Hydrogen Storage (Physical) | 82080.38 | 858.5339 | #REF! | #REF! | 82080.38 | 858.5339 | #REF! | #REF! | 82080.38 | 858.5339 | #REF! | #REF! | 82080.38 | 858.5339 | #REF! | #REF! | 82080.38 | 858.5339 | #REF! | #REF!
|  | CAPEX/ MCI (원/KWh Capacity) | Fixed O&M (원/tank/yr) | - | - | CAPEX/ MCI (원/KWh Capacity) | Fixed O&M (원/tank/yr) | - | - | CAPEX/ MCI (원/KWh Capacity) | Fixed O&M (원/tank/yr) | - | - | CAPEX/ MCI (원/KWh Capacity) | Fixed O&M (원/tank/yr) | - | - | CAPEX/ MCI (원/KWh Capacity) | Fixed O&M (원/tank/yr) | - | -
| Heat Storage (small-scale) | 565143.6 | 68624.58 | #REF! | #REF! | 565143.6 | 68624.58 | #REF! | #REF! | 565143.6 | 68624.58 | #REF! | #REF! | 565143.6 | 68624.58 | #REF! | #REF! | 565143.6 | 68624.58 | #REF! | #REF!
| 축열조 | 57361.3767 | 6965.31 | #REF! | #REF! | 57361.3767 | 6965.31 | #REF! | #REF! | 57361.3767 | 6965.31 | #REF! | #REF! | 57361.3767 | 6965.31 | #REF! | #REF! | 57361.3767 | 6965.31 | #REF! | #REF!
|  | CAPEX/ MCI (원/Km) | Fixed O&M (원/km/yr) | - | - | CAPEX/ MCI (원/Km) | Fixed O&M (원/km/yr) | - | - | CAPEX/ MCI (원/Km) | Fixed O&M (원/km/yr) | - | - | CAPEX/ MCI (원/Km) | Fixed O&M (원/km/yr) | - | - | CAPEX/ MCI (원/Km) | Fixed O&M (원/km/yr) | - | -
Transmission | Transmission lines 345kV | 7323193916.3498 | 37402211.104 | #REF! | #REF! | 7323193916.3498 | 37672991.7701 | #REF! | #REF! | 7323193916.3498 | 38110324.3052 | #REF! | #REF! | 7323193916.3498 | 38220448.4047 | #REF! | #REF! | 7323193916.3498 | 38775860.5732 | #REF! | #REF!
| Transmission lines 500kV | 8496404679.2831 | 43456875.616 | #REF! | #REF! | 8496404679.2831 | 43771490.2171 | #REF! | #REF! | 8496404679.2831 | 44279618.0796 | #REF! | #REF! | 8496404679.2831 | 44407569.0523 | #REF! | #REF! | 8496404679.2831 | 45052891.2622 | #REF! | #REF!
| Transmission lines 765kV | 7673267326.7327 | 39190163.1569 | #REF! | #REF! | 7673267326.7327 | 39473888.0538 | #REF! | #REF! | 7673267326.7327 | 39932126.5616 | #REF! | #REF! | 7673267326.7327 | 40047514.965 | #REF! | #REF! | 7673267326.7327 | 40629477.7117 | #REF! | #REF!
할인율 |  | 설비비용 | 한계비용 |  |  | cap |  |  | marginal
5% | [5 empty] | 2024 | 2030 | 2038
[5 empty] | PV | 1 | 0.86762
[5 empty] | WT | 1 | 0.91318
[5 empty] | LNG | 1 | 1.0837
[5 empty] | COAL | 1 | 1.0837
[5 empty] | NUCLEAR | 1 | 1.1342
[5 empty] | HYDRO | 1
[5 empty] | CHP | 1 | 1.0837
[5 empty] | ESS | 1
[5 empty] | HP | 1

## 개발노트 (hidden)
| 중앙발전기의 출력특성 반영 | unit commitment
| 재생에너지 발전의 curtailment 규칙 반영 | 재생에너지 버스 구축 curtailment storage로 구성
2025-09-30 | 배출량 제약 구현 | 배출량 제약 구현을 위해서 CHP 발전의 배출량 계산 처리 - 전력과 열의 생산효율 비중에 따라 전력 생산 배출량, 열 생산 배출량으로 구분
지역별 재생에너지 의무비중 설정
| 제약조건에 재생에너지 발전량에 대한 규칙을 넣고 싶어. 구체적으로는 지역별 전력수요 중 일정 비중을 재생에너지로 공급하는 거야. 예를 들어 서울지역의 전체 분석기간의 전력수요가 100이라고 한다면, 이 중 재생에너지로 20을 공급하도록 규칙을 만들고 싶다는 거야. 재생에너지 의무 전력은 서울지역 내부에서 PV와 WT 등을 설치하여 공급할수도 있고, 다른 지역에서 생산된 재생에너지 전력을 수전받는 것도 포함할 수 있어. 제약조건에 모든 지역에 이와 같은 재생에너지 전력 의무소비비중을 설정할 수 있는지 알려줘. 그리고 지금 지역별로 나눠져 있기 때문에 지역별로 의무소비비중도 설정할 수 있을 것 같은데, 이것도 가능한지 확인해줘. 확인할 떄, 제약조건 관련하여 pypsa에서 이미 개발한 코드가 있는지 참고하고, 없을 때는 만들어주면 좋겠어. | 지역별 재생에너지 전력소비 의무비중 설정을 위한 코딩 및 인터페이스 구축 - 재생에너지 전력 흐름 탐색을 위한 재생에너지 버스간 연결망 구축 | 지역별 재생에너지 전력소비 의무를 설정하였을 때의 전력망 지도 작성
10월 14일 | 기준시나리오 분석
2025-10-20 | 대안시나리오 분석 - 지역별 재생에너지 의무 할당 | - 주요 검토사항
재생에너지망은 가상망으로 실제 재생에너지 전력이 흐르는 것은 기존 전력망에서 이뤄져야 함. 재생에너지의 지역간 이동에서 고려할 점 - 1) 재생에너지의 잠재량과 송전망 혼잡도를 고려하여 최적 입지 검토? 2) 현재 열에너지는 건물의 냉난방열을 제한적으로 살펴보고 있으며, HP 외에는 개별난방으로 간주하고 있음. 개별난방의 기술 특성 반영. 3) 전력수요 관련 기준 검토(목표수요, 기준수요, 기준수요 - 섹터커플링 관련 수요 감안한 조정 등)
| 대안시나리오 설계(주요 전제 및 가정, 목적 등) | - 주요 검토사항 온실가스 감축목표, 재생에너지 설비 조건(상한, curtailments 등), 유연성 설비 조건 등
기준시나리오
배출량:
송전선 설비계획 |  | 제11차 장기 송변전설비계획
송전선로(C.km)
[5 empty] | 기준년도 | 2030 | 2038
|  |  |  | 계 | 35596 | 47251 | 61183
[6 empty] | 1.3274 | 1.7188
34113.4294
[5 empty] | 1.0435 | 1.3274 | 1.7188
[5 empty] | 기준년도 보정 | 설비확대 계획 반영
수소 수요
2025-11-04 | 제11차 EP를 기반으로 전환부문에서의 수소 수요만 반영.
전력수급기본계획에서의 확정 설비는 1.5GW(울산), 3.1GW는 무탄소전원으로 계획되어 있으며, 유보된 상태임. 해당 유보된 물량을 100% 그린수소를 전소하는 무탄소 전원으로 간주하여 모델에 반영
수소의 수요는 제11차 EP의 청정수소,암모니아 발전량을 충족하기 위한 양을 설정
|  | 30년 | 15.5 | TWh
|  | 38년 | 43.9 | TWh |  | 4600 | MW
| 수소 수요 지역 배분 방법, 기준, 기존 LNG 발전을 대체한다고 가정하는게 좋지 않을까? LNG 발전 용량을 기준으로 지역별 배분 |  |  |  |  | 16.1184
| 수소는 그린수소만 사용하는 것으로 전제하므로, 다른 유연성 설비와 마찬가지로 재생에너지 비중이 높은 지역으로 할당 배분하는게 적절할 것임 |  |  |  |  | EP의 보급목표로는 43.9TWh의 전력공급은 불가능(동 계획에서는 혼소가 포함되어 있기 때문일 것으로 추정)
열수요
2025-11-04 | 기존의 전체 열수요로 변환
히트펌프 기술의 적용 범위에 대해서, 개별난방 열수요를 설정하여 해당 열수요까지 상한을 설정
현재 보급대수의 효율성이 매우 낮음(실제 수요와 보급용량과 괴리 존재, 5kw 급 설치, 실 사용 2kw 정도?)
따라서, 모델에 반영할 때는 실제 사용되는 실수요 용량을 기준으로 넣어야함. 그래야 해석할 때, 효율성이 강조될 수 있음. 현재와 같은 상태에서는 히트펌프를 보급하는 것은 매우 비효율적임.
만약 열수요를 시나리오대로 제약한다면 결과의 왜곡이 발생할 수 있을 것 같음. 예를 들어 특정 시점에 가동을 하지 않는 등…가동 패턴 자체가 달라질 수 있을 듯… 그리고 실효용량으로 줄이게 될 경우, 열수요패턴과는 맞지만, 최대수요에는 미치지 못하는 출력이 나타날 수 있음. 기존 최대출력이 5kW였는데, 1kW로 줄어들 수 있음. 추천하는 방법은 실효용량으로 분석하고, 후처리 방식으로 실제 용량을 반영하는 것이 맞지 않을까 생각됨.
[6 empty] | 재생에너지 확대 |  | 3
TRUE

## 시나리오(V2G) (hidden)
|  | 보급대수 |  |  | 전력부하(MW) |  |  | 저장용량(MWh) |  |  | 충전기용량
지역 | 이름 | 2024 | 2030 | 2038 | 2024 | 2030 | 2038 | 2024 | 2030 | 2038 | 2024 | 2030 | 2038 | 주요 전제
부산광역시 | EV | 44259 | 249034.9902 | 773144.9941 | 15.1572 | 85.286 | 264.7757 | 3540.72 | 19922.7992 | 61851.5995 | 51.3804 | 289.1052 | 897.5457 | 연평균 운행거리(km) |  | 15000
충청북도 | EV | 25375 | 203301.516 | 470787.394 | 8.6901 | 69.6238 | 161.2286 | 2030 | 16264.1213 | 37662.9915 | 32.6099 | 261.2669 | 605.0184 | 배터리 용량(kWh) |  | 80
충청남도 | EV | 30654 | 204095.5864 | 631162.5096 | 10.4979 | 69.8957 | 216.1515 | 2452.32 | 16327.6469 | 50493.0008 | 39.3941 | 262.2874 | 811.1197 | 전비(km/kWh) |  | 5
대구광역시 | EV | 35212 | 201648.5335 | 626030.7201 | 12.0589 | 69.0577 | 214.3941 | 2816.96 | 16131.8827 | 50082.4576 | 40.8777 | 234.0942 | 726.7604
대전광역시 | EV | 21314 | 117707.0475 | 365429.0285 | 7.2993 | 40.3106 | 125.1469 | 1705.12 | 9416.5638 | 29234.3223 | 27.3911 | 151.2677 | 469.6203
경상북도 | EV | 33905 | 114262.6152 | 769735.7009 | 11.6113 | 39.131 | 263.6081 | 2712.4 | 9141.0092 | 61578.8561 | 39.3604 | 132.6477 | 893.5878 |  | 전기차 |  |  |  | 충전기(대) |  | 용량(MW)
경기도 | EV | 151850 | 1061345.4091 | 3295014.4455 | 52.0034 | 363.4745 | 1128.4296 | 12148 | 84907.6327 | 263601.1556 | 200.0934 | 1398.5397 | 4341.8556 |  | 2024 |  | 2030 | 2038 | 급속 | 완속
경상남도 | EV | 46628 | 139689.7983 | 982883.9581 | 15.9685 | 47.839 | 336.6041 | 3730.24 | 11175.1839 | 78630.7166 | 54.1305 | 162.1662 | 1141.0321 | 서울 | 83868 | 514795.3069 | 507383.0595 | 1575203.0357 | 4545 | 56070 | 97.7139
강원도 | EV | 21004 | 151643.6567 | 433675.879 | 7.1932 | 51.9328 | 148.5191 | 1680.32 | 12131.4925 | 34694.0703 | 36.8844 | 266.296 | 761.5626 | 부산 | 44259 | 271668.8784 | 249034.9902 | 773144.9941 | 2956.7507 | 20648.5185 | 51.3804
광주광역시 | EV | 15240 | 116707.1128 | 362324.6677 | 5.2192 | 39.9682 | 124.0838 | 1219.2 | 9336.569 | 28985.9734 | 20.3799 | 156.068 | 484.523 | 대구 | 35212 | 216136.9336 | 201648.5335 | 626030.7201 | 2352.3601 | 16427.7465 | 40.8777
인천광역시 | EV | 54398 | 279158.7197 | 866666.0318 | 18.6295 | 95.6023 | 296.8034 | 4351.84 | 22332.6976 | 69333.2825 | 37.827 | 194.12 | 602.6579 | 인천 | 54398 | 333903.6952 | 279158.7197 | 866666.0318 | 1836 | 20513 | 37.827
전라북도 | EV | 24872 | 247936.8348 | 497257.5113 | 8.5178 | 84.9099 | 170.2937 | 1989.76 | 19834.9468 | 39780.6009 | 33.2604 | 331.5565 | 664.9635 | 광주 | 15240 | 93545.5773 | 116707.1128 | 362324.6677 | 1251.0909 | 6969.8461 | 20.3799
제주특별자치도 | EV | 49007 | 160169.8522 | 354735.5691 | 16.7832 | 54.8527 | 121.4848 | 3920.56 | 12813.5882 | 28378.8455 | 32.3873 | 105.8515 | 234.4343 | 대전 | 21314 | 130828.7687 | 117707.0475 | 365429.0285 | 1604.8528 | 10562.1046 | 27.3911
전라남도 | EV | 31417 | 316593.2635 | 633627.7519 | 10.7592 | 108.4224 | 216.9958 | 2513.36 | 25327.4611 | 50690.2201 | 42.0128 | 423.3681 | 847.3263 | 울산 | 9817 | 60258.3289 | 97019.8516 | 301204.311 | 655.8309 | 4580.0065 | 11.3966
서울특별시 | EV | 83868 | 507383.0595 | 1575203.0357 | 28.7219 | 173.7613 | 539.4531 | 6709.44 | 40590.6448 | 126016.2429 | 97.7139 | 591.1477 | 1835.2558 | 세종 | 5424 | 33293.3866 | 32302.1529 | 100284.0917 | 408.4039 | 2687.851 | 6.9705 |  | V2G기술은 충전속도보다 낮고, 현재 최대 20kW 급임. 가정용은 10kW급
세종특별자치시 | EV | 5424 | 32302.1529 | 100284.0917 | 1.8575 | 11.0624 | 34.3439 | 433.92 | 2584.1722 | 8022.7273 | 6.9705 | 41.5122 | 128.8771 | 경기 | 151850 | 932079.7844 | 1061345.4091 | 3295014.4455 | 10112 | 102272 | 200.0934 |  | 또한, 모든 충전기가 V2G가 가능한 양방향 충전기로 설치한다는 것은 현실성이 낮음
울산광역시 | EV | 9817 | 97019.8516 | 301204.311 | 3.362 | 33.226 | 103.1522 | 785.36 | 7761.5881 | 24096.3449 | 11.3966 | 112.6306 | 349.6687 | 강원 | 21004 | 128925.9387 | 151643.6567 | 433675.879 | 2337 | 11481 | 36.8844 |  | V2G 기술의 용량은 충전기 용량의 50%로 가정
부산광역시 | [13 empty] | 충북 | 25375 | 155755.8415 | 203301.516 | 470787.394 | 1910.6286 | 12574.524 | 32.6099 |  | 급속 | 완속 | 완속 | 급속
충청북도 | [13 empty] | 충남 | 30654 | 188159.1947 | 204095.5864 | 631162.5096 | 2308.1147 | 15190.5205 | 39.3941 | 충청 | 6232 | 41015 | 7 | 200 | kW
충청남도 | [13 empty] | 전북 | 24872 | 152668.3464 | 247936.8348 | 497257.5113 | 2041.8066 | 11374.9351 | 33.2604 | 전라 | 5872 | 32713 | 0.77 | 12 | kW | 실용량
대구광역시 | [13 empty] | 전남 | 31417 | 192842.6117 | 316593.2635 | 633627.7519 | 2579.1025 | 14368.2188 | 42.0128 | 경상 | 11345 | 79228 | 11% | 6%
대전광역시 | [13 empty] | 경북 | 33905 | 208114.3569 | 114262.6152 | 769735.7009 | 2265.0451 | 15817.9809 | 39.3604
경상북도 | [13 empty] | 경남 | 46628 | 286210.1823 | 139689.7983 | 982883.9581 | 3115.0132 | 21753.7477 | 54.1305
경기도 | [13 empty] | 제주 | 49007 | 300812.8679 | 160169.8522 | 354735.5691 | 2297 | 6264 | 32.3873 |  | 충전기는 설비용량보다 실제 운영단계에서 출력이 저하되어 운영되고 있음. 설치유형이나 설계에 따라 그 저하률이 차이가 크지만, 본 연구에서는 50% 저하율을 적용
경상남도 | [13 empty] | 계 | 684244 | 4200000 | 4200000 | 13039167.6 | 44576 | 349556 | 804.0701
강원도 | [13 empty] | 2024년 자동차등록자료통계_국토교통부 |  |  | 15.97% | 49.58% |  | https://chargeinfo.ksga.org/front/statistics/charger
광주광역시 | [15 empty] | 지역/전국 | 지역별전기차비중
인천광역시 | [13 empty] | 서울 | 3176933 | 12.08% | 2.64% | 15.97% |  | 2024년 말 기준
전라북도 | [13 empty] | 부산 | 1559310 | 5.929% | 2.838% | 15.97%
제주특별자치도 | [13 empty] | 대구 | 1262604 | 4.801% | 2.789% | 15.97%
전라남도 | [13 empty] | 인천 | 1747927 | 6.647% | 3.112% | 15.97%
서울특별시 | [13 empty] | 광주 | 730751 | 2.779% | 2.086% | 15.97%
세종특별자치시 | [13 empty] | 대전 | 737012 | 2.803% | 2.892% | 15.97%
울산광역시 | [13 empty] | 울산 | 607481 | 2.31% | 1.616% | 15.97% |  | 4465.5
* | [13 empty] | 세종 | 202257 | 0.7691% | 2.682% | 15.97%
* | [13 empty] | 경기 | 6645518 | 25.27% | 2.285% | 15.97%
* | [13 empty] | 강원 | 874655 | 3.326% | 2.401% | 17.34%
[14 empty] | 충북 | 949503 | 3.611% | 2.672% | 21.41%
[14 empty] | 충남 | 1272954 | 4.841% | 2.408% | 16.03%
[14 empty] | 전북 | 1002889 | 3.814% | 2.48% | 24.72%
[14 empty] | 전남 | 1277926 | 4.859% | 2.458% | 24.77%
[14 empty] | 경북 | 1552434 | 5.903% | 2.184% | 7.36%
[14 empty] | 경남 | 1982320 | 7.538% | 2.352% | 7.047%
[14 empty] | 제주 | 715445 | 2.721% | 6.85% | 22.39%
[14 empty] | 계 | 26297919 | 100%
[5 empty] | 0 | 0 | 0
[5 empty] | 0 | 0 | 0
[5 empty] | 32519 | 63116 | 89414
[5 empty] | 32519 | #REF! | #REF!
[5 empty] | 0 | 18281 | 40671
[6 empty] | #REF! | #REF!

## 제어판 (hidden)
PyPSA-HD 지역 기반 에너지시스템 입력 도구
이 Excel 파일은 지역 기반 에너지시스템 데이터를 입력하기 위한 템플릿입니다.
각 지역의 에너지시스템 구성요소를 입력하고, 지역간 연결을 정의한 후, 통합 데이터를 생성할 수 있습니다.
작업 순서:
1. '지역 선택' 시트에서 분석할 지역을 선택하고 클릭하면 해당 지역 입력 시트로 이동합니다.
2. 각 지역별 시트에서 에너지시스템 구성요소 데이터를 입력합니다.
3. 입력 완료 후 '저장' 버튼을 클릭하여 데이터를 반영하거나, '추가 지역 입력'을 클릭하여 다른 지역을 입력합니다.
4. '지역간 연결' 시트에서 지역 간 연결을 정의합니다.
5. '시간 설정' 시트에서 분석 기간을 설정합니다.
6. 아래 '데이터 통합' 버튼을 클릭하여 입력한 데이터를 통합합니다.
| 데이터 통합 | 지역 선택으로 이동

## 시나리오 구성 (hidden)
| 시나리오 |  |  |  | 규칙 | 데이터 | 주요 결과
1 | 지역별탄소중립의무화 | 재생에너지의무 | 동일비중 |  | 지역별 의무 비중, 지역별 재생에너지 비용(없다면 차등화하기 위한 가정-자본비 세부항목 중 지역별로 차이가 나는 항목 반영(예를 들어, 토지비의 비중이 30%라고 한다면, 서울 천만원/평, 전북 백만원/평, 충남 150만원/평, … 조건에서 자본비 차이 발생) -> 다른 지역에 설치, 송전망 변화 | 분석을 위해 각 지역별 설비 한도 설정 필요(가장 싼 곳에 몰리는 것 방지, 공급량 한도 등) -> 결과활용, 부족한 지역과 추가 설치되는 지역 발생, 각 지역의 수요보다 추가 설치되는 지역에서 설치를 위해서는 재원이 필요. 설치는 정부에서 해주고, 이익은 지자체 간 전력 이전에 따라 판매지역에 귀속?, 재생에너지 잘하는 지역에 설비라는 현물을 지원하는 형태) | 각 지역별 비용, 설비 추가 설치를 위해 필요한 비용, 의무이행을 하려면 설비를 설치해야함. 해당 비용은 정부에서 지원하는 것이 아니라, 판매 금액에 포함되어야 하지 않을까? 그렇지 않을 경우에 설비 설치를 안하는 것이 이익이 됨. 정부에서 의무를 대신 이행하는 결과로 이어짐(의무로 설치해야 하는 설비를 정부가 설치해주는 것이므로).
인구비중
전력소비비중
2 | 섹터커플링 기술 확대 | V2G |  |  | 전기차 보급대수 반영 - 상수, V2G 활용 규칙 설정 |  | P2X 기술 활용시 에너지 시스템에 미치는 영향
|  | 히트펌프 |  |  | 히트펌프 보급대수 반영
|  | P2G |  |  | 그린수소
3 | 올인원 | RE 동일 비중 + V2G |  |  | 차량이 많은 지역, 전력생산이 어려운 지역에서 V2G가 매우 효과적인 수단으로 활용될 수 있음
|  | RE 동일 비중 + 히트펌프 |  |  | 난방수요가 많은 지역, 에너지 생산이 어려운 지역에서 효과적인 수단이 될 수 있음
올인원 시나리오에서는 섹터커플링 기술이 어떤 지역에서 활용되는 것이 효과적인지 살펴볼 수 있음
|  |  |  | 결과값 도출 | 시간대별 평균 전력생산비용 계산
수요증감
|  |  | 2030 | 2035 | 2040
전력
열
수소

## 시나리오_WP2(히트펌프) (hidden)
|  | 시나리오 A |  |  | 시나리오 B |  |  | 시나리오 C |  |  | 개별난방 열수요 |  | 전력소비기준
지역 | 이름 | 2024 | 2030 | 2038 | 2024 | 2030 | 2038 | 2024 | 2030 | 2038 | (평균) MW | 열용량
부산광역시 | HP | [9 empty] | 623.2317 | 2824.975 | 941.6583
충청북도 | HP | [9 empty] | 352.6141 | 1661.44 | 553.8133
충청남도 | HP | [9 empty] | 472.8948 | 2536.755 | 845.585
대구광역시 | HP | [9 empty] | 680.4309 | 1569.275 | 523.0917
대전광역시 | HP | [9 empty] | 322.5277 | 1145.075 | 381.6917
경상북도 | HP | [9 empty] | 535.0964 | 2967.15 | 989.05
경기도 | HP | [9 empty] | 2436.4678 | 7286.915 | 2428.9717
경상남도 | HP | [9 empty] | 693.4415 | 3084.94 | 1028.3133
강원도 | HP | [9 empty] | 331.4783 | 2022.16 | 674.0533
광주광역시 | HP | [9 empty] | 340.1488 | 1348.36 | 449.4533
인천광역시 | HP | [9 empty] | 620.2448 | 1817.28 | 605.76
전라북도 | HP | [9 empty] | 409.8867 | 1858.665 | 619.555
제주특별자치도 | HP | [9 empty] | 30.0724 | 850.2 | 283.4
전라남도 | HP | [9 empty] | 312.1424 | 1908.93 | 636.31
서울특별시 | HP | [9 empty] | 2471.3078 | 6602.19 | 2200.73
세종특별자치시 | HP | [9 empty] | 24.4896 | 203.12 | 67.7067
울산광역시 | HP | [9 empty] | 346.0244 | 1066 | 355.3333
부산광역시 | Storage
충청북도 | Storage
충청남도 | Storage
대구광역시 | Storage
대전광역시 | Storage
경상북도 | Storage
경기도 | Storage
경상남도 | Storage
강원도 | Storage
광주광역시 | Storage
인천광역시 | Storage
전라북도 | Storage
제주특별자치도 | Storage
전라남도 | Storage
서울특별시 | Storage
세종특별자치시 | Storage
울산광역시 | Storage
*작성:주요 시점별 보급용량(히트펌프 MW, 열저장소 MWh), 시나리오가 추가될 경우 동일 시트 복사하여 작성
*검토:재생에너지 열사용 비중목표를 지역별로 부여할 때, 히트펌프와 열저장소의 필요량 분석(히트펌프에 사용되는 전력은 재생에너지 기반이어야 함)
*검토:보급용량 외에 시나리오별 활용방식의 차이를 부여하여 결과 비교, 또는 국가 전체의 보급용량을 정하고 최적화 계산으로 지역별 보급용량 결정
|  | 0 | 0 | 0
|  | 0 | 0 | 0
|  | 32519 | 63116 | 89414
|  | 32519 | #REF! | #REF!
|  | 0 | 18281 | 40671
|  |  | #REF! | #REF!

## 시나리오_링크 (hidden)
이름 | 시작버스 | 2024 | 2025 | 2026 | 2027 | 2028 | 2029 | 2030 | 2031 | 2032 | 2033 | 2034 | 2035 | 2036 | 2037 | 2038 | 2039 | 2040
SEL_CHP | SEL_LNG | 64 | 349 | 349 | 349 | 349 | 349 | 349 | 349 | 349 | 349 | 349 | 349 | 349 | 349 | 349
GGD_CHP | GGD_LNG | 6043 | 6188 | 6681 | 6681 | 6783 | 6783 | 6783 | 6983 | 7583 | 7583 | 7583 | 7583 | 7583 | 7583 | 7583
GWD_CHP | GWD_LNG | 431 | 431 | 431 | 431 | 431 | 431 | 431 | 431 | 431 | 431 | 431 | 431 | 431 | 431 | 431
ICN_CHP | ICN_LNG | 338 | 338 | 338 | 338 | 338 | 338 | 338 | 338 | 338 | 338 | 338 | 338 | 338 | 338 | 338
CND_CHP | CND_LNG | 596 | 596 | 596 | 596 | 596 | 596 | 596 | 596 | 796 | 796 | 796 | 796 | 796 | 796 | 796
CBD_CHP | CBD_LNG | 0 | 270 | 270 | 270 | 270 | 270 | 270 | 270 | 470 | 470 | 470 | 470 | 470 | 470 | 470
DJN_CHP | DJN_LNG | 136 | 136 | 136 | 136 | 136 | 136 | 136 | 136 | 136 | 136 | 136 | 136 | 136 | 136 | 136
GWJ_CHP | GWJ_LNG | 115 | 115 | 115 | 115 | 115 | 115 | 115 | 115 | 115 | 115 | 115 | 115 | 115 | 115 | 115
SJN_CHP | SJN_LNG | 1127 | 1127 | 1127 | 1127 | 1127 | 1127 | 1127 | 1127 | 1127 | 1127 | 1127 | 1127 | 1127 | 1127 | 1127
JBD_CHP | JBD_LNG | 445 | 445 | 445 | 445 | 445 | 445 | 445 | 445 | 645 | 645 | 645 | 645 | 645 | 645 | 645
JND_CHP | JND_LNG | 312 | 312 | 807 | 807 | 807 | 807 | 807 | 807 | 1007 | 1007 | 1007 | 1007 | 1007 | 1007 | 1007
BSN_CHP | BSN_LNG | 19 | 19 | 19 | 19 | 19 | 19 | 19 | 19 | 19 | 19 | 19 | 19 | 19 | 19 | 19
DGU_CHP | DGU_LNG | 713 | 713 | 713 | 713 | 713 | 713 | 713 | 713 | 913 | 913 | 913 | 913 | 913 | 913 | 913
GBD_CHP | GBD_LNG | 156 | 156 | 156 | 156 | 156 | 156 | 156 | 156 | 356 | 356 | 356 | 356 | 356 | 356 | 356
GND_CHP | GND_LNG | 145 | 145 | 145 | 145 | 145 | 145 | 145 | 145 | 345 | 345 | 345 | 345 | 345 | 345 | 345
|  | #REF! | #REF! | #REF! | #REF! | #REF! | #REF! | #REF! | #REF! | #REF! | #REF! | #REF! | #REF! | #REF! | #REF! | #REF! | #REF! | #REF!
|  | #REF! | #REF! | #REF! | #REF! | #REF! | #REF! | #REF! | #REF! | #REF! | #REF! | #REF! | #REF! | #REF! | #REF! | #REF! | #REF! | #REF!
|  | 32519 | 36816 | 41434 | 46268 | 51191 | 56171 | 63116 | 66704 | 70295 | 73895 | 77506 | 81135 | 83880 | 86641 | 89414
|  | #REF! | #REF! | 4618 | 4834 | 4923 | 4980 | 6945 | 3588 | 3591 | 3600 | 3611 | 3629 | 2745 | 2761 | 2773
|  | #REF! | 3017 | 3958 | 5983 | 8719 | 14661 | 18281 | 22321 | 24868 | 27419 | 29973 | 32972 | 35532 | 38101 | 40671
|  |  | #REF! | 941 | 2025 | 2736 | 5942 | 3620 | 4040 | 2547 | 2551 | 2554 | 2999 | 2560 | 2569 | 2570
SEL_ESS | SEL_EL | 2030: 18.6513; 2038: 90.0059
GGD_ESS | GGD_EL | 2030: 140.9211; 2038: 680.0447
GWD_ESS | GWD_EL | 2030: 151.9737; 2038: 733.3816
ICN_ESS | ICN_EL | 2030: 82.8947; 2038: 400.0263
CND_ESS | CND_EL | 2030: 219.6711; 2038: 1060.0697
CBD_ESS | CBD_EL | 2030: 147.8289; 2038: 713.3803
DJN_ESS | DJN_EL | 2030: 31.0855; 2038: 150.0099
GWJ_ESS | GWJ_EL | 2030: 48.3553; 2038: 233.3487
SJN_ESS | SJN_EL | 2030: 13.8158; 2038: 66.6711
JBD_ESS | JBD_EL | 2030: 326.0526; 2038: 1573.4368
JND_ESS | JND_EL | 2030: 384.0789; 2038: 1853.4553
BSN_ESS | BSN_EL | 2030: 48.3553; 2038: 233.3487
DGU_ESS | DGU_EL | 2030: 70.4605; 2038: 340.0224
GBD_ESS | GBD_EL | 2030: 247.9934; 2038: 1196.7454
GND_ESS | GND_EL | 2030: 129.1776; 2038: 623.3743
USN_ESS | USN_EL | 2030: 38.6842; 2038: 186.6789
JJD_ESS | JJD_EL | 0 | 68 | 108 | 148 | 188 | 188 | 194 | 233 | 272 | 311 | 350 | 388 | 427 | 466 | 505
GGD_Pumped | GGD_EL | 400 | 400 | 400 | 400 | 400 | 400 | 400 | 400 | 400 | 1100 | 1100 | 1100 | 1100 | 1100 | 1100
GWD_Pumped | GWD_EL | 1000 | 1000 | 1000 | 1000 | 1000 | 1000 | 1500 | 1500 | 2100 | 2100 | 2100 | 2100 | 2100 | 2100 | 2100
ICN_Pumped | ICN_EL | 2024: 0
CND_Pumped | CND_EL | 2024: 0; 2037: 500; 2038: 500
CBD_Pumped | CBD_EL | 2024: 0; 2038: 650
DJN_Pumped | DJN_EL | 2024: 0
GWJ_Pumped | GWJ_EL | 2024: 0
SJN_Pumped | SJN_EL | 2024: 0
JBD_Pumped | JBD_EL | 600 | 600 | 600 | 600 | 600 | 600 | 600 | 600 | 600 | 600 | 600 | 600 | 600 | 600 | 1200
JND_Pumped | JND_EL | 2024: 0; 2034: 500; 2035: 500; 2036: 500; 2037: 1000; 2038: 1000
BSN_Pumped | BSN_EL | 2024: 0
DGU_Pumped | DGU_EL | 2024: 0
GBD_Pumped | GBD_EL | 1400 | 1400 | 1400 | 1400 | 1400 | 1400 | 1400 | 1400 | 1400 | 1400 | 1400 | 1400 | 2900 | 2900 | 2900
GND_Pumped | GND_EL | 1300 | 1300 | 1300 | 1300 | 1300 | 1300 | 1300 | 1300 | 1300 | 1300 | 2200 | 2200 | 2200 | 2200 | 2200
|  | 4700 | 4768 | 4808 | 4848 | 4888 | 4888 | 7494 | 5433 | 6072 | 6811 | 8250 | 8288 | 9827 | 10866 | 22289
ESS | 전국 | 2024: 0; 2026: 500; 2027: 500; 2028: 500; 2029: 600
| 제주 | 2024: 0; 2025: 68; 2026: 40; 2027: 40; 2028: 40
Pumped |  | 2024: 4700; 2030: 500; 2032: 600; 2033: 700; 2034: 1400; 2036: 1500; 2037: 1000; 2038: 1250
필요물량 | 전국 |  |  |  |  | 1000 | 2100 | 4000 | 7600 | 10000 | 12500 | 17500 | 17500 | 20000 | 21000 | 22500
| 제주 |  |  | 39 | 78 | 117 | 155 | 194 | 233 | 272 | 311 | 350 | 388 | 427 | 466 | 505
|  | 4700 | 0 | 500 | 500 | 500 | 600 | 500 | 0 | 600 | 700 | 1400 | 0 | 1500 | 1000 | 1250
|  |  | 4700 | 5200 | 5700 | 6200 | 6800 | 7300 | 7300 | 7900 | 8600 | 10000 | 10000 | 11500 | 12500 | 13750
| ESS 추가 필요물량 | 2031: 300; 2032: 2100; 2033: 3900; 2034: 7500; 2035: 7500; 2036: 8500; 2037: 8500; 2038: 8750; 2040: 가정: 재생에너지 설비용량에 비례하여 배분, 특정 지역이 언급되지 않은 계획
|  | -4700 | -4768 | -4808 | -4848 | -3888 | -2788 | -3494 | 2167 | 3928 | 5689 | 9250 | 9212 | 10173 | 10134 | 211

## 시나리오_발전기 (hidden)
이름 | 버스 | 2024 | 2025 | 2026 | 2027 | 2028 | 2029 | 2030 | 2031 | 2032 | 2033 | 2034 | 2035 | 2036 | 2037 | 2038 | 2039 | 2040
CND_Coal | CND_CND_EL | 18246 | 17746 | 16746 | 16246 | 15746 | 14246 | 13246 | 13246 | 12246 | 12246 | 12246 | 12246 | 11246 | 9246 | 7196
GND_Coal | GND_GND_EL | 8200 | 8200 | 7700 | 5580 | 4580 | 4080 | 4080 | 3080 | 3080 | 3080 | 3080 | 3080 | 3080 | 3080 | 3080
GWD_Coal | GWD_GWD_EL | 7814 | 8864 | 8864 | 8864 | 8864 | 8464 | 8464 | 8464 | 8464 | 8464 | 8464 | 8464 | 8464 | 8464 | 8464
ICN_Coal | ICN_ICN_EL | 5080 | 5080 | 5080 | 5080 | 5080 | 5080 | 5080 | 5080 | 5080 | 5080 | 3480 | 3480 | 3480 | 3480 | 2610
JND_Coal | JND_JND_EL | 668 | 668 | 668 | 668 | 668 | 668 | 668 | 668 | 668 | 668 | 668 | 668 | 668 | 668 | 668
BSN_LNG | BSN_BSN_EL | 1845 | 1845 | 1845 | 1845 | 1845 | 1845 | 1845 | 1845 | 1845 | 1845 | 1945 | 1945 | 1945 | 1945 | 1945
CND_LNG | CND_CND_EL | 4077 | 4077 | 5123 | 5123 | 5123 | 5623 | 5623 | 5623 | 5623 | 5823 | 5823 | 5823 | 6823 | 8323 | 9873
CBD_LNG | CBD_CBD_EL | 0 | 561 | 561 | 561 | 1122 | 1122 | 1122 | 1122 | 1122 | 1322 | 1322 | 1322 | 1322 | 1322 | 1322
GBD_LNG | GBD_GBD_EL | 361 | 861 | 1361 | 1361 | 1361 | 1361 | 1361 | 1361 | 1361 | 1561 | 1561 | 1561 | 1561 | 1561 | 1561
GGD_LNG | GGD_GGD_EL | 11836 | 10934 | 10934 | 10860 | 10908 | 10908 | 11908 | 12908 | 14060 | 14260 | 14260 | 14260 | 14260 | 14260 | 14660
GND_LNG | GND_GND_EL | 1012 | 1012 | 1012 | 3632 | 4632 | 5132 | 5132 | 5132 | 5132 | 5332 | 5332 | 5332 | 5332 | 5332 | 5732
GWD_LNG | GWD_GWD_EL | 848 | 848 | 848 | 848 | 848 | 1248 | 1248 | 1248 | 1248 | 1448 | 1448 | 1448 | 1448 | 1448 | 1448
ICN_LNG | ICN_ICN_EL | 8238 | 8238 | 8238 | 8238 | 8238 | 8238 | 8238 | 8238 | 8238 | 8238 | 9838 | 9838 | 9838 | 10208 | 10508
JBD_LNG | JBD_JBD_EL | 718 | 718 | 718 | 718 | 718 | 718 | 718 | 718 | 718 | 718 | 718 | 718 | 718 | 718 | 718
JND_LNG | JND_JND_EL | 2378 | 2378 | 2378 | 2378 | 2878 | 3878 | 3878 | 3878 | 3878 | 4078 | 4078 | 4078 | 4078 | 4278 | 4578
SEL_LNG | SEL_SEL_EL | 738 | 738 | 738 | 738 | 738 | 738 | 738 | 738 | 738 | 738 | 738 | 738 | 738 | 738 | 738
USN_LNG | USN_USN_EL | 3619 | 3619 | 3619 | 3619 | 3619 | 3619 | 3619 | 3619 | 3619 | 3619 | 3619 | 3619 | 3619 | 3619 | 3619
JJD_LNG | JJD_JJD_EL | 492 | 492 | 492 | 492 | 492 | 492 | 492 | 492 | 492 | 492 | 492 | 492 | 492 | 492 | 492
USN_H2 | USN_USN_EL | 0 | 0 | 0 | 0 | 0 | 0 | 0 | 0 | 0 | 0 | 0 | 700 | 1500 | 1500 | 1500
BSN_Nuclear | BSN_BSN_EL | 4550 | 4550 | 4550 | 4550 | 4550 | 4550 | 4550 | 4550 | 4550 | 4550 | 4550 | 4550 | 4550 | 4550 | 4550
GBD_Nuclear | GBD_GBD_EL | 11400 | 11400 | 11400 | 11400 | 11400 | 11400 | 11400 | 11400 | 12800 | 14200 | 14550 | 14900 | 14900 | 14900 | 14900
JND_Nuclear | JND_JND_EL | 5900 | 5900 | 5900 | 5900 | 5900 | 5900 | 5900 | 5900 | 5900 | 5900 | 5900 | 5900 | 5900 | 5900 | 5900
USN_Nuclear | USN_USN_EL | 2800 | 2800 | 5600 | 5600 | 5600 | 5600 | 5600 | 5600 | 5600 | 5600 | 5600 | 5600 | 5600 | 7000 | 8400
CBD_Hydro | CBD_CBD_EL | 518 | 518 | 518 | 518 | 518 | 518 | 518 | 518 | 518 | 518 | 518 | 518 | 518 | 518 | 518
CND_Hydro | CND_CND_EL | 32 | 32 | 32 | 32 | 32 | 32 | 32 | 32 | 32 | 32 | 32 | 32 | 32 | 32 | 32
GBD_Hydro | GBD_GBD_EL | 179 | 179 | 179 | 179 | 179 | 179 | 179 | 179 | 179 | 179 | 179 | 179 | 179 | 179 | 179
GGD_Hydro | GGD_GGD_EL | 275 | 275 | 275 | 275 | 275 | 275 | 275 | 275 | 275 | 275 | 275 | 275 | 275 | 275 | 275
ICN_Hydro | ICN_ICN_EL | 12 | 12 | 12 | 12 | 12 | 12 | 12 | 12 | 12 | 12 | 12 | 12 | 12 | 12 | 12
GND_Hydro | GND_GND_EL | 145 | 145 | 145 | 145 | 145 | 145 | 145 | 145 | 145 | 145 | 145 | 145 | 145 | 145 | 145
GWD_Hydro | GWD_GWD_EL | 525 | 525 | 525 | 525 | 525 | 525 | 525 | 525 | 525 | 525 | 525 | 525 | 525 | 525 | 525
JBD_Hydro | JBD_JBD_EL | 77 | 77 | 77 | 77 | 77 | 77 | 77 | 77 | 77 | 77 | 77 | 77 | 77 | 77 | 77
JND_Hydro | JND_JND_EL | 38 | 38 | 38 | 38 | 38 | 38 | 38 | 38 | 38 | 38 | 38 | 38 | 38 | 38 | 38
BSN_PV | BSN_BSN_EL | 700 | 836.7273 | 941.6818 | 1051.5455 | 1163.4318 | 1276.6136 | 1434.4545 | 1516 | 1597.6136 | 1679.4318 | 1761.5 | 1843.9773 | 1906.3636 | 1969.1136 | 2032.1364
CBD_PV | CBD_CBD_EL | 2140 | 2557.9948 | 2878.8558 | 3214.7247 | 3556.7773 | 3902.7903 | 4385.3325 | 4634.6286 | 4884.1331 | 5134.263 | 5385.1571 | 5637.3019 | 5828.026 | 6019.8617 | 6212.5312
CND_PV | CND_CND_EL | 3180 | 3801.1325 | 4277.926 | 4777.0208 | 5285.3045 | 5799.4734 | 6516.5221 | 6886.9714 | 7257.7305 | 7629.4188 | 8002.2429 | 8376.9253 | 8660.3377 | 8945.4019 | 9231.7052
DGU_PV | DGU_DGU_EL | 1020 | 1219.2312 | 1372.1649 | 1532.2519 | 1695.2864 | 1860.2084 | 2090.2052 | 2209.0286 | 2327.9513 | 2447.1721 | 2566.7571 | 2686.9383 | 2777.8442 | 2869.2799 | 2961.113
DJN_PV | DJN_DJN_EL | 450 | 537.8961 | 605.3669 | 675.9935 | 747.9205 | 820.6802 | 922.1494 | 974.5714 | 1027.0373 | 1079.6347 | 1132.3929 | 1185.414 | 1225.5195 | 1265.8588 | 1306.3734
GBD_PV | GBD_GBD_EL | 3590 | 4291.2156 | 4829.4825 | 5392.926 | 5966.7432 | 6547.2042 | 7356.7026 | 7774.9143 | 8193.4756 | 8613.086 | 9033.9786 | 9456.9692 | 9776.9221 | 10098.7399 | 10421.9565
GGD_PV | GGD_GGD_EL | 2040 | 2438.4623 | 2744.3299 | 3064.5039 | 3390.5727 | 3720.4169 | 4180.4104 | 4418.0571 | 4655.9026 | 4894.3442 | 5133.5143 | 5373.8766 | 5555.6883 | 5738.5597 | 5922.226
GND_PV | GND_GND_EL | 1870 | 2235.2571 | 2515.6357 | 2809.1286 | 3108.025 | 3410.3821 | 3832.0429 | 4049.8857 | 4267.9107 | 4486.4821 | 4705.7214 | 4926.0536 | 5092.7143 | 5260.3464 | 5428.7071
GWD_PV | GWD_GWD_EL | 2200 | 2629.7143 | 2959.5714 | 3304.8571 | 3656.5 | 4012.2143 | 4508.2857 | 4764.5714 | 5021.0714 | 5278.2143 | 5536.1429 | 5795.3571 | 5991.4286 | 6188.6429 | 6386.7143
GWJ_PV | GWJ_GWJ_EL | 700 | 836.7273 | 941.6818 | 1051.5455 | 1163.4318 | 1276.6136 | 1434.4545 | 1516 | 1597.6136 | 1679.4318 | 1761.5 | 1843.9773 | 1906.3636 | 1969.1136 | 2032.1364
ICN_PV | ICN_ICN_EL | 1200 | 1434.3896 | 1614.3117 | 1802.6494 | 1994.4545 | 2188.4805 | 2459.0649 | 2598.8571 | 2738.7662 | 2879.026 | 3019.7143 | 3161.1039 | 3268.0519 | 3375.6234 | 3483.6623
JBD_PV | JBD_JBD_EL | 4720 | 5641.9325 | 6349.626 | 7090.4208 | 7844.8545 | 8608.0234 | 9672.3221 | 10222.1714 | 10772.4805 | 11324.1688 | 11877.5429 | 12433.6753 | 12854.3377 | 13277.4519 | 13702.4052
JJD_PV | JJD_JJD_EL | 400 | 478.1299 | 538.1039 | 600.8831 | 664.8182 | 729.4935 | 819.6883 | 866.2857 | 912.9221 | 959.6753 | 1006.5714 | 1053.7013 | 1089.3506 | 1125.2078 | 1161.2208
JND_PV | JND_JND_EL | 5560 | 6646.0052 | 7479.6442 | 8352.2753 | 9240.9727 | 10139.9597 | 11393.6675 | 12041.3714 | 12689.6169 | 13339.487 | 13991.3429 | 14646.4481 | 15141.974 | 15640.3883 | 16140.9688
SEL_PV | SEL_SEL_EL | 270 | 322.7377 | 363.2201 | 405.5961 | 448.7523 | 492.4081 | 553.2896 | 584.7429 | 616.2224 | 647.7808 | 679.4357 | 711.2484 | 735.3117 | 759.5153 | 783.824
SJN_PV | SJN_SJN_EL | 200 | 239.0649 | 269.0519 | 300.4416 | 332.4091 | 364.7468 | 409.8442 | 433.1429 | 456.461 | 479.8377 | 503.2857 | 526.8506 | 544.6753 | 562.6039 | 580.6104
USN_PV | USN_USN_EL | 560 | 669.3818 | 753.3455 | 841.2364 | 930.7455 | 1021.2909 | 1147.5636 | 1212.8 | 1278.0909 | 1343.5455 | 1409.2 | 1475.1818 | 1525.0909 | 1575.2909 | 1625.7091
BSN_WT | BSN_BSN_EL | 30 | 40.9548 | 53.7285 | 81.2172 | 118.3575 | 199.0181 | 248.1584 | 303 | 337.5747 | 372.2036 | 406.8733 | 447.5837 | 482.3348 | 517.2081 | 552.095
CBD_WT | CBD_CBD_EL | 30 | 40.9548 | 53.7285 | 81.2172 | 118.3575 | 199.0181 | 248.1584 | 303 | 337.5747 | 372.2036 | 406.8733 | 447.5837 | 482.3348 | 517.2081 | 552.095
CND_WT | CND_CND_EL | 10 | 13.6516 | 17.9095 | 27.0724 | 39.4525 | 66.3394 | 82.7195 | 101 | 112.5249 | 124.0679 | 135.6244 | 149.1946 | 160.7783 | 172.4027 | 184.0317
GBD_WT | GBD_GBD_EL | 530 | 723.5339 | 949.2036 | 1434.8371 | 2090.9819 | 3515.9864 | 4384.1312 | 5353 | 5963.819 | 6575.5973 | 7188.095 | 7907.3122 | 8521.2489 | 9137.3439 | 9753.6787
GGD_WT | GGD_GGD_EL | 60 | 81.9095 | 107.457 | 162.4344 | 236.7149 | 398.0362 | 496.3167 | 606 | 675.1493 | 744.4072 | 813.7466 | 895.1674 | 964.6697 | 1034.4163 | 1104.19
GND_WT | GND_GND_EL | 110 | 150.1674 | 197.0045 | 297.7964 | 433.9774 | 729.733 | 909.914 | 1111 | 1237.7738 | 1364.7466 | 1491.8688 | 1641.1403 | 1768.5611 | 1896.4299 | 2024.3484
GWD_WT | GWD_GWD_EL | 590 | 805.4434 | 1056.6606 | 1597.2715 | 2327.6968 | 3914.0226 | 4880.448 | 5959 | 6638.9683 | 7320.0045 | 8001.8416 | 8802.4796 | 9485.9186 | 10171.7602 | 10857.8688
JBD_WT | JBD_JBD_EL | 30 | 40.9548 | 53.7285 | 81.2172 | 118.3575 | 199.0181 | 248.1584 | 303 | 337.5747 | 372.2036 | 406.8733 | 447.5837 | 482.3348 | 517.2081 | 552.095
JJD_WT | JJD_JJD_EL | 340 | 464.1538 | 608.9231 | 920.4615 | 1341.3846 | 2255.5385 | 2812.4615 | 3434 | 3825.8462 | 4218.3077 | 4611.2308 | 5072.6154 | 5466.4615 | 5861.6923 | 6257.0769
JND_WT | JND_JND_EL | 480 | 655.276 | 859.6561 | 1299.4751 | 1893.7195 | 3184.2896 | 3970.5339 | 4848 | 5401.1946 | 5955.2579 | 6509.9729 | 7161.3394 | 7717.3575 | 8275.3303 | 8833.5204
|  | 30800 | 36816 | 41434 | 46268 | 51191 | 56171 | 63116 | 66704 | 70295 | 73895 | 77506 | 81135 | 83880 | 86641 | 89414 | 0 | 0
|  | 2210 | 3017 | 3958 | 5983 | 8719 | 14661 | 18281 | 22321 | 24868 | 27419 | 29973 | 32972 | 35532 | 38101 | 40671 | 0 | 0
[8 empty] | 62296.3117 | 65837.7143 | 69382.0779 | 72935.3247 | 76499.4286 | 80081.2987 | 82790.6494 | 85515.7922 | 88252.7792
| PV | 32519 | 36816 | 41434 | 46268 | 51191 | 56171 | 63116 | 66704 | 70295 | 73895 | 77506 | 81135 | 83880 | 86641 | 89414
| 추가용량 | 1719 | 6016 | 4618 | 4834 | 4923 | 4980 | 6945 | 3588 | 3591 | 3600 | 3611 | 3629 | 2745 | 2761 | 2773
| WT | 2210 | 3017 | 3958 | 5983 | 8719 | 14661 | 18281 | 22321 | 24868 | 27419 | 29973 | 32972 | 35532 | 38101 | 40671
| 추가용량 |  | 807 | 941 | 2025 | 2736 | 5942 | 3620 | 4040 | 2547 | 2551 | 2554 | 2999 | 2560 | 2569 | 2570

## 시나리오_에너지수요 (hidden)
이름 | 버스 | 2024 | 2025 | 2026 | 2027 | 2028 | 2029 | 2030 | 2031 | 2032 | 2033 | 2034 | 2035 | 2036 | 2037 | 2038 | 2039 | 2040
BSN_Demand_EL | BSN_BSN_EL | 4623.2877 | 4681.9163 | 4732.1694 | 4799.1736 | 4841.0512 | 4874.5533 | 4941.5575 | 4991.8106 | 5058.8148 | 5083.9413 | 5109.0679 | 5184.4476 | 5184.4476 | 5201.1986 | 5226.3252
CBD_Demand_EL | CBD_CBD_EL | 2589.0411 | 2621.8731 | 2650.0149 | 2687.5372 | 2710.9887 | 2729.7499 | 2767.2722 | 2795.4139 | 2832.9363 | 2847.0071 | 2861.078 | 2903.2906 | 2903.2906 | 2912.6712 | 2926.7421
CND_Demand_EL | CND_CND_EL | 3698.6301 | 3745.5331 | 3785.7356 | 3839.3389 | 3872.841 | 3899.6426 | 3953.246 | 3993.4485 | 4047.0518 | 4067.1531 | 4087.2543 | 4147.5581 | 4147.5581 | 4160.9589 | 4181.0602
DGU_Demand_EL | DGU_DGU_EL | 3821.9178 | 3870.3842 | 3911.9267 | 3967.3169 | 4001.9357 | 4029.6307 | 4085.0208 | 4126.5634 | 4181.9535 | 4202.7248 | 4223.4961 | 4285.81 | 4285.81 | 4299.6575 | 4320.4288
DJN_Demand_EL | DJN_DJN_EL | 2219.1781 | 2247.3198 | 2271.4413 | 2303.6033 | 2323.7046 | 2339.7856 | 2371.9476 | 2396.0691 | 2428.2311 | 2440.2918 | 2452.3526 | 2488.5348 | 2488.5348 | 2496.5753 | 2508.6361
GBD_Demand_EL | GBD_GBD_EL | 3575.3425 | 3620.682 | 3659.5444 | 3711.3609 | 3743.7463 | 3769.6546 | 3821.4711 | 3860.3335 | 3912.1501 | 3931.5813 | 3951.0125 | 4009.3061 | 4009.3061 | 4022.2603 | 4041.6915
GGD_Demand_EL | GGD_GGD_EL | 11712.3288 | 11860.8547 | 11988.1626 | 12157.9065 | 12263.9964 | 12348.8684 | 12518.6123 | 12645.9202 | 12815.6641 | 12879.318 | 12942.972 | 13133.9339 | 13133.9339 | 13176.3699 | 13240.0238
GND_Demand_EL | GND_GND_EL | 4438.3562 | 4494.6397 | 4542.8827 | 4607.2067 | 4647.4092 | 4679.5712 | 4743.8952 | 4792.1382 | 4856.4622 | 4880.5837 | 4904.7052 | 4977.0697 | 4977.0697 | 4993.1507 | 5017.2722
GWD_Demand_EL | GWD_GWD_EL | 2342.4658 | 2372.1709 | 2397.6325 | 2431.5813 | 2452.7993 | 2469.7737 | 2503.7225 | 2529.184 | 2563.1328 | 2575.8636 | 2588.5944 | 2626.7868 | 2626.7868 | 2635.274 | 2648.0048
GWJ_Demand_EL | GWJ_GWJ_EL | 2527.3973 | 2559.4476 | 2586.9193 | 2623.5482 | 2646.4413 | 2664.7558 | 2701.3848 | 2728.8565 | 2765.4854 | 2779.2213 | 2792.9571 | 2834.1647 | 2834.1647 | 2843.3219 | 2857.0578
ICN_Demand_EL | ICN_ICN_EL | 4869.863 | 4931.6185 | 4984.5518 | 5055.1295 | 5099.2406 | 5134.5295 | 5205.1072 | 5258.0405 | 5328.6182 | 5355.0849 | 5381.5515 | 5460.9515 | 5460.9515 | 5478.5959 | 5505.0625
JBD_Demand_EL | JBD_JBD_EL | 2897.2603 | 2934.0009 | 2965.4929 | 3007.4821 | 3033.7254 | 3054.7201 | 3096.7094 | 3128.2013 | 3170.1906 | 3185.9366 | 3201.6825 | 3248.9205 | 3248.9205 | 3259.4178 | 3275.1638
JJD_Demand_EL | JJD_JJD_EL | 801.3699 | 811.5322 | 820.2427 | 831.8568 | 839.1155 | 844.9226 | 856.5366 | 865.2472 | 876.8612 | 881.2165 | 885.5718 | 898.6376 | 898.6376 | 901.5411 | 905.8964
JND_Demand_EL | JND_JND_EL | 2958.9041 | 2996.4264 | 3028.5884 | 3071.4711 | 3098.2728 | 3119.7141 | 3162.5968 | 3194.7588 | 3237.6415 | 3253.7225 | 3269.8035 | 3318.0465 | 3318.0465 | 3328.7671 | 3344.8481
SEL_Demand_EL | SEL_SEL_EL | 6780.8219 | 6866.8106 | 6940.5152 | 7038.788 | 7100.2085 | 7149.3448 | 7247.6176 | 7321.3222 | 7419.595 | 7456.4473 | 7493.2996 | 7603.8565 | 7603.8565 | 7628.4247 | 7665.277
SJN_Demand_EL | SJN_SJN_EL | 678.0822 | 686.6811 | 694.0515 | 703.8788 | 710.0208 | 714.9345 | 724.7618 | 732.1322 | 741.9595 | 745.6447 | 749.33 | 760.3856 | 760.3856 | 762.8425 | 766.5277 |  |  | 72471.7094 | 634.8522 | 317.4261
USN_Demand_EL | USN_USN_EL | 3575.3425 | 3620.682 | 3659.5444 | 3711.3609 | 3743.7463 | 3769.6546 | 3821.4711 | 3860.3335 | 3912.1501 | 3931.5813 | 3951.0125 | 4009.3061 | 4009.3061 | 4022.2603 | 4041.6915
BSN_Demand_H | BSN_BSN_H | 368.4951 | 373.168 | 377.1734 | 382.5139 | 385.8517 | 388.522 | 393.8625 | 397.8678 | 403.2084 | 405.211 | 407.2137 | 413.2218 | 413.2218 | 414.5569 | 416.5596
CBD_Demand_H | CBD_CBD_H | 203.2931 | 205.8711 | 208.0808 | 211.0271 | 212.8685 | 214.3417 | 217.288 | 219.4977 | 222.4439 | 223.5488 | 224.6536 | 227.9682 | 227.9682 | 228.7048 | 229.8096
CND_Demand_H | CND_CND_H | 321.3516 | 325.4267 | 328.9197 | 333.577 | 336.4878 | 338.8164 | 343.4737 | 346.9666 | 351.6239 | 353.3704 | 355.1168 | 360.3563 | 360.3563 | 361.5206 | 363.2671
DGU_Demand_H | DGU_DGU_H | 209.9484 | 212.6108 | 214.8928 | 217.9356 | 219.8373 | 221.3586 | 224.4014 | 226.6834 | 229.7262 | 230.8672 | 232.0082 | 235.4313 | 235.4313 | 236.192 | 237.333
DJN_Demand_H | DJN_DJN_H | 170.5317 | 172.6943 | 174.5479 | 177.0193 | 178.564 | 179.7998 | 182.2712 | 184.1248 | 186.5963 | 187.5231 | 188.4499 | 191.2303 | 191.2303 | 191.8482 | 192.775
GBD_Demand_H | GBD_GBD_H | 413.2191 | 418.4592 | 422.9507 | 428.9393 | 432.6823 | 435.6766 | 441.6653 | 446.1568 | 452.1455 | 454.3912 | 456.637 | 463.3743 | 463.3743 | 464.8714 | 467.1172
GGD_Demand_H | GGD_GGD_H | 1092.2836 | 1106.135 | 1118.0076 | 1133.8378 | 1143.7317 | 1151.6468 | 1167.477 | 1179.3496 | 1195.1798 | 1201.1162 | 1207.0525 | 1224.8614 | 1224.8614 | 1228.819 | 1234.7553
GND_Demand_H | GND_GND_H | 340.5036 | 344.8215 | 348.5227 | 353.4575 | 356.5418 | 359.0092 | 363.944 | 367.6451 | 372.58 | 374.4305 | 376.2811 | 381.8328 | 381.8328 | 383.0665 | 384.9171
GWD_Demand_H | GWD_GWD_H | 336.5946 | 340.863 | 344.5217 | 349.3999 | 352.4487 | 354.8878 | 359.766 | 363.4246 | 368.3028 | 370.1321 | 371.9615 | 377.4494 | 377.4494 | 378.669 | 380.4983
GWJ_Demand_H | GWJ_GWJ_H | 154.6909 | 156.6526 | 158.334 | 160.5759 | 161.9771 | 163.098 | 165.3399 | 167.0213 | 169.2632 | 170.1039 | 170.9447 | 173.4668 | 173.4668 | 174.0273 | 174.868
ICN_Demand_H | ICN_ICN_H | 261.3427 | 264.6569 | 267.4976 | 271.2851 | 273.6524 | 275.5462 | 279.3337 | 282.1744 | 285.962 | 287.3823 | 288.8027 | 293.0637 | 293.0637 | 294.0106 | 295.4309
JBD_Demand_H | JBD_JBD_H | 246.6108 | 249.7381 | 252.4186 | 255.9927 | 258.2265 | 260.0135 | 263.5876 | 266.2682 | 269.8422 | 271.1825 | 272.5228 | 276.5436 | 276.5436 | 277.4371 | 278.7774
JJD_Demand_H | JJD_JJD_H | 93.341 | 94.5247 | 95.5393 | 96.8921 | 97.7375 | 98.4139 | 99.7667 | 100.7813 | 102.134 | 102.6413 | 103.1486 | 104.6705 | 104.6705 | 105.0087 | 105.516
JND_Demand_H | JND_JND_H | 236.1433 | 239.1378 | 241.7046 | 245.127 | 247.266 | 248.9771 | 252.3995 | 254.9663 | 258.3886 | 259.672 | 260.9554 | 264.8056 | 264.8056 | 265.6612 | 266.9446
SEL_Demand_H | SEL_SEL_H | 999.3425 | 1012.0153 | 1022.8778 | 1037.361 | 1046.413 | 1053.6546 | 1068.1378 | 1079.0003 | 1093.4835 | 1098.9147 | 1104.3459 | 1120.6395 | 1120.6395 | 1124.2603 | 1129.6915
SJN_Demand_H | SJN_SJN_H | 26.9393 | 27.281 | 27.5738 | 27.9642 | 28.2082 | 28.4034 | 28.7939 | 29.0867 | 29.4771 | 29.6235 | 29.7699 | 30.2091 | 30.2091 | 30.3068 | 30.4532
USN_Demand_H | USN_USN_H | 121.2284 | 122.7657 | 124.0834 | 125.8403 | 126.9384 | 127.8169 | 129.5738 | 130.8915 | 132.6485 | 133.3073 | 133.9662 | 135.9427 | 135.9427 | 136.3819 | 137.0408
BSN_Demand_H2 | BSN_BSN_H2 | 42.8082 | 43.3511 | 43.8164 | 44.4368 | 44.8245 | 45.1348 | 45.7552 | 46.2205 | 46.8409 | 47.0735 | 47.3062 | 48.0041 | 48.0041 | 48.1592 | 48.3919
CBD_Demand_H2 | CBD_CBD_H2 | 23.9726 | 24.2766 | 24.5372 | 24.8846 | 25.1017 | 25.2755 | 25.6229 | 25.8835 | 26.2309 | 26.3612 | 26.4915 | 26.8823 | 26.8823 | 26.9692 | 27.0995
CND_Demand_H2 | CND_CND_H2 | 34.2466 | 34.6809 | 35.0531 | 35.5494 | 35.8596 | 36.1078 | 36.6041 | 36.9764 | 37.4727 | 37.6588 | 37.8449 | 38.4033 | 38.4033 | 38.5274 | 38.7135
DGU_Demand_H2 | DGU_DGU_H2 | 35.3881 | 35.8369 | 36.2215 | 36.7344 | 37.055 | 37.3114 | 37.8243 | 38.2089 | 38.7218 | 38.9141 | 39.1064 | 39.6834 | 39.6834 | 39.8116 | 40.004
DJN_Demand_H2 | DJN_DJN_H2 | 20.5479 | 20.8085 | 21.0319 | 21.3297 | 21.5158 | 21.6647 | 21.9625 | 22.1858 | 22.4836 | 22.5953 | 22.707 | 23.042 | 23.042 | 23.1164 | 23.2281
GBD_Demand_H2 | GBD_GBD_H2 | 33.105 | 33.5248 | 33.8847 | 34.3645 | 34.6643 | 34.9042 | 35.384 | 35.7438 | 36.2236 | 36.4035 | 36.5834 | 37.1232 | 37.1232 | 37.2432 | 37.4231
GGD_Demand_H2 | GGD_GGD_H2 | 108.4475 | 109.8227 | 111.0015 | 112.5732 | 113.5555 | 114.3414 | 115.9131 | 117.0919 | 118.6636 | 119.2529 | 119.8423 | 121.6105 | 121.6105 | 122.0034 | 122.5928
GND_Demand_H2 | GND_GND_H2 | 41.0959 | 41.617 | 42.0637 | 42.6593 | 43.0316 | 43.3294 | 43.925 | 44.3716 | 44.9672 | 45.1906 | 45.4139 | 46.084 | 46.084 | 46.2329 | 46.4562
GWD_Demand_H2 | GWD_GWD_H2 | 21.6895 | 21.9645 | 22.2003 | 22.5146 | 22.7111 | 22.8683 | 23.1826 | 23.4184 | 23.7327 | 23.8506 | 23.9685 | 24.3221 | 24.3221 | 24.4007 | 24.5186
GWJ_Demand_H2 | GWJ_GWJ_H2 | 23.4018 | 23.6986 | 23.953 | 24.2921 | 24.5041 | 24.6737 | 25.0128 | 25.2672 | 25.6063 | 25.7335 | 25.8607 | 26.2423 | 26.2423 | 26.3271 | 26.4542
ICN_Demand_H2 | ICN_ICN_H2 | 45.0913 | 45.6631 | 46.1533 | 46.8068 | 47.2152 | 47.5419 | 48.1954 | 48.6856 | 49.3391 | 49.5841 | 49.8292 | 50.5644 | 50.5644 | 50.7277 | 50.9728
JBD_Demand_H2 | JBD_JBD_H2 | 26.8265 | 27.1667 | 27.4583 | 27.8471 | 28.0901 | 28.2844 | 28.6732 | 28.9648 | 29.3536 | 29.4994 | 29.6452 | 30.0826 | 30.0826 | 30.1798 | 30.3256
JJD_Demand_H2 | JJD_JJD_H2 | 7.4201 | 7.5142 | 7.5948 | 7.7024 | 7.7696 | 7.8234 | 7.9309 | 8.0115 | 8.1191 | 8.1594 | 8.1997 | 8.3207 | 8.3207 | 8.3476 | 8.3879
JND_Demand_H2 | JND_JND_H2 | 27.3973 | 27.7447 | 28.0425 | 28.4395 | 28.6877 | 28.8862 | 29.2833 | 29.5811 | 29.9782 | 30.1271 | 30.276 | 30.7227 | 30.7227 | 30.8219 | 30.9708
SEL_Demand_H2 | SEL_SEL_H2 | 62.7854 | 63.5816 | 64.264 | 65.174 | 65.7427 | 66.1976 | 67.1076 | 67.79 | 68.7 | 69.0412 | 69.3824 | 70.4061 | 70.4061 | 70.6336 | 70.9748
SJN_Demand_H2 | SJN_SJN_H2 | 6.2785 | 6.3582 | 6.4264 | 6.5174 | 6.5743 | 6.6198 | 6.7108 | 6.779 | 6.87 | 6.9041 | 6.9382 | 7.0406 | 7.0406 | 7.0634 | 7.0975
USN_Demand_H2 | USN_USN_H2 | 33.105 | 33.5248 | 33.8847 | 34.3645 | 34.6643 | 34.9042 | 35.384 | 35.7438 | 36.2236 | 36.4035 | 36.5834 | 37.1232 | 37.1232 | 37.2432 | 37.4231
| 11차 목표수요 | 552 | 559 | 565 | 573 | 578 | 582 | 590 | 596 | 604 | 607 | 610 | 619 | 619 | 621 | 624
|  | 64110 | 561603600 |  | 목표수요를 기준으로 전망값 반영-수요관리 등으로 인한 수요차감을 반영하고 있어 추가로 반영할 필요가 없음
|  | 19803 | 173474280 |  | 목표수요 = 기준수요(모형수요+추가수요:데이터센터,전기화,첨단산업 수요)-수요관리(효율향상,부하기기,DR시장,V2G)
|  | 594 | 5203440

## 지역 선택 (hidden)
분석할 지역 선택
아래 목록에서 분석할 지역을 선택하세요. '선택' 열에 'O'를 입력하면 해당 지역이 분석에 포함됩니다.
각 지역 코드를 클릭하면 해당 지역 입력 시트로 이동합니다.
코드 | 지역명 | 영문명 | 선택 | 인구(명) | 면적(km²)
BSN | 부산광역시 | Busan | O | 3385601 | 770.04
CBD | 충청북도 | Chungbuk | O | 1600957 | 7407.3
CND | 충청남도 | Chungnam | O | 2118670 | 8245.41
DGU | 대구광역시 | Daegu | O | 2418346 | 883.56
DJN | 대전광역시 | Daejeon | O | 1463882 | 539.84
GBD | 경상북도 | Gyeongbuk | O | 2641823 | 19030.8
GGD | 경기도 | Gyeonggi | O | 13530519 | 10191.79
GND | 경상남도 | Gyeongnam | O | 3340216 | 10540.29
GWD | 강원도 | Gangwon | O | 1538492 | 16826.37
GWJ | 광주광역시 | Gwangju | O | 1441611 | 501.24
ICN | 인천광역시 | Incheon | O | 2947217 | 1063.27
JBD | 전라북도 | Jeonbuk | O | 1792712 | 8069.07
JJD | 제주특별자치도 | Jeju | O | 674635 | 1849.16
JND | 전라남도 | Jeonnam | O | 1851549 | 12344.06
SEL | 서울특별시 | Seoul | O | 9720846 | 605.21
SJN | 세종특별자치시 | Sejong | O | 365309 | 465.23
USN | 울산광역시 | Ulsan | O | 1136017 | 1062.04

## 시간 설정 (hidden)
시간 설정
시간 설정을 통해 분석 기간과 시간 간격을 정의합니다.
시작 시간 | 종료 시간 | 시간 간격
2024-01-01 | 2038-12-31 | 1h

## constraints
에너지시스템 제약사항 설정
에너지시스템 모델링에 적용할 제약사항을 정의합니다.
예: 특정 지역의 재생에너지 비율, CO2 배출 제한, 특정 발전원의 최소/최대 용량 등
이름 | 유형 | 대상 속성 | 조건 | 상수값 | 적용 지역 | 설명
CO2_limit | primary_energy | co2_emissions | less_equal | 218400000 | ALL | CO2 배출량 제한
RPS_BSN | RPS | renewable_share | >= | 0 | BSN | 재생에너지 의무비중
RPS_CBD | RPS | renewable_share | >= | 0 | CBD | 재생에너지 의무비중
RPS_CND | RPS | renewable_share | >= | 0 | CND | 재생에너지 의무비중
RPS_DGU | RPS | renewable_share | >= | 0 | DGU | 재생에너지 의무비중
RPS_DJN | RPS | renewable_share | >= | 0 | DJN | 재생에너지 의무비중
RPS_GBD | RPS | renewable_share | >= | 0 | GBD | 재생에너지 의무비중
RPS_GGD | RPS | renewable_share | >= | 0 | GGD | 재생에너지 의무비중
RPS_GND | RPS | renewable_share | >= | 0 | GND | 재생에너지 의무비중
RPS_GWD | RPS | renewable_share | >= | 0 | GWD | 재생에너지 의무비중
RPS_GWJ | RPS | renewable_share | >= | 0 | GWJ | 재생에너지 의무비중
RPS_ICN | RPS | renewable_share | >= | 0 | ICN | 재생에너지 의무비중
RPS_JBD | RPS | renewable_share | >= | 0 | JBD | 재생에너지 의무비중
RPS_JJD | RPS | renewable_share | >= | 0 | JJD | 재생에너지 의무비중
RPS_JND | RPS | renewable_share | >= | 0 | JND | 재생에너지 의무비중
RPS_SEL | RPS | renewable_share | >= | 0 | SEL | 재생에너지 의무비중
RPS_SJN | RPS | renewable_share | >= | 0 | SJN | 재생에너지 의무비중
RPS_USN | RPS | renewable_share | >= | 0 | USN | 재생에너지 의무비중
|  |  | 2024 | 2030 | 2038
|  |  | 218400000 | 145900000 | 83100000
NDC
|  |  | 2030 | 2035 | 2035 | 2038 | 2050
|  |  |  | 50%,53% | 60% | 48%
|  |  | 145900000 | 88300000 | 70000000 | 56000000

## renewable_patterns
재생에너지 발전 패턴 설정
재생에너지 발전 패턴을 정의합니다. 시간별 정규화된 값(0~1)을 입력하세요.
시간 | BSN_PV_Patterns | CBD_PV_Patterns | CND_PV_Patterns | DGU_PV_Patterns | DJN_PV_Patterns | GBD_PV_Patterns | GGD_PV_Patterns | GND_PV_Patterns | GWD_PV_Patterns | GWJ_PV_Patterns | ICN_PV_Patterns | JBD_PV_Patterns | JJD_PV_Patterns | JND_PV_Patterns | SEL_PV_Patterns | SJN_PV_Patterns | USN_PV_Patterns | National_WT_Patterns | JJD_WT_Patterns
0 | 0 | 0 | 3.5993e-10 | 0 | 0 | 0 | 4.3756e-09 | 1.7334e-09 | 0 | 0 | 0 | 0 | 5.7264e-10 | 0 | 0 | 0 | 0 | 4.9594e-05 | 0.00027879
1 | 0 | 0 | 9.5981e-11 | 0 | 0 | 0 | 0 | 1.0089e-08 | 0 | 1.4256e-08 | 0 | 0 | 5.9053e-10 | 0 | 0 | 0 | 0 | 3.4964e-05 | 0.00016021
2 | 0 | 0 | 9.5981e-11 | 0 | 0 | 0 | 0 | 0 | 0 | 0 | 0 | 0 | 5.9053e-10 | 0 | 0 | 0 | 0 | 2.9076e-05 | 0.00012751
3 | 0 | 3.8104e-08 | 9.5981e-11 | 0 | 0 | 0 | 0 | 0 | 0 | 0 | 0 | 0 | 7.8737e-10 | 0 | 0 | 0 | 0 | 2.7986e-05 | 8.0001e-05
4 | 0 | 0 | 1.1998e-10 | 0 | 0 | 0 | 0 | 0 | 0 | 0 | 0 | 0 | 8.5895e-10 | 0 | 0 | 0 | 0 | 2.3407e-05 | 5.9068e-05
5 | 0 | 0 | 9.5981e-11 | 0 | 0 | 0 | 0 | 0 | 0 | 0 | 1.1548e-09 | 0 | 8.0527e-10 | 0 | 0 | 0 | 0 | 2.0777e-05 | 0.00010612
6 | 0 | 0 | 4.7991e-11 | 0 | 0 | 0 | 0 | 0 | 0 | 0 | 0 | 0 | 7.6948e-10 | 0 | 0 | 0 | 0 | 1.7747e-05 | 6.5973e-05
7 | 1.4467e-06 | 9.4694e-08 | 2.2916e-07 | 6.5752e-07 | 1.2535e-08 | 3.2175e-07 | 6.5665e-08 | 1.1462e-06 | 3.6349e-09 | 4.1096e-07 | 1.4295e-07 | 5.2854e-07 | 1.552e-06 | 5.5758e-07 | 3.2349e-08 | 7.7815e-09 | 4.3075e-08 | 1.6801e-05 | 4.8641e-05
8 | 4.7927e-05 | 1.5738e-05 | 3.0397e-05 | 3.7987e-05 | 1.2461e-05 | 2.3947e-05 | 1.5298e-05 | 4.6263e-05 | 4.5883e-06 | 4.4015e-05 | 2.6777e-05 | 4.2623e-05 | 5.8082e-05 | 3.6416e-05 | 2.7931e-05 | 9.4396e-06 | 6.8545e-06 | 1.5222e-05 | 2.5787e-05
9 | 0.00018359 | 5.8324e-05 | 9.3689e-05 | 0.00014284 | 5.7108e-05 | 0.00010641 | 6.5705e-05 | 0.00016944 | 1.6864e-05 | 0.00017065 | 0.00013956 | 0.00016323 | 0.00017215 | 0.00012134 | 0.0001475 | 4.0615e-05 | 6.0588e-05 | 3.3466e-05 | 5.7264e-06
10 | 0.00030635 | 0.00011338 | 0.00016669 | 0.00025159 | 0.00016142 | 0.00020031 | 0.00012492 | 0.00028367 | 3.3839e-05 | 0.00030938 | 0.00024471 | 0.00029279 | 0.00030543 | 0.00015629 | 0.00026452 | 7.9281e-05 | 0.00020157 | 2.8264e-05 | 3.6562e-06
11 | 0.00037337 | 0.00019756 | 0.00023163 | 0.00032228 | 0.00035701 | 0.0002671 | 0.00015378 | 0.00033957 | 6.4413e-05 | 0.00031202 | 0.00026991 | 0.00035462 | 0.00040198 | 0.00016804 | 0.00039799 | 0.00014734 | 0.00035085 | 1.3346e-05 | 8.1381e-06
12 | 0.00037911 | 0.00026345 | 0.00026065 | 0.00034956 | 0.00040418 | 0.00029649 | 0.00017134 | 0.00035302 | 0.00010812 | 0.00017629 | 0.00020362 | 0.00026485 | 0.00021492 | 0.00020846 | 0.00030517 | 0.00029692 | 0.00029035 | 1.5512e-06 | 1.4137e-05
13 | 0.00029431 | 0.00026161 | 0.0002099 | 0.00033435 | 0.00038501 | 0.00025762 | 0.0001724 | 0.00032351 | 0.00011805 | 0.00028128 | 0.00015228 | 0.00022246 | 0.00015169 | 0.00026733 | 0.0001963 | 0.00035785 | 0.00019684 | 1.2615e-06 | 2.8988e-05
14 | 0.00018058 | 0.00017636 | 0.00010956 | 0.00027136 | 0.00020647 | 0.00016984 | 0.0001104 | 0.00021435 | 9.6362e-05 | 0.00028812 | 9.1625e-05 | 0.00024249 | 0.00011386 | 0.0002115 | 0.00010122 | 0.00019753 | 0.0001009 | 2.7848e-06 | 3.7379e-05
15 | 0.00010867 | 8.6806e-05 | 8.0029e-05 | 0.00015279 | 5.3363e-05 | 8.8663e-05 | 4.8642e-05 | 0.00012955 | 6.7862e-05 | 0.00010144 | 2.5507e-05 | 0.00014429 | 8.1743e-05 | 0.0001758 | 3.4821e-05 | 8.2707e-05 | 6.7756e-05 | 9.4454e-06 | 4.2403e-05
16 | 4.4387e-05 | 8.6899e-05 | 8.973e-05 | 5.792e-05 | 2.7295e-05 | 4.6414e-05 | 2.773e-05 | 6.1785e-05 | 4.1202e-05 | 5.9121e-05 | 8.6997e-05 | 8.2143e-05 | 4.7193e-05 | 0.0001791 | 1.2252e-05 | 8.6199e-05 | 3.4327e-05 | 1.8057e-05 | 4.6597e-05
17 | 1.7045e-05 | 8.1803e-05 | 6.4109e-05 | 2.9035e-05 | 8.0299e-07 | 3.0942e-05 | 1.5415e-05 | 3.5702e-05 | 2.3159e-05 | 2.7908e-05 | 3.6346e-05 | 4.3804e-05 | 7.6758e-06 | 0.00013378 | 3.6463e-07 | 4.2792e-05 | 3.6282e-06 | 2.4934e-05 | 4.2567e-05
18 | 1.9303e-05 | 6.5463e-05 | 5.3681e-05 | 3.4187e-05 | 0 | 5.5113e-05 | 9.9916e-06 | 4.1314e-05 | 2.6704e-05 | 1.8362e-05 | 1.3201e-05 | 4.7092e-05 | 8.9421e-06 | 0.00011557 | 3.2063e-06 | 1.9907e-05 | 3.2601e-06 | 3.4474e-05 | 7.6709e-05
19 | 1.5466e-05 | 2.629e-05 | 2.3045e-05 | 1.2343e-05 | 0 | 4.9508e-05 | 6.6628e-06 | 3.4294e-05 | 8.9574e-06 | 8.2224e-06 | 9.8142e-06 | 3.5076e-05 | 1.3607e-05 | 4.6752e-05 | 7.365e-06 | 5.2292e-07 | 4.5869e-06 | 3.8631e-05 | 6.3875e-05
20 | 7.1517e-06 | 1.6366e-05 | 1.0913e-05 | 6.967e-06 | 0 | 3.4276e-05 | 7.912e-06 | 2.2158e-05 | 2.1758e-06 | 5.8812e-06 | 9.0353e-06 | 2.038e-05 | 4.8106e-06 | 1.356e-05 | 6.3556e-06 | 0 | 1.0585e-06 | 5.4866e-05 | 4.9105e-05
21 | 3.1204e-07 | 7.3383e-06 | 4.8658e-06 | 1.5347e-06 | 0 | 1.426e-05 | 6.4256e-06 | 1.1491e-05 | 1.4366e-07 | 2.4312e-06 | 5.2937e-06 | 9.7246e-06 | 4.5573e-07 | 6.9263e-06 | 1.7833e-06 | 0 | 0 | 7.7601e-05 | 5.8411e-05
22 | 5.4892e-08 | 3.3527e-06 | 2.0723e-06 | 0 | 0 | 4.2538e-06 | 1.0822e-06 | 3.586e-06 | 1.5082e-09 | 6.1449e-09 | 4.0188e-07 | 3.1501e-06 | 7.3369e-10 | 1.136e-06 | 0 | 0 | 0 | 0.00011274 | 6.3618e-05
23 | 0 | 4.2602e-07 | 4.662e-07 | 0 | 0 | 6.1633e-07 | 0 | 1.1489e-06 | 0 | 0 | 0 | 5.5321e-07 | 7.3369e-10 | 6.7579e-08 | 0 | 0 | 0 | 0.00011584 | 6.0278e-05
24 | 0 | 0 | 1.2254e-07 | 0 | 0 | 3.6514e-08 | 1.8544e-08 | 1.476e-07 | 0 | 0 | 0 | 1.9653e-07 | 7.5158e-10 | 4.6199e-10 | 0 | 0 | 0 | 0.000117 | 3.9156e-05
25 | 0 | 0 | 7.2466e-09 | 0 | 0 | 0 | 0 | 0 | 0 | 0 | 0 | 4.5276e-08 | 1.2258e-09 | 0 | 0 | 0 | 0 | 0.00014341 | 5.2485e-05
26 | 0 | 0 | 5.4421e-09 | 0 | 0 | 0 | 0 | 0 | 0 | 0 | 1.3858e-08 | 1.0803e-09 | 8.4106e-10 | 2.7075e-09 | 0 | 0 | 0 | 0.00015481 | 5.1157e-05
27 | 0 | 5.3433e-07 | 4.7991e-11 | 0 | 0 | 1.1983e-08 | 0 | 0 | 0 | 0 | 1.1548e-09 | 0 | 8.2316e-10 | 0 | 0 | 0 | 0 | 0.00016466 | 4.7921e-05
28 | 0 | 5.79e-07 | 1.1998e-10 | 0 | 0 | 1.1983e-08 | 0 | 0 | 0 | 0 | 0 | 0 | 8.0527e-10 | 0 | 0 | 0 | 0 | 0.00017624 | 7.4544e-05
29 | 0 | 5.5316e-07 | 9.5981e-11 | 0 | 0 | 0 | 0 | 0 | 0 | 0 | 0 | 0 | 7.8737e-10 | 0 | 0 | 0 | 0 | 0.0001805 | 0.00010307
30 | 0 | 5.2557e-09 | 0 | 0 | 0 | 0 | 0 | 0 | 0 | 0 | 0 | 0 | 7.8737e-10 | 0 | 0 | 0 | 0 | 0.00018562 | 6.9186e-05
31 | 3.7529e-07 | 4.9973e-09 | 7.3054e-09 | 4.6571e-07 | 0 | 4.908e-07 | 5.0007e-09 | 9.5812e-07 | 2.624e-07 | 5.0044e-08 | 3.437e-08 | 6.0004e-08 | 1.4755e-06 | 5.1697e-07 | 1.3592e-10 | 0 | 1.3348e-06 | 0.00019272 | 5.4135e-05
32 | 2.7287e-05 | 4.4405e-06 | 4.6123e-06 | 2.8132e-05 | 2.4234e-06 | 2.0224e-05 | 5.88e-06 | 4.5458e-05 | 1.2363e-05 | 6.0006e-06 | 9.085e-06 | 9.4436e-06 | 6.8453e-05 | 2.5457e-05 | 1.1513e-05 | 9.3668e-07 | 3.6212e-05 | 0.00019837 | 1.1773e-05
33 | 0.00016837 | 1.7783e-05 | 2.5951e-05 | 9.7289e-05 | 2.0866e-05 | 6.9322e-05 | 2.5304e-05 | 0.00015557 | 5.1099e-05 | 3.9178e-05 | 6.1402e-05 | 2.422e-05 | 0.0002611 | 6.9132e-05 | 5.2423e-05 | 1.4348e-05 | 0.00015859 | 0.00022225 | 9.8613e-06
34 | 0.00027804 | 3.8609e-05 | 5.7458e-05 | 0.00021022 | 6.9723e-05 | 0.00010966 | 8.2875e-05 | 0.0002506 | 8.6917e-05 | 8.0834e-05 | 8.6113e-05 | 5.679e-05 | 0.00039191 | 0.00011721 | 8.4185e-05 | 5.0765e-05 | 0.00028218 | 0.00023092 | 2.239e-06
35 | 0.00033275 | 7.0703e-05 | 8.8364e-05 | 0.00028259 | 0.0001082 | 0.0001478 | 0.00013501 | 0.00030416 | 0.00013097 | 0.00014964 | 9.8659e-05 | 9.4494e-05 | 0.00054026 | 0.00013144 | 9.8807e-05 | 0.00012597 | 0.00033876 | 0.00021859 | 1.7324e-06
36 | 0.00035455 | 0.00010333 | 7.5323e-05 | 0.00027666 | 9.0844e-05 | 0.00018409 | 0.00010972 | 0.00032796 | 0.00015885 | 0.00012501 | 0.00015575 | 0.00014699 | 0.00051659 | 0.00013085 | 9.7781e-05 | 9.9297e-05 | 0.00036736 | 0.00019528 | 2.1849e-06
37 | 0.00032091 | 7.608e-05 | 7.8418e-05 | 0.00025164 | 0.00010394 | 0.00020327 | 0.00011667 | 0.00033945 | 0.00015952 | 0.00017205 | 0.00016062 | 0.00011067 | 0.00029797 | 0.00014039 | 0.00011023 | 9.2515e-05 | 0.00034302 | 0.00018149 | 1.351e-05
38 | 0.00027893 | 5.2951e-05 | 7.3342e-05 | 0.000191 | 7.3616e-05 | 0.00015921 | 8.1533e-05 | 0.00028875 | 0.00012887 | 0.00013567 | 0.00011376 | 8.8331e-05 | 0.00017211 | 0.00010573 | 9.6137e-05 | 8.4479e-05 | 0.00028116 | 0.0001718 | 1.6383e-05
39 | 0.00017234 | 4.6455e-05 | 7.8233e-05 | 0.0001233 | 3.9039e-05 | 0.00010026 | 5.8857e-05 | 0.00018759 | 7.249e-05 | 8.7971e-05 | 7.7197e-05 | 7.3372e-05 | 0.00010475 | 8.643e-05 | 7.2639e-05 | 4.3376e-05 | 0.0001572 | 0.00016901 | 1.72e-05
40 | 6.1085e-05 | 6.278e-05 | 6.9104e-05 | 6.8755e-05 | 1.3902e-05 | 5.6504e-05 | 3.7389e-05 | 7.7626e-05 | 5.1928e-05 | 4.5988e-05 | 7.9943e-05 | 5.5784e-05 | 4.803e-05 | 0.00015168 | 2.5217e-05 | 5.3617e-05 | 4.6053e-05 | 0.00015298 | 3.1581e-05
41 | 1.694e-05 | 1.3822e-05 | 9.6397e-06 | 2.9981e-05 | 4.9117e-07 | 2.3247e-05 | 1.0059e-05 | 3.5977e-05 | 3.2351e-05 | 1.7108e-05 | 2.3729e-05 | 1.7052e-05 | 1.0415e-05 | 6.0988e-05 | 6.4707e-07 | 1.6673e-06 | 4.8288e-06 | 0.00012667 | 3.4053e-05
42 | 1.9302e-05 | 2.904e-06 | 5.4226e-06 | 2.8737e-05 | 0 | 4.0218e-05 | 4.2521e-06 | 4.0566e-05 | 3.0543e-05 | 1.1214e-05 | 2.7498e-06 | 1.3626e-05 | 9.8055e-06 | 1.9514e-05 | 2.7326e-06 | 0 | 3.2544e-06 | 0.00010687 | 7.5155e-05
43 | 1.658e-05 | 1.5681e-06 | 4.0001e-06 | 8.9993e-06 | 0 | 2.2968e-05 | 2.2152e-06 | 3.6154e-05 | 2.5759e-05 | 5.1032e-06 | 9.4608e-06 | 7.8798e-06 | 1.2922e-05 | 7.2294e-06 | 2.8398e-06 | 0 | 5.8836e-06 | 8.5159e-05 | 5.7603e-05
44 | 1.0497e-05 | 4.4955e-06 | 1.4282e-06 | 5.5096e-06 | 0 | 1.1184e-05 | 3.8829e-06 | 2.2939e-05 | 1.6442e-05 | 1.0124e-06 | 3.1457e-06 | 1.8445e-06 | 9.0292e-06 | 3.424e-06 | 0 | 0 | 6.015e-06 | 8.2905e-05 | 5.0206e-05
45 | 6.3942e-07 | 2.1408e-07 | 3.3219e-07 | 9.9371e-08 | 0 | 2.7888e-06 | 3.7651e-07 | 1.184e-05 | 6.7963e-06 | 6.1203e-07 | 0 | 3.0016e-07 | 2.7199e-06 | 1.657e-06 | 0 | 0 | 3.726e-06 | 6.8937e-05 | 1.7982e-05
46 | 6.7997e-08 | 0 | 2.4643e-08 | 0 | 0 | 1.4735e-06 | 0 | 3.7363e-06 | 2.2512e-06 | 0 | 0 | 8.4057e-08 | 1.702e-08 | 3.0544e-07 | 0 | 0 | 2.7938e-07 | 5.7283e-05 | 1.9752e-05
47 | 0 | 1.3244e-08 | 8.9742e-09 | 0 | 0 | 3.2726e-07 | 0 | 1.302e-06 | 6.3625e-09 | 0 | 0 | 1.7228e-08 | 1.1721e-09 | 3.2111e-08 | 0 | 0 | 0 | 4.1751e-05 | 2.9062e-05
48 | 0 | 0 | 8.7938e-08 | 0 | 0 | 2.1862e-08 | 1.5002e-08 | 2.276e-07 | 0 | 0 | 0 | 0 | 8.7685e-10 | 7.2682e-09 | 0 | 0 | 0 | 3.8598e-05 | 4.5553e-05
49 | 0 | 0 | 4.7511e-09 | 0 | 0 | 1.1983e-08 | 0 | 0 | 0 | 0 | 1.1548e-09 | 0 | 1.0737e-09 | 2.3207e-09 | 0 | 0 | 0 | 3.639e-05 | 4.4236e-05
50 | 0 | 0 | 9.5981e-11 | 0 | 0 | 0 | 0 | 0 | 0 | 0 | 0 | 0 | 1.0737e-09 | 0 | 0 | 0 | 0 | 3.9566e-05 | 7.9499e-05
51 | 0 | 2.8863e-07 | 1.1998e-10 | 0 | 0 | 0 | 0 | 0 | 0 | 0 | 0 | 0 | 8.2316e-10 | 0 | 0 | 0 | 0 | 4.3134e-05 | 0.00014053
52 | 0 | 0 | 9.5981e-11 | 0 | 0 | 0 | 0 | 0 | 0 | 0 | 0 | 0 | 8.5895e-10 | 0 | 0 | 0 | 0 | 5.0634e-05 | 0.00014636
53 | 0 | 0 | 9.5981e-11 | 0 | 0 | 0 | 0 | 0 | 0 | 0 | 0 | 0 | 8.5895e-10 | 0 | 0 | 0 | 0 | 5.3234e-05 | 0.00018966
54 | 0 | 0 | 4.7991e-11 | 0 | 0 | 0 | 0 | 0 | 0 | 0 | 0 | 0 | 8.4106e-10 | 0 | 0 | 0 | 0 | 6.5856e-05 | 0.00026412
55 | 2.6417e-07 | 4.1673e-09 | 4.2592e-09 | 6.5419e-08 | 0 | 2.5091e-08 | 7.7511e-10 | 8.1942e-08 | 1.0925e-08 | 1.5829e-08 | 0 | 1.0541e-08 | 4.6187e-08 | 3.5241e-08 | 2.7184e-10 | 5.1877e-09 | 2.6976e-07 | 6.0033e-05 | 0.00033916
56 | 9.9083e-06 | 5.8763e-06 | 4.9978e-06 | 7.8572e-06 | 8.6156e-06 | 8.4441e-06 | 3.0253e-06 | 1.2629e-05 | 8.98e-06 | 4.6753e-06 | 1.1654e-06 | 5.0384e-06 | 6.7927e-06 | 1.12e-05 | 9.1093e-07 | 6.3394e-06 | 7.6528e-06 | 6.94e-05 | 0.00039386
57 | 8.8872e-05 | 2.9036e-05 | 3.6871e-05 | 6.5215e-05 | 2.8717e-05 | 5.2888e-05 | 2.733e-05 | 7.0901e-05 | 4.5645e-05 | 3.9694e-05 | 2.8488e-05 | 2.3997e-05 | 6.5241e-05 | 5.2594e-05 | 1.8063e-05 | 2.8902e-05 | 4.5524e-05 | 0.00011409 | 0.00040972
58 | 0.0001559 | 6.019e-05 | 6.3523e-05 | 0.00021158 | 9.6427e-05 | 0.00010777 | 6.5513e-05 | 0.0001509 | 9.2477e-05 | 8.6e-05 | 7.7991e-05 | 7.6415e-05 | 0.00019012 | 0.00011503 | 6.1066e-05 | 9.6013e-05 | 0.00013232 | 0.00013752 | 0.00041675
59 | 0.00023656 | 9.2705e-05 | 8.4902e-05 | 0.00025195 | 0.00023106 | 0.00017099 | 8.4873e-05 | 0.00024266 | 0.00015253 | 0.00019478 | 0.00014063 | 0.00020931 | 0.0002781 | 0.00020158 | 9.6139e-05 | 0.00017296 | 0.00021569 | 0.00015784 | 0.00033138
60 | 0.00029028 | 9.2706e-05 | 9.9482e-05 | 0.00022953 | 0.00022635 | 0.00023148 | 0.00010491 | 0.00025357 | 0.00016877 | 0.00024752 | 0.00012385 | 0.00028518 | 0.00035562 | 0.00023496 | 8.8945e-05 | 0.00015027 | 0.00031897 | 0.0001883 | 0.00041328
61 | 0.00034272 | 9.4941e-05 | 9.8099e-05 | 0.00024226 | 7.5308e-05 | 0.00021098 | 9.7584e-05 | 0.00028208 | 0.0001614 | 0.00021365 | 7.8751e-05 | 0.00017012 | 0.00043517 | 0.00023789 | 8.1359e-05 | 8.2499e-05 | 0.00032315 | 0.00020404 | 0.0005168
62 | 0.00030297 | 7.1627e-05 | 7.7965e-05 | 0.0001673 | 6.7947e-05 | 0.00014796 | 9.9289e-05 | 0.00026979 | 0.00013481 | 0.00018318 | 0.00012217 | 0.00016624 | 0.00038455 | 0.00019241 | 6.5924e-05 | 0.00012015 | 0.00031197 | 0.00024808 | 0.00057749
63 | 0.00019532 | 3.9024e-05 | 8.0892e-05 | 7.3763e-05 | 0.00010406 | 0.00010172 | 7.5485e-05 | 0.00017905 | 9.4226e-05 | 0.00013954 | 9.6536e-05 | 9.7544e-05 | 0.00025879 | 0.00017221 | 8.5358e-05 | 5.3065e-05 | 0.00019644 | 0.00026518 | 0.00056321
64 | 6.7179e-05 | 7.5291e-05 | 7.3994e-05 | 6.2505e-05 | 1.2606e-05 | 5.9219e-05 | 4.9315e-05 | 7.9311e-05 | 5.3978e-05 | 7.2534e-05 | 0.00010476 | 6.0054e-05 | 8.9921e-05 | 0.00017516 | 5.9509e-05 | 6.2081e-05 | 5.7059e-05 | 0.0002703 | 0.00061844
65 | 1.7634e-05 | 2.2196e-05 | 1.6246e-05 | 3.5478e-05 | 2.4608e-06 | 3.0289e-05 | 1.0833e-05 | 3.6581e-05 | 3.2925e-05 | 2.5701e-05 | 1.1182e-05 | 2.9309e-05 | 1.2848e-05 | 0.0001256 | 2.7567e-06 | 1.3794e-05 | 4.6404e-06 | 0.00026018 | 0.00057927
66 | 2.265e-05 | 4.9179e-06 | 7.068e-06 | 1.4791e-05 | 0 | 4.3028e-05 | 4.4742e-06 | 3.8893e-05 | 3.1069e-05 | 1.3728e-05 | 1.0016e-06 | 2.1893e-05 | 9.0319e-06 | 9.4422e-05 | 2.2496e-06 | 0 | 3.254e-06 | 0.00024411 | 0.00059841
67 | 1.5793e-05 | 2.7735e-06 | 5.6397e-06 | 7.1216e-06 | 0 | 2.769e-05 | 2.9631e-06 | 2.782e-05 | 2.4438e-05 | 7.208e-06 | 9.0745e-06 | 1.3145e-05 | 1.1812e-05 | 4.2627e-05 | 1.8811e-06 | 0 | 5.8858e-06 | 0.00023656 | 0.00063644
68 | 8.8373e-06 | 6.8796e-06 | 2.1798e-06 | 1.2145e-06 | 0 | 9.6418e-06 | 5.1543e-06 | 1.448e-05 | 1.2046e-05 | 1.4554e-06 | 1.4966e-06 | 5.0143e-06 | 2.7411e-06 | 8.0356e-06 | 0 | 0 | 6.0266e-06 | 0.00024113 | 0.00062392
69 | 1.7778e-07 | 1.7864e-06 | 5.6896e-07 | 0 | 0 | 3.3626e-06 | 5.7621e-07 | 5.2601e-06 | 3.9666e-06 | 6.5751e-07 | 0 | 6.4493e-07 | 1.3947e-07 | 3.031e-06 | 0 | 0 | 1.7776e-06 | 0.00019831 | 0.000583
70 | 2.9671e-09 | 0 | 2.0491e-07 | 0 | 0 | 1.0938e-06 | 3.8005e-08 | 1.1655e-06 | 4.8309e-07 | 4.4981e-08 | 0 | 1.2641e-07 | 1.2795e-09 | 4.6554e-07 | 0 | 0 | 3.2056e-07 | 0.00019286 | 0.00051445
71 | 0 | 0 | 3.8177e-08 | 0 | 0 | 1.3382e-07 | 0 | 6.0351e-07 | 1.5082e-08 | 3.4412e-08 | 0 | 7.0346e-09 | 1.199e-09 | 8.5219e-08 | 0 | 0 | 0 | 0.00017182 | 0.00039709
72 | 0 | 0 | 8.5183e-08 | 0 | 0 | 1.1983e-08 | 1.4794e-08 | 6.8181e-08 | 7.0695e-10 | 0 | 0 | 3.5891e-11 | 8.5895e-10 | 5.1141e-09 | 0 | 0 | 0 | 0.0001692 | 0.0003406
73 | 0 | 0 | 2.2004e-08 | 0 | 0 | 0 | 0 | 0 | 2.3565e-10 | 0 | 0 | 0 | 7.9632e-10 | 3.2124e-09 | 0 | 0 | 0 | 0.00014717 | 0.00024573
74 | 0 | 0 | 4.7991e-11 | 0 | 0 | 0 | 0 | 0 | 0 | 0 | 0 | 0 | 4.4737e-10 | 0 | 0 | 0 | 0 | 0.00013109 | 0.00021511
75 | 0 | 2.3432e-07 | 9.5981e-11 | 0 | 0 | 0 | 0 | 0 | 2.3565e-10 | 0 | 0 | 0 | 4.6527e-10 | 0 | 0 | 0 | 0 | 0.00010159 | 0.00018137
76 | 0 | 0 | 9.5981e-11 | 0 | 0 | 0 | 0 | 0 | 0 | 0 | 0 | 0 | 4.2948e-10 | 0 | 0 | 0 | 0 | 0.00011164 | 0.00018929
77 | 0 | 0 | 9.5981e-11 | 0 | 0 | 0 | 0 | 0 | 0 | 0 | 1.1548e-09 | 0 | 4.2948e-10 | 0 | 0 | 0 | 0 | 0.00012826 | 0.00017583
78 | 0 | 2.6278e-09 | 9.5981e-11 | 0 | 0 | 0 | 2.5003e-09 | 0 | 0 | 0 | 0 | 0 | 4.1158e-10 | 0 | 0 | 0 | 0 | 0.00013535 | 0.00012818
79 | 1.6963e-06 | 3.0723e-07 | 1.4211e-07 | 5.9917e-07 | 2.6575e-08 | 8.7762e-07 | 1.0729e-07 | 1.109e-06 | 4.5497e-07 | 4.4051e-07 | 4.3306e-09 | 4.2489e-07 | 2.0251e-06 | 7.5412e-07 | 4.5306e-08 | 9.8047e-08 | 1.9206e-06 | 0.00012467 | 5.7952e-05
80 | 6.1226e-05 | 2.6262e-05 | 3.0491e-05 | 4.5675e-05 | 3.0399e-05 | 4.7005e-05 | 1.8738e-05 | 5.1789e-05 | 3.2713e-05 | 4.4731e-05 | 1.7142e-05 | 4.3365e-05 | 7.5462e-05 | 4.2998e-05 | 2.0287e-05 | 2.4133e-05 | 5.6106e-05 | 0.0001072 | 4.6297e-05
81 | 0.00021474 | 0.0001106 | 0.00012159 | 0.00016862 | 0.00015299 | 0.0001766 | 7.5231e-05 | 0.00019403 | 0.00012155 | 0.00017866 | 7.3622e-05 | 0.00017084 | 0.00027841 | 0.00014456 | 6.7706e-05 | 9.3412e-05 | 0.00021174 | 0.00012036 | 1.9485e-05
82 | 0.0003352 | 0.00021824 | 0.00022528 | 0.00027987 | 0.00028136 | 0.00029432 | 0.00015269 | 0.0003155 | 0.00021169 | 0.00032505 | 0.00022165 | 0.00030155 | 0.00047389 | 0.0002506 | 0.00013213 | 0.00021049 | 0.00035056 | 0.00011815 | 1.2233e-05
83 | 0.00039821 | 0.00030131 | 0.00026859 | 0.00034476 | 0.00036927 | 0.00037029 | 0.00021781 | 0.00038862 | 0.00027036 | 0.00043026 | 0.00026071 | 0.00038176 | 0.00058955 | 0.00030905 | 0.00024781 | 0.00033066 | 0.00041991 | 0.00011346 | 1.6046e-05
84 | 0.00042011 | 0.00032655 | 0.00028604 | 0.00037025 | 0.00038341 | 0.00040146 | 0.00023003 | 0.000419 | 0.00029632 | 0.00046622 | 0.00023186 | 0.00040823 | 0.00062466 | 0.00032865 | 0.0002094 | 0.00038896 | 0.00044039 | 0.00010338 | 1.9908e-05
85 | 0.00040079 | 0.000309 | 0.00028694 | 0.00037084 | 0.0003831 | 0.00039966 | 0.00020424 | 0.00041674 | 0.00028645 | 0.00044334 | 0.00025434 | 0.00035444 | 0.0005861 | 0.00032504 | 0.00021022 | 0.00036327 | 0.00041206 | 0.00010248 | 2.8193e-05
86 | 0.00034037 | 0.0002611 | 0.00024239 | 0.00031738 | 0.00026831 | 0.00034969 | 0.0001685 | 0.00036244 | 0.00023569 | 0.0003526 | 0.00018956 | 0.00031822 | 0.00046823 | 0.00029148 | 0.00015923 | 0.0002896 | 0.00034447 | 0.00011981 | 2.695e-05
87 | 0.00022371 | 0.00018976 | 0.00014962 | 0.00020119 | 0.00021179 | 0.0002343 | 0.00010672 | 0.00024433 | 0.00014536 | 0.00022501 | 8.0726e-05 | 0.0001829 | 0.00030156 | 0.00021846 | 9.4901e-05 | 0.00020128 | 0.00021217 | 0.00012953 | 2.3823e-05
88 | 7.384e-05 | 0.00012824 | 0.00010029 | 9.5149e-05 | 7.0754e-05 | 9.5159e-05 | 5.2341e-05 | 9.9656e-05 | 7.0945e-05 | 0.00010545 | 0.00010756 | 9.3849e-05 | 0.00012216 | 0.00018931 | 2.5951e-05 | 0.00010054 | 6.0479e-05 | 0.00014915 | 1.7035e-05
89 | 1.7367e-05 | 9.2525e-05 | 7.1056e-05 | 3.9041e-05 | 2.193e-06 | 3.5149e-05 | 2.9702e-05 | 3.8491e-05 | 5.2206e-05 | 3.2972e-05 | 5.881e-05 | 4.852e-05 | 1.7748e-05 | 0.00013836 | 4.2864e-07 | 4.6634e-05 | 4.4327e-06 | 0.0001658 | 1.0599e-05
90 | 2.2844e-05 | 9.3435e-05 | 6.9083e-05 | 4.2462e-05 | 0 | 6.1971e-05 | 2.2649e-05 | 4.2769e-05 | 6.5548e-05 | 2.9929e-05 | 1.4459e-05 | 5.2565e-05 | 1.0387e-05 | 0.0001396 | 3.2101e-06 | 4.1587e-05 | 3.253e-06 | 0.00019291 | 3.103e-05
91 | 2.2166e-05 | 6.7508e-05 | 4.1426e-05 | 1.9919e-05 | 0 | 6.3995e-05 | 1.1847e-05 | 3.9964e-05 | 4.8912e-05 | 2.028e-05 | 1.3999e-05 | 4.5854e-05 | 1.619e-05 | 0.00011569 | 6.689e-06 | 2.631e-05 | 5.8697e-06 | 0.00019847 | 2.651e-05
92 | 1.4799e-05 | 3.2984e-05 | 1.5624e-05 | 7.4399e-06 | 0 | 4.8707e-05 | 7.8074e-06 | 2.9721e-05 | 3.0121e-05 | 1.1428e-05 | 9.5365e-06 | 2.9536e-05 | 1.1914e-05 | 3.7925e-05 | 2.0297e-06 | 1.494e-06 | 6.0205e-06 | 0.00022016 | 3.1811e-05
93 | 4.7426e-06 | 1.5449e-05 | 8.619e-06 | 1.6231e-06 | 0 | 2.7458e-05 | 5.8902e-06 | 1.8328e-05 | 1.9496e-05 | 6.6692e-06 | 3.2704e-06 | 1.7024e-05 | 6.5416e-06 | 1.172e-05 | 0 | 0 | 5.5786e-06 | 0.00024412 | 3.0303e-05
94 | 4.4569e-07 | 9.073e-06 | 4.0643e-06 | 0 | 0 | 9.0176e-06 | 3.0816e-06 | 6.3574e-06 | 7.7503e-06 | 3.7617e-06 | 0 | 7.9292e-06 | 8.2821e-07 | 3.4425e-06 | 0 | 0 | 2.4977e-06 | 0.00025344 | 3.2764e-05
95 | 2.9919e-08 | 3.9602e-06 | 1.147e-06 | 0 | 0 | 1.5222e-06 | 1.4314e-07 | 1.9232e-06 | 2.2491e-06 | 4.2769e-07 | 0 | 1.8941e-06 | 6.0843e-10 | 8.5246e-07 | 0 | 0 | 1.152e-07 | 0.00025519 | 6.24e-05
96 | 0 | 9.2027e-07 | 5.0625e-07 | 0 | 0 | 1.0629e-07 | 1.7711e-08 | 4.2952e-07 | 3.7563e-07 | 0 | 0 | 2.9419e-07 | 7.5158e-10 | 1.5121e-07 | 0 | 0 | 0 | 0.00024519 | 7.9296e-05
97 | 0 | 0 | 1.6876e-07 | 0 | 0 | 2.1022e-08 | 0 | 8.3204e-08 | 4.4302e-08 | 0 | 1.3858e-08 | 4.6475e-08 | 7.3369e-10 | 1.5252e-08 | 0 | 0 | 0 | 0.00025045 | 0.00011386
98 | 0 | 0 | 9.5981e-11 | 0 | 0 | 0 | 0 | 0 | 2.3565e-10 | 0 | 0 | 2.6444e-08 | 8.2316e-10 | 6.3195e-09 | 0 | 0 | 0 | 0.00023859 | 0.00015005
99 | 0 | 5.3477e-07 | 1.6797e-10 | 0 | 0 | 0 | 0 | 0 | 0 | 0 | 0 | 8.7717e-09 | 8.2316e-10 | 9.6695e-10 | 0 | 0 | 0 | 0.00022909 | 0.00016589
100 | 0 | 5.79e-07 | 1.6797e-10 | 0 | 0 | 0 | 0 | 0 | 0 | 0 | 0 | 0 | 9.1264e-10 | 1.0744e-11 | 0 | 0 | 0 | 0.00023563 | 0.00013643
101 | 0 | 5.7856e-07 | 1.9196e-10 | 0 | 0 | 1.1983e-08 | 0 | 0 | 0 | 0 | 1.1548e-09 | 0 | 8.0527e-10 | 1.0744e-11 | 0 | 0 | 0 | 0.0002238 | 0.00010209
102 | 0 | 8.5405e-08 | 9.5981e-11 | 0 | 0 | 0 | 0 | 0 | 0 | 0 | 0 | 0 | 8.0527e-10 | 1.0744e-11 | 0 | 0 | 0 | 0.00021581 | 9.6301e-05
103 | 1.934e-06 | 3.4221e-07 | 1.1196e-08 | 6.9094e-07 | 0 | 7.6185e-07 | 7.3739e-09 | 1.0389e-06 | 5.1654e-08 | 1.7791e-07 | 2.057e-08 | 1.5968e-07 | 1.5949e-06 | 2.3211e-07 | 3.8963e-09 | 0 | 2.0533e-06 | 0.00020244 | 7.5117e-05
104 | 5.4257e-05 | 4.1096e-06 | 5.7013e-06 | 3.8234e-05 | 6.6876e-06 | 3.2016e-05 | 8.7196e-06 | 4.43e-05 | 1.0821e-05 | 3.2248e-05 | 8.6958e-06 | 1.8871e-05 | 4.7589e-05 | 2.5126e-05 | 6.7804e-06 | 3.2378e-06 | 5.4059e-05 | 0.00018969 | 6.6703e-05
105 | 0.00018207 | 1.2437e-05 | 3.052e-05 | 0.00014819 | 2.448e-05 | 9.3717e-05 | 4.8994e-05 | 0.00014666 | 5.2645e-05 | 0.00011863 | 6.5639e-05 | 6.7845e-05 | 0.00012582 | 8.6815e-05 | 5.2132e-05 | 1.236e-05 | 0.00019175 | 0.00019963 | 3.8747e-05
106 | 0.00029654 | 3.4942e-05 | 6.9434e-05 | 0.00025444 | 3.3538e-05 | 0.00014617 | 0.00010103 | 0.00024639 | 0.00011237 | 0.00018002 | 0.0001819 | 9.0654e-05 | 0.0001895 | 0.00018001 | 0.00015983 | 3.695e-05 | 0.00031352 | 0.00019735 | 5.6598e-05
107 | 0.0003612 | 8.0482e-05 | 0.00015825 | 0.00031129 | 4.646e-05 | 0.00017416 | 0.00017982 | 0.00032373 | 0.00015274 | 0.00029593 | 0.00026625 | 7.973e-05 | 0.00027817 | 0.00021508 | 0.0002142 | 9.3435e-05 | 0.00038217 | 0.00021396 | 5.6226e-05
108 | 0.00038335 | 9.3671e-05 | 0.00019946 | 0.00033188 | 0.00010668 | 0.00018683 | 0.00025398 | 0.00034883 | 0.00019703 | 0.00033572 | 0.00031358 | 8.2787e-05 | 0.00032375 | 0.00022508 | 0.00029776 | 0.00020121 | 0.00041021 | 0.00021295 | 8.5949e-05
109 | 0.00035392 | 0.00012647 | 0.0002157 | 0.00031134 | 0.0002035 | 0.00020154 | 0.00025215 | 0.00032824 | 0.00021277 | 0.00025875 | 0.00032108 | 0.00010742 | 0.00038053 | 0.00022281 | 0.0003203 | 0.00021345 | 0.00038693 | 0.0002143 | 7.8101e-05
110 | 0.00026479 | 0.00012363 | 0.00018475 | 0.00023662 | 0.000173 | 0.00017351 | 0.00022231 | 0.0002617 | 0.00018595 | 0.00022054 | 0.00027223 | 0.00016249 | 0.00030215 | 0.00018717 | 0.00028022 | 0.00019281 | 0.00031439 | 0.0002055 | 7.197e-05
111 | 0.0001845 | 9.2612e-05 | 0.00013781 | 0.00015327 | 0.00013633 | 0.00011488 | 0.00015297 | 0.00018711 | 0.00013158 | 0.00014178 | 0.00019152 | 0.00011737 | 0.00015477 | 0.00016903 | 0.00018133 | 8.4865e-05 | 0.00018174 | 0.00019614 | 6.088e-05
112 | 6.8507e-05 | 8.5943e-05 | 0.00010269 | 8.4701e-05 | 4.5011e-05 | 6.1134e-05 | 7.5958e-05 | 8.2984e-05 | 7.4374e-05 | 7.8301e-05 | 0.00015118 | 6.6455e-05 | 8.6373e-05 | 0.0001718 | 6.3126e-05 | 7.8167e-05 | 5.3802e-05 | 0.00018339 | 4.8804e-05
113 | 1.7727e-05 | 2.2358e-05 | 6.1981e-05 | 3.8411e-05 | 1.9008e-06 | 2.6145e-05 | 3.2867e-05 | 3.6076e-05 | 3.8552e-05 | 2.9532e-05 | 7.9253e-05 | 1.746e-05 | 1.6119e-05 | 0.00013626 | 3.0092e-06 | 2.1254e-05 | 5.0506e-06 | 0.00017459 | 2.9683e-05
114 | 2.2833e-05 | 7.7259e-06 | 4.1295e-05 | 4.1721e-05 | 0 | 4.3927e-05 | 1.91e-05 | 3.8973e-05 | 4.3058e-05 | 2.2559e-05 | 1.8233e-05 | 1.0633e-05 | 6.8039e-06 | 0.00012217 | 3.2127e-06 | 0 | 3.2488e-06 | 0.00017478 | 8.831e-05
115 | 2.1737e-05 | 3.3375e-06 | 1.2706e-05 | 1.5072e-05 | 0 | 3.3852e-05 | 1.1431e-05 | 3.3064e-05 | 4.4218e-05 | 1.3156e-05 | 2.4275e-05 | 7.9296e-06 | 8.2305e-06 | 6.583e-05 | 7.3632e-06 | 0 | 5.8831e-06 | 0.00017514 | 8.2795e-05
116 | 1.4259e-05 | 4.7003e-06 | 5.2275e-06 | 6.9781e-06 | 0 | 1.967e-05 | 9.055e-06 | 2.39e-05 | 1.8287e-05 | 6.0215e-06 | 9.5164e-06 | 2.8974e-06 | 6.4969e-06 | 1.0671e-05 | 4.8043e-06 | 0 | 6.0094e-06 | 0.00018243 | 5.6353e-05
117 | 4.4107e-06 | 3.2695e-07 | 2.5274e-06 | 1.8218e-06 | 0 | 7.3369e-06 | 6.5864e-06 | 1.2886e-05 | 4.4978e-06 | 8.9273e-07 | 5.5293e-06 | 4.805e-07 | 2.3886e-06 | 3.199e-06 | 1.1961e-07 | 0 | 5.5486e-06 | 0.00019153 | 6.092e-05
118 | 1.9163e-08 | 0 | 7.1129e-07 | 0 | 0 | 2.0642e-06 | 4.0992e-06 | 3.742e-06 | 1.103e-06 | 7.3739e-09 | 3.1873e-07 | 6.6291e-08 | 1.7177e-07 | 5.2358e-07 | 0 | 0 | 1.4993e-06 | 0.00019115 | 7.6649e-05
119 | 0 | 0 | 2.2121e-07 | 0 | 0 | 6.8721e-07 | 1.5068e-07 | 8.5917e-07 | 3.2315e-07 | 0 | 0 | 1.5433e-09 | 7.3369e-10 | 2.3678e-08 | 0 | 0 | 6.0105e-08 | 0.00019538 | 4.2721e-05
120 | 0 | 0 | 7.5129e-08 | 0 | 0 | 2.5619e-08 | 1.7711e-08 | 5.1136e-08 | 2.8278e-09 | 0 | 0 | 0 | 7.6948e-10 | 9.7017e-10 | 0 | 0 | 0 | 0.00020993 | 2.7899e-05
121 | 0 | 0 | 4.7271e-09 | 0 | 0 | 0 | 0 | 0 | 0 | 0 | 1.1548e-09 | 0 | 6.8001e-10 | 0 | 0 | 0 | 0 | 0.00021552 | 6.0376e-05
122 | 0 | 0 | 9.5981e-11 | 0 | 0 | 0 | 0 | 0 | 2.3565e-10 | 0 | 0 | 0 | 7.6948e-10 | 2.7075e-09 | 0 | 0 | 0 | 0.00021655 | 8.9883e-05
123 | 0 | 5.3477e-07 | 9.5981e-11 | 0 | 0 | 0 | 0 | 0 | 0 | 0 | 0 | 0 | 7.8737e-10 | 1.0744e-11 | 0 | 0 | 0 | 0.00022773 | 0.0001464
124 | 0 | 1.3796e-07 | 9.5981e-11 | 0 | 0 | 1.0271e-08 | 0 | 0 | 0 | 0 | 0 | 0 | 7.8737e-10 | 1.0744e-11 | 0 | 0 | 0 | 0.00021475 | 0.00021997
125 | 0 | 0 | 9.5981e-11 | 0 | 0 | 0 | 0 | 0 | 0 | 0 | 0 | 0 | 7.6948e-10 | 1.0744e-11 | 0 | 0 | 0 | 0.00020575 | 0.00029549
126 | 0 | 0 | 4.7991e-11 | 0 | 0 | 0 | 0 | 0 | 0 | 0 | 0 | 0 | 7.1579e-10 | 0 | 0 | 0 | 0 | 0.00020904 | 0.00024577
127 | 1.616e-06 | 4.3918e-07 | 2.2373e-07 | 6.1646e-07 | 3.2592e-08 | 9.1299e-07 | 1.7962e-07 | 1.1154e-06 | 5.288e-07 | 3.5916e-07 | 1.0079e-07 | 4.9347e-07 | 1.4144e-06 | 6.7372e-07 | 5.9487e-08 | 1.4214e-07 | 1.8191e-06 | 0.00020541 | 0.0003079
128 | 5.5395e-05 | 3.3029e-05 | 3.6892e-05 | 3.9982e-05 | 3.4e-05 | 4.8897e-05 | 2.9067e-05 | 4.7057e-05 | 3.8424e-05 | 4.7523e-05 | 3.3756e-05 | 4.8676e-05 | 6.4693e-05 | 4.2741e-05 | 3.7266e-05 | 2.654e-05 | 5.2013e-05 | 0.00018634 | 0.0003357
129 | 0.00019153 | 0.00014283 | 0.00014716 | 0.00016603 | 0.00017711 | 0.00018478 | 0.0001527 | 0.00017878 | 0.0001594 | 0.00019607 | 0.00015974 | 0.00019871 | 0.00024574 | 0.00015609 | 0.00018598 | 0.00013285 | 0.00019552 | 0.00016794 | 0.00033649
130 | 0.00031306 | 0.00026115 | 0.00026608 | 0.00028179 | 0.0003091 | 0.00030479 | 0.00028816 | 0.00030249 | 0.00027487 | 0.00035924 | 0.00027371 | 0.00034439 | 0.00048342 | 0.00026985 | 0.00033327 | 0.00026377 | 0.00033407 | 0.00014079 | 0.00032401
131 | 0.00038729 | 0.00033942 | 0.00033692 | 0.00034842 | 0.00039925 | 0.00038025 | 0.00036454 | 0.00038154 | 0.00034923 | 0.00046796 | 0.00035873 | 0.00042172 | 0.00063299 | 0.00033589 | 0.00044047 | 0.000353 | 0.00040902 | 0.00012618 | 0.0002128
132 | 0.00041196 | 0.00036911 | 0.00036257 | 0.00037402 | 0.00044011 | 0.00040755 | 0.00039369 | 0.00041392 | 0.00037436 | 0.00049376 | 0.00040114 | 0.00044891 | 0.00069304 | 0.0003537 | 0.00047106 | 0.0003966 | 0.00043776 | 0.0001222 | 0.00011332
133 | 0.00038271 | 0.00036129 | 0.000372 | 0.00037566 | 0.00041281 | 0.00039923 | 0.0003825 | 0.00040459 | 0.00036977 | 0.00039009 | 0.00040708 | 0.00044539 | 0.00067973 | 0.0003261 | 0.0004637 | 0.00039432 | 0.00041673 | 0.00011877 | 8.56e-05
134 | 0.00032335 | 0.00032756 | 0.00033461 | 0.00029421 | 0.00033958 | 0.00034256 | 0.00032501 | 0.00029835 | 0.00032215 | 0.00027189 | 0.00034673 | 0.00038232 | 0.00059229 | 0.00031711 | 0.00039321 | 0.00032101 | 0.00030081 | 0.00012941 | 0.00020175
135 | 0.00014379 | 0.00022698 | 0.00022705 | 0.00017587 | 0.00022539 | 0.00022358 | 0.00020784 | 0.00015383 | 0.00020561 | 0.00026475 | 0.00023452 | 0.00026421 | 0.00040826 | 0.00024415 | 0.00025294 | 0.00020742 | 0.000114 | 0.0001292 | 0.00025583
136 | 5.9109e-05 | 0.00013942 | 0.00012726 | 9.7367e-05 | 7.9367e-05 | 9.8083e-05 | 8.4519e-05 | 7.9289e-05 | 8.9541e-05 | 0.00012479 | 0.00015193 | 0.00012244 | 0.00015888 | 0.00019739 | 6.7977e-05 | 0.00010678 | 4.15e-05 | 0.00011246 | 0.00025871
137 | 1.7395e-05 | 9.3398e-05 | 7.3768e-05 | 3.997e-05 | 3.8194e-06 | 3.6502e-05 | 3.4495e-05 | 3.7084e-05 | 5.4741e-05 | 3.5731e-05 | 9.64e-05 | 5.0879e-05 | 2.0795e-05 | 0.00014075 | 2.7196e-06 | 4.6829e-05 | 4.4947e-06 | 9.3868e-05 | 0.00027281
138 | 1.9297e-05 | 9.675e-05 | 7.3861e-05 | 4.2504e-05 | 0 | 6.1376e-05 | 3.6643e-05 | 4.3185e-05 | 7.1728e-05 | 2.9897e-05 | 3.1683e-05 | 5.3935e-05 | 1.0603e-05 | 0.00014003 | 3.2118e-06 | 4.232e-05 | 3.2487e-06 | 8.1752e-05 | 0.00031701
139 | 1.8465e-05 | 7.7729e-05 | 5.3138e-05 | 1.9378e-05 | 0 | 6.3333e-05 | 3.3909e-05 | 3.9067e-05 | 7.7632e-05 | 1.8261e-05 | 3.1229e-05 | 4.8361e-05 | 1.6106e-05 | 0.00012231 | 7.3704e-06 | 3.9119e-05 | 5.8831e-06 | 8.1676e-05 | 0.00028764
140 | 1.1288e-05 | 3.7253e-05 | 2.2426e-05 | 7.4272e-06 | 0 | 4.801e-05 | 2.378e-05 | 2.6794e-05 | 4.805e-05 | 1.0799e-05 | 1.941e-05 | 3.1695e-05 | 1.2574e-05 | 5.7311e-05 | 7.4701e-06 | 1.4095e-05 | 6.0111e-06 | 7.9463e-05 | 0.00026251
141 | 1.1516e-06 | 1.7461e-05 | 1.1477e-05 | 1.5679e-06 | 0 | 2.89e-05 | 1.7101e-05 | 1.5586e-05 | 2.5058e-05 | 5.4105e-06 | 5.9966e-06 | 1.7749e-05 | 7.4978e-06 | 1.1683e-05 | 7.2291e-06 | 0 | 5.5291e-06 | 0.00010406 | 0.00034245
142 | 2.4726e-07 | 9.7464e-06 | 5.6881e-06 | 0 | 0 | 1.0018e-05 | 8.2047e-06 | 4.9912e-06 | 1.0856e-05 | 3.5115e-06 | 4.1227e-07 | 8.2969e-06 | 1.8426e-06 | 3.3943e-06 | 3.0174e-06 | 0 | 6.9288e-07 | 0.00014295 | 0.00027006
143 | 1.9534e-08 | 4.1271e-06 | 1.3601e-06 | 0 | 0 | 1.4901e-06 | 1.7924e-06 | 1.7818e-06 | 3.1044e-06 | 2.9496e-07 | 0 | 2.0346e-06 | 7.6948e-10 | 8.0894e-07 | 1.3954e-07 | 0 | 5.0088e-09 | 0.00020307 | 0.00023331
144 | 0 | 1.0251e-06 | 4.9615e-07 | 0 | 0 | 1.105e-07 | 6.0583e-08 | 3.0019e-07 | 5.5954e-07 | 0 | 0 | 3.0746e-07 | 7.8737e-10 | 1.547e-07 | 0 | 0 | 0 | 0.00025498 | 0.00015691
145 | 0 | 0 | 2.3086e-07 | 0 | 0 | 2.1136e-08 | 0 | 5.2003e-09 | 5.6085e-08 | 0 | 0 | 4.8858e-08 | 7.3369e-10 | 2.2255e-08 | 0 | 0 | 0 | 0.00027548 | 0.0002288
146 | 0 | 0 | 1.1086e-08 | 0 | 0 | 0 | 0 | 0 | 4.713e-10 | 0 | 0 | 2.6423e-08 | 7.9632e-10 | 5.4085e-09 | 0 | 0 | 0 | 0.00027756 | 0.00031949
147 | 0 | 5.3477e-07 | 3.5993e-10 | 0 | 0 | 0 | 0 | 0 | 1.6495e-09 | 0 | 0 | 2.6419e-08 | 8.0527e-10 | 5.8017e-10 | 0 | 0 | 0 | 0.00028986 | 0.00041963
148 | 0 | 5.7856e-07 | 1.9196e-10 | 0 | 0 | 1.1983e-08 | 0 | 0 | 0 | 0 | 0 | 7.0992e-09 | 7.8737e-10 | 0 | 0 | 0 | 0 | 0.00029219 | 0.0004372
149 | 0 | 5.7725e-07 | 2.1596e-10 | 0 | 0 | 0 | 0 | 0 | 5.09e-09 | 0 | 1.1548e-09 | 0 | 7.3369e-10 | 3.8678e-11 | 0 | 0 | 0 | 0.00027374 | 0.00047507
150 | 0 | 2.6497e-07 | 9.5981e-11 | 0 | 0 | 0 | 0 | 0 | 0 | 0 | 0 | 0 | 6.979e-10 | 1.0744e-11 | 0 | 0 | 0 | 0.00028543 | 0.00042136
151 | 1.8347e-06 | 9.5691e-08 | 1.6811e-07 | 6.1317e-07 | 1.8107e-08 | 8.7459e-07 | 3.7003e-08 | 1.1586e-06 | 3.5824e-07 | 4.6259e-08 | 3.5092e-08 | 1.6563e-07 | 5.9829e-07 | 4.0085e-07 | 0 | 5.7064e-08 | 1.8726e-06 | 0.00029334 | 0.00044982
152 | 5.7993e-05 | 1.1929e-05 | 2.8187e-05 | 3.878e-05 | 9.6737e-06 | 4.1369e-05 | 1.0134e-05 | 4.7922e-05 | 2.7654e-05 | 6.1029e-06 | 8.2223e-06 | 2.5413e-05 | 3.8818e-05 | 2.3421e-05 | 9.4196e-07 | 1.4999e-05 | 5.5322e-05 | 0.00030824 | 0.00045741
153 | 0.00020857 | 6.9882e-05 | 0.00011161 | 0.00015808 | 6.6629e-05 | 0.00016468 | 6.295e-05 | 0.00018055 | 0.00013033 | 0.00010937 | 4.5546e-05 | 0.00013596 | 0.00013031 | 7.9802e-05 | 1.3244e-05 | 7.1424e-05 | 0.00020554 | 0.00034403 | 0.00043094
154 | 0.00033177 | 0.00018975 | 0.00021569 | 0.00027699 | 0.00016608 | 0.00029125 | 0.00016501 | 0.00030375 | 0.00024588 | 0.00028899 | 9.4246e-05 | 0.0002629 | 0.00023639 | 0.00018143 | 3.9617e-05 | 0.00017182 | 0.00033816 | 0.00035128 | 0.00039851
155 | 0.00038292 | 0.00031262 | 0.00030466 | 0.00034473 | 0.00032756 | 0.00038163 | 0.00029511 | 0.00038047 | 0.00033939 | 0.00034828 | 0.00016658 | 0.00036228 | 0.00027374 | 0.00024622 | 8.6369e-05 | 0.00030075 | 0.00041331 | 0.00034934 | 0.0004348
156 | 0.00040742 | 0.00035524 | 0.00029632 | 0.00038157 | 0.00037201 | 0.00041836 | 0.00037334 | 0.00041466 | 0.00038227 | 0.00029754 | 0.0002659 | 0.00038321 | 0.00031792 | 0.00027036 | 0.00017004 | 0.00035561 | 0.00044862 | 0.0003546 | 0.00046358
157 | 0.00039268 | 0.00032982 | 0.00025304 | 0.00038736 | 0.00033007 | 0.00041656 | 0.00039084 | 0.00042741 | 0.0003849 | 0.00030941 | 0.00034278 | 0.00030806 | 0.00022293 | 0.00026688 | 0.00030691 | 0.00031631 | 0.00042955 | 0.00033901 | 0.00049145
158 | 0.00033659 | 0.00028119 | 0.00017679 | 0.00033289 | 0.00024965 | 0.0003612 | 0.00033566 | 0.00038039 | 0.00033999 | 0.00028463 | 0.00033179 | 0.00021202 | 0.00026321 | 0.00023363 | 0.00034348 | 0.00020467 | 0.00036551 | 0.00033963 | 0.00052168
159 | 0.00022947 | 0.00021582 | 0.00014822 | 0.00021724 | 0.00020856 | 0.00024915 | 0.00023276 | 0.00026171 | 0.00022591 | 0.00016077 | 0.0002548 | 0.00013891 | 0.00018555 | 0.00020901 | 0.00025694 | 0.00017284 | 0.00023061 | 0.00033048 | 0.0005528
160 | 8.1203e-05 | 0.0001392 | 0.00011453 | 0.00010289 | 7.8478e-05 | 0.00010416 | 9.8908e-05 | 0.00010869 | 9.7669e-05 | 8.1778e-05 | 0.00015637 | 8.7409e-05 | 7.0043e-05 | 0.00017281 | 7.5914e-05 | 0.0001028 | 6.8873e-05 | 0.00032711 | 0.00055937
161 | 1.8454e-05 | 8.7135e-05 | 7.3274e-05 | 3.9941e-05 | 4.0044e-06 | 3.6798e-05 | 3.7817e-05 | 3.9731e-05 | 5.4498e-05 | 3.1404e-05 | 8.6609e-05 | 4.7207e-05 | 1.0977e-05 | 0.00013843 | 3.0623e-06 | 4.6755e-05 | 5.3241e-06 | 0.00030774 | 0.00053213
162 | 1.9329e-05 | 8.5067e-05 | 6.9605e-05 | 4.2531e-05 | 0 | 6.244e-05 | 3.4168e-05 | 4.123e-05 | 6.9448e-05 | 2.624e-05 | 3.389e-05 | 4.9649e-05 | 7.9918e-06 | 0.00013283 | 2.2544e-06 | 3.7443e-05 | 3.2545e-06 | 0.00027872 | 0.00054094
163 | 1.8137e-05 | 6.0188e-05 | 3.6673e-05 | 2.0158e-05 | 0 | 6.4824e-05 | 2.9396e-05 | 4.0012e-05 | 7.383e-05 | 1.3241e-05 | 1.0475e-05 | 4.1613e-05 | 5.719e-06 | 5.445e-05 | 7.3741e-06 | 1.7953e-05 | 5.8886e-06 | 0.0002822 | 0.00052685
164 | 1.0983e-05 | 3.0347e-05 | 1.557e-05 | 8.0704e-06 | 0 | 4.8998e-05 | 2.2628e-05 | 2.8983e-05 | 4.134e-05 | 6.1722e-06 | 2.6721e-06 | 2.501e-05 | 1.4044e-06 | 1.4508e-05 | 4.2062e-06 | 1.5438e-06 | 6.0255e-06 | 0.0002723 | 0.00044203
165 | 8.6665e-07 | 1.578e-05 | 7.5175e-06 | 1.1372e-06 | 0 | 2.8235e-05 | 1.2285e-05 | 1.7658e-05 | 2.2463e-05 | 1.2496e-06 | 9.7005e-08 | 1.2611e-05 | 4.1572e-07 | 5.5122e-06 | 1.207e-06 | 0 | 5.6193e-06 | 0.000233 | 0.00040321
166 | 2.5789e-07 | 9.1113e-06 | 3.792e-06 | 0 | 0 | 8.6771e-06 | 7.7811e-06 | 6.2494e-06 | 9.7454e-06 | 0 | 1.7322e-08 | 4.9935e-06 | 4.8316e-10 | 1.9005e-06 | 0 | 0 | 2.7381e-06 | 0.00019205 | 0.00033033
167 | 3.8078e-08 | 3.948e-06 | 7.6858e-07 | 0 | 0 | 1.4897e-06 | 1.5431e-06 | 1.867e-06 | 3.5392e-06 | 0 | 0 | 1.1263e-06 | 5.1e-10 | 3.9182e-07 | 0 | 0 | 2.304e-07 | 0.00016104 | 0.0002694
168 | 0 | 1.068e-06 | 4.4063e-07 | 0 | 0 | 1.1831e-07 | 4.9132e-08 | 3.9925e-07 | 5.7164e-07 | 0 | 0 | 1.8258e-07 | 4.1158e-10 | 1.2858e-07 | 0 | 0 | 0 | 0.00014577 | 0.00019659
169 | 0 | 0 | 2.3811e-07 | 0 | 0 | 2.2083e-08 | 0 | 1.329e-08 | 4.4184e-08 | 0 | 0 | 5.0922e-08 | 4.1158e-10 | 1.5041e-10 | 0 | 0 | 0 | 0.0001342 | 0.00013049
170 | 0 | 0 | 1.0414e-08 | 0 | 0 | 0 | 0 | 0 | 4.713e-10 | 0 | 1.1548e-09 | 2.6452e-08 | 7.6948e-10 | 1.9446e-09 | 0 | 0 | 0 | 0.0001203 | 0.00011988
171 | 0 | 5.3477e-07 | 9.5981e-11 | 0 | 0 | 0 | 0 | 0 | 2.3565e-10 | 0 | 0 | 2.6441e-08 | 7.6948e-10 | 1.1603e-09 | 0 | 0 | 0 | 0.00011467 | 0.00013839
172 | 0 | 4.9579e-07 | 2.1596e-10 | 0 | 0 | 1.1983e-08 | 0 | 0 | 0 | 0 | 0 | 1.2458e-08 | 7.3369e-10 | 0 | 0 | 0 | 0 | 9.6216e-05 | 0.00015873
173 | 0 | 0 | 9.5981e-11 | 0 | 0 | 0 | 0 | 0 | 0 | 0 | 0 | 0 | 7.3369e-10 | 1.0744e-11 | 0 | 0 | 0 | 0.00011848 | 0.00023814
174 | 0 | 0 | 9.5981e-11 | 0 | 0 | 0 | 2.5003e-09 | 0 | 0 | 0 | 0 | 0 | 7.3369e-10 | 0 | 0 | 0 | 0 | 0.00011654 | 0.00017899
175 | 1.6557e-06 | 4.2604e-07 | 2.5446e-07 | 6.1174e-07 | 4.1061e-08 | 9.2614e-07 | 1.755e-07 | 1.0461e-06 | 5.8783e-07 | 4.0788e-07 | 1.3833e-07 | 4.8514e-07 | 1.5335e-06 | 7.4078e-07 | 1.3669e-07 | 2.8688e-07 | 1.8224e-06 | 0.00011493 | 0.00016359
176 | 6.4235e-05 | 3.5783e-05 | 4.0257e-05 | 4.8353e-05 | 4.2173e-05 | 5.2794e-05 | 3.3779e-05 | 5.4942e-05 | 4.1592e-05 | 5.3346e-05 | 3.1338e-05 | 5.0965e-05 | 5.6424e-05 | 4.6284e-05 | 3.3587e-05 | 4.2985e-05 | 5.8897e-05 | 0.00010495 | 0.00012154
177 | 0.00022858 | 0.00014771 | 0.00015786 | 0.00018205 | 0.00019696 | 0.00019906 | 0.0001626 | 0.00020731 | 0.00017564 | 0.00020954 | 0.00015062 | 0.00020767 | 0.00029042 | 0.00016919 | 0.00017292 | 0.0001587 | 0.00022447 | 9.4608e-05 | 0.00011263
178 | 0.00035263 | 0.00026213 | 0.00028112 | 0.00029612 | 0.00033617 | 0.00032124 | 0.0002952 | 0.0003336 | 0.00029065 | 0.0003728 | 0.00026607 | 0.00035392 | 0.00048278 | 0.00028424 | 0.0003146 | 0.00028649 | 0.00036441 | 8.5456e-05 | 6.6317e-05
179 | 0.00041847 | 0.00034279 | 0.0003567 | 0.00036109 | 0.00042117 | 0.00039617 | 0.00038009 | 0.00041051 | 0.00036684 | 0.00047883 | 0.0003608 | 0.00043019 | 0.00055518 | 0.00034886 | 0.00042273 | 0.00039453 | 0.00043435 | 6.3937e-05 | 3.3339e-05
180 | 0.00043811 | 0.00037659 | 0.00039252 | 0.00038931 | 0.00046034 | 0.00042888 | 0.00041536 | 0.00044179 | 0.00039659 | 0.00052247 | 0.00042876 | 0.00047315 | 0.00042093 | 0.00038728 | 0.00046966 | 0.00045273 | 0.00045819 | 3.3353e-05 | 1.5101e-05
181 | 0.00041749 | 0.00038232 | 0.00039959 | 0.00039292 | 0.00044292 | 0.00043409 | 0.0004075 | 0.00044199 | 0.00040004 | 0.00051249 | 0.00042337 | 0.00046874 | 0.00027988 | 0.0004292 | 0.00046135 | 0.00045168 | 0.00043099 | 4.3115e-05 | 1.1449e-05
182 | 0.00035753 | 0.00034563 | 0.00035523 | 0.0003436 | 0.00036801 | 0.00038657 | 0.00034201 | 0.0003887 | 0.00034467 | 0.0004438 | 0.00033845 | 0.00041832 | 0.00018247 | 0.00043632 | 0.00039952 | 0.00037792 | 0.00036532 | 5.9627e-05 | 3.2733e-06
183 | 0.00023819 | 0.00024539 | 0.00024553 | 0.00022527 | 0.00024798 | 0.00026046 | 0.0002211 | 0.00026821 | 0.00021291 | 0.00027846 | 0.00021915 | 0.00029391 | 9.03e-05 | 0.0002954 | 0.00022583 | 0.00025324 | 0.00023582 | 6.5001e-05 | 3.5533e-06
184 | 7.9914e-05 | 0.00015077 | 0.00013883 | 0.00010653 | 9.8017e-05 | 0.00011245 | 9.5943e-05 | 0.00010571 | 9.8101e-05 | 0.00012916 | 0.00015386 | 0.00012521 | 5.4131e-05 | 0.00019086 | 6.6201e-05 | 0.0001272 | 7.0443e-05 | 9.6162e-05 | 8.5137e-06
185 | 1.6727e-05 | 9.4801e-05 | 7.6408e-05 | 3.797e-05 | 4.1324e-06 | 3.6329e-05 | 3.762e-05 | 3.7087e-05 | 5.6975e-05 | 3.7229e-05 | 9.4226e-05 | 5.2089e-05 | 1.0969e-05 | 0.00014098 | 4.6117e-06 | 4.7586e-05 | 4.2233e-06 | 0.0001347 | 1.1984e-05
186 | 1.9048e-05 | 9.4512e-05 | 7.5204e-05 | 4.2537e-05 | 0 | 6.1796e-05 | 3.5406e-05 | 4.151e-05 | 7.2816e-05 | 2.9897e-05 | 3.0733e-05 | 5.5036e-05 | 1.0273e-05 | 0.0001391 | 3.2249e-06 | 4.2227e-05 | 3.2436e-06 | 0.00016397 | 4.9564e-05
187 | 1.8818e-05 | 7.856e-05 | 5.5977e-05 | 2.1051e-05 | 0 | 6.5295e-05 | 3.3415e-05 | 4.0252e-05 | 7.8691e-05 | 2.1031e-05 | 3.1721e-05 | 5.1642e-05 | 1.2944e-05 | 0.00012159 | 7.365e-06 | 4.0354e-05 | 5.8909e-06 | 0.00018814 | 4.4376e-05
188 | 1.1232e-05 | 4.1107e-05 | 2.4407e-05 | 8.0136e-06 | 0 | 5.054e-05 | 2.3525e-05 | 3.0291e-05 | 4.9878e-05 | 1.0691e-05 | 2.0504e-05 | 3.417e-05 | 8.963e-06 | 6.3192e-05 | 7.4792e-06 | 2.0342e-05 | 6.0261e-06 | 0.00019468 | 2.2002e-05
189 | 1.1987e-06 | 1.784e-05 | 1.2406e-05 | 1.3802e-06 | 0 | 2.9258e-05 | 1.434e-05 | 1.8508e-05 | 2.4333e-05 | 6.3423e-06 | 1.6217e-07 | 1.8391e-05 | 5.0082e-06 | 1.2519e-05 | 7.3813e-06 | 3.1919e-06 | 5.6387e-06 | 0.00020686 | 8.0191e-06
190 | 3.4988e-07 | 1.0366e-05 | 5.4932e-06 | 0 | 0 | 9.2604e-06 | 8.8633e-06 | 7.1448e-06 | 9.7211e-06 | 4.2943e-06 | 5.1967e-08 | 8.9702e-06 | 7.2856e-07 | 3.5723e-06 | 3.0754e-06 | 0 | 2.7387e-06 | 0.00022128 | 2.2683e-07
191 | 7.2942e-08 | 4.3045e-06 | 1.3443e-06 | 0 | 0 | 1.4976e-06 | 1.9487e-06 | 1.9886e-06 | 3.3169e-06 | 1.4512e-06 | 0 | 2.1655e-06 | 7.3369e-10 | 9.6296e-07 | 1.2142e-07 | 0 | 2.855e-07 | 0.00023489 | 6.3979e-07
192 | 0 | 1.0398e-06 | 4.6916e-07 | 0 | 0 | 1.3615e-07 | 1.1202e-07 | 5.1257e-07 | 5.5809e-07 | 0 | 0 | 3.0171e-07 | 7.5158e-10 | 1.6622e-07 | 0 | 0 | 0 | 0.00024873 | 3.6889e-06
193 | 0 | 0 | 2.323e-07 | 0 | 0 | 2.1817e-08 | 1.9169e-09 | 1.1325e-07 | 2.1208e-08 | 0 | 0 | 5.931e-08 | 6.6211e-10 | 2.562e-08 | 0 | 0 | 0 | 0.00024386 | 4.5261e-07
194 | 0 | 0 | 1.7972e-08 | 0 | 0 | 0 | 0 | 1.9068e-09 | 0 | 0 | 0 | 6.3767e-08 | 7.1579e-10 | 7.8129e-09 | 0 | 0 | 0 | 0.00021858 | 3.8574e-06
195 | 0 | 2.9388e-07 | 9.5981e-11 | 0 | 0 | 0 | 0 | 0 | 0 | 0 | 0 | 7.1078e-08 | 6.979e-10 | 1.0744e-11 | 0 | 0 | 0 | 0.00018922 | 7.7462e-06
196 | 0 | 3.1841e-07 | 1.9196e-10 | 0 | 0 | 0 | 0 | 0 | 0 | 0 | 0 | 6.4428e-08 | 6.979e-10 | 3.8678e-11 | 0 | 0 | 0 | 0.00018097 | 1.0484e-05
197 | 0 | 3.1753e-07 | 1.4397e-10 | 0 | 0 | 0 | 0 | 0 | 0 | 0 | 1.1548e-09 | 2.3042e-08 | 7.5158e-10 | 0 | 0 | 0 | 0 | 0.00016322 | 3.8999e-06
198 | 0 | 2.7067e-07 | 9.5981e-11 | 0 | 0 | 0 | 0 | 0 | 0 | 0 | 0 | 3.1584e-09 | 8.2316e-10 | 0 | 0 | 0 | 0 | 0.00014772 | 5.2331e-06
199 | 1.3233e-06 | 1.685e-07 | 2.4852e-08 | 7.2914e-07 | 0 | 5.6543e-07 | 1.6169e-09 | 1.4195e-06 | 1.0131e-08 | 3.6132e-08 | 0 | 9.8976e-08 | 1.4283e-06 | 8.2147e-08 | 1.3592e-10 | 0 | 9.9564e-07 | 0.00013235 | 2.0569e-05
200 | 4.9489e-05 | 9.265e-06 | 3.732e-06 | 3.2961e-05 | 1.4125e-05 | 2.3747e-05 | 9.7368e-07 | 3.5578e-05 | 3.2315e-06 | 9.5312e-06 | 7.4081e-08 | 6.5897e-06 | 5.5248e-05 | 1.4475e-05 | 4.3313e-08 | 1.3451e-05 | 2.9916e-05 | 0.00012348 | 3.0315e-05
201 | 0.00014334 | 3.387e-05 | 2.8074e-05 | 5.2193e-05 | 9.1909e-05 | 5.6525e-05 | 1.2203e-05 | 6.8395e-05 | 1.5607e-05 | 4.6615e-05 | 5.2616e-06 | 3.054e-05 | 0.00011258 | 5.4281e-05 | 6.4668e-06 | 6.2078e-05 | 0.00011674 | 0.00013206 | 2.5486e-05
202 | 9.9242e-05 | 7.3474e-05 | 5.8344e-05 | 6.8035e-05 | 0.00020354 | 9.9905e-05 | 3.3469e-05 | 7.7209e-05 | 3.5691e-05 | 5.9622e-05 | 1.2538e-05 | 6.7637e-05 | 0.00013696 | 7.4134e-05 | 2.5333e-05 | 0.00015197 | 9.9633e-05 | 0.00011542 | 3.8299e-05
203 | 9.0578e-05 | 6.771e-05 | 5.9123e-05 | 8.0086e-05 | 0.00019935 | 0.00011584 | 2.7195e-05 | 9.6042e-05 | 5.0758e-05 | 9.2695e-05 | 2.1379e-05 | 8.3281e-05 | 7.8619e-05 | 6.0414e-05 | 1.9023e-05 | 0.00014046 | 9.7893e-05 | 9.4273e-05 | 4.1598e-05
204 | 0.00011106 | 5.1639e-05 | 6.1625e-05 | 0.00012097 | 0.00012683 | 9.5726e-05 | 2.7889e-05 | 0.00010309 | 5.4399e-05 | 0.00016785 | 3.6178e-05 | 8.9243e-05 | 4.3086e-05 | 5.6015e-05 | 2.0259e-05 | 5.3334e-05 | 0.00011738 | 8.5623e-05 | 2.9296e-05
205 | 0.00013654 | 5.4716e-05 | 5.6609e-05 | 0.00014135 | 0.00015153 | 0.00010858 | 2.5514e-05 | 0.0001043 | 5.6008e-05 | 9.6521e-05 | 2.5686e-05 | 7.2868e-05 | 3.8464e-05 | 5.3008e-05 | 1.5141e-05 | 7.4505e-05 | 0.00017491 | 8.2612e-05 | 3.8365e-05
206 | 9.1579e-05 | 4.2362e-05 | 4.7919e-05 | 0.00012543 | 0.00018144 | 9.4842e-05 | 1.708e-05 | 0.00010915 | 5.5793e-05 | 8.5378e-05 | 2.1419e-05 | 0.00011039 | 3.993e-05 | 4.7412e-05 | 8.8682e-06 | 9.3167e-05 | 0.00015589 | 7.9373e-05 | 4.0509e-05
207 | 4.5519e-05 | 2.6528e-05 | 2.6667e-05 | 9.2997e-05 | 0.00010765 | 8.0474e-05 | 1.4628e-05 | 6.8012e-05 | 3.7348e-05 | 5.6377e-05 | 1.83e-05 | 3.8741e-05 | 3.4997e-05 | 3.5157e-05 | 6.9835e-06 | 0.00010574 | 9.3397e-05 | 7.5576e-05 | 4.1098e-05
208 | 2.6314e-05 | 3.9336e-05 | 3.166e-05 | 8.0245e-05 | 1.5187e-05 | 4.3811e-05 | 4.7199e-06 | 4.0743e-05 | 2.5164e-05 | 3.868e-05 | 1.602e-05 | 3.414e-05 | 1.153e-05 | 0.00010103 | 3.9772e-06 | 5.2178e-05 | 2.7249e-05 | 7.8465e-05 | 3.2664e-05
209 | 1.0917e-05 | 1.5998e-05 | 1.0347e-05 | 2.3676e-05 | 8.9865e-08 | 2.0279e-05 | 1.5984e-06 | 1.2899e-05 | 8.0066e-06 | 9.2545e-06 | 7.1571e-07 | 1.0305e-05 | 1.5881e-06 | 8.4647e-06 | 5.1196e-09 | 1.1095e-05 | 3.8659e-06 | 7.7798e-05 | 3.195e-05
210 | 5.5746e-06 | 2.8588e-06 | 6.8663e-06 | 7.9724e-06 | 0 | 3.257e-05 | 5.1673e-07 | 1.063e-05 | 4.4848e-06 | 6.318e-06 | 2.1249e-07 | 8.1609e-06 | 1.3981e-06 | 5.6813e-06 | 2.732e-08 | 0 | 3.0383e-06 | 6.8547e-05 | 7.7373e-05
211 | 1.4554e-06 | 1.5522e-06 | 3.5493e-06 | 3.0915e-07 | 0 | 1.4094e-05 | 7.5335e-07 | 4.9236e-06 | 5.2831e-06 | 1.6387e-06 | 0 | 4.1255e-06 | 1.623e-06 | 6.7599e-07 | 0 | 0 | 1.1815e-06 | 5.9618e-05 | 0.00018061
212 | 0 | 2.3039e-06 | 8.7183e-07 | 0 | 0 | 4.0768e-06 | 4.3172e-07 | 1.6404e-06 | 9.6256e-07 | 9.3034e-07 | 0 | 1.4956e-06 | 5.3345e-07 | 1.7294e-07 | 0 | 0 | 0 | 5.7051e-05 | 0.00017734
213 | 0 | 3.4924e-07 | 3.5682e-07 | 0 | 0 | 9.2804e-07 | 2.1836e-08 | 5.5412e-08 | 5.9314e-07 | 5.6533e-08 | 0 | 2.6231e-07 | 2.7003e-08 | 1.7416e-08 | 0 | 0 | 0 | 4.619e-05 | 0.00014017
214 | 0 | 0 | 3.1218e-08 | 0 | 0 | 1.5314e-07 | 0 | 0 | 4.0108e-08 | 0 | 1.1548e-09 | 2.1391e-08 | 7.1579e-10 | 9.9488e-09 | 0 | 0 | 0 | 8.0301e-05 | 0.00013411
215 | 0 | 0 | 2.0636e-09 | 0 | 0 | 3.7877e-11 | 0 | 0 | 2.2151e-09 | 0 | 0 | 0 | 6.6211e-10 | 0 | 0 | 0 | 0 | 0.00011726 | 0.00017574
216 | 0 | 1.5767e-09 | 9.5981e-11 | 0 | 0 | 0 | 1.521e-08 | 0 | 0 | 0 | 0 | 0 | 6.8001e-10 | 9.0893e-09 | 0 | 0 | 0 | 0.00010925 | 0.00013632
217 | 0 | 0 | 1.4397e-10 | 0 | 0 | 0 | 0 | 0 | 0 | 0 | 0 | 0 | 6.8001e-10 | 2.5248e-09 | 0 | 0 | 0 | 9.9898e-05 | 8.7275e-05
218 | 0 | 0 | 1.6797e-10 | 0 | 0 | 0 | 0 | 0 | 0 | 0 | 0 | 0 | 8.5895e-10 | 0 | 0 | 0 | 0 | 0.00010146 | 0.00023444
219 | 0 | 3.2848e-08 | 9.5981e-11 | 0 | 0 | 0 | 0 | 0 | 0 | 0 | 0 | 0 | 8.4106e-10 | 1.0744e-11 | 0 | 0 | 0 | 0.00010314 | 0.00032241
220 | 0 | 0 | 9.5981e-11 | 0 | 0 | 0 | 0 | 0 | 0 | 0 | 0 | 0 | 8.0527e-10 | 0 | 0 | 0 | 0 | 0.00010193 | 0.00045556
221 | 0 | 0 | 7.1986e-11 | 0 | 0 | 0 | 0 | 0 | 0 | 0 | 0 | 0 | 7.1579e-10 | 0 | 0 | 0 | 0 | 0.00010661 | 0.00054815
222 | 0 | 0 | 9.5981e-11 | 0 | 0 | 0 | 0 | 0 | 0 | 0 | 0 | 0 | 6.6211e-10 | 2.7182e-09 | 0 | 0 | 0 | 0.00010671 | 0.00058522
223 | 1.5089e-06 | 1.2263e-09 | 1.3762e-07 | 1.7707e-07 | 0 | 4.5027e-08 | 1.3254e-08 | 9.0408e-07 | 2.9833e-08 | 2.2627e-07 | 4.1213e-08 | 3.1336e-07 | 8.6368e-07 | 2.5172e-07 | 3.7604e-09 | 0 | 5.5155e-07 | 0.00011207 | 0.00061038
224 | 5.0402e-05 | 1.7086e-06 | 2.865e-05 | 1.5094e-05 | 1.0552e-05 | 5.0032e-06 | 3.4712e-06 | 3.9597e-05 | 8.7191e-06 | 3.6118e-05 | 2.0472e-05 | 3.955e-05 | 4.9481e-05 | 2.958e-05 | 9.8078e-06 | 1.4244e-06 | 3.2705e-05 | 0.00010326 | 0.00063468
225 | 0.00014419 | 1.1643e-05 | 8.6105e-05 | 6.7795e-05 | 5.881e-05 | 3.148e-05 | 1.5314e-05 | 0.00012368 | 5.4126e-05 | 0.00016839 | 7.9125e-05 | 0.00014681 | 0.00015081 | 0.00010937 | 3.4239e-05 | 7.3958e-06 | 8.85e-05 | 0.00012361 | 0.00061341
226 | 0.00024304 | 2.905e-05 | 0.00014315 | 0.00014844 | 7.061e-05 | 0.0001039 | 3.162e-05 | 0.00020171 | 0.00012026 | 0.00032717 | 0.0001084 | 0.00028367 | 0.00028996 | 0.0001901 | 0.00010645 | 1.8119e-05 | 0.00017386 | 0.00010951 | 0.00052489
227 | 0.0003071 | 4.8943e-05 | 0.00017519 | 0.0002532 | 8.3179e-05 | 0.00022907 | 5.8148e-05 | 0.00022683 | 0.00019089 | 0.00043198 | 0.00016316 | 0.00035011 | 0.00038516 | 0.00027266 | 0.00016207 | 2.9043e-05 | 0.0002551 | 0.0001072 | 0.00048205
228 | 0.00034223 | 7.7352e-05 | 0.00019642 | 0.00027879 | 9.0125e-05 | 0.00029735 | 0.00012286 | 0.00024327 | 0.00024598 | 0.00047747 | 0.00021527 | 0.00040459 | 0.00051318 | 0.00031146 | 0.0002444 | 3.3887e-05 | 0.00024552 | 9.2885e-05 | 0.00046062
229 | 0.00033147 | 0.0001011 | 0.00023462 | 0.00027092 | 8.4928e-05 | 0.00028644 | 0.00020437 | 0.00022332 | 0.000278 | 0.00046967 | 0.00023623 | 0.00040502 | 0.00051155 | 0.00031336 | 0.00037082 | 4.1674e-05 | 0.00016553 | 8.6666e-05 | 0.00040129
230 | 0.0001878 | 9.6499e-05 | 0.00022213 | 0.00023279 | 8.0948e-05 | 0.00025001 | 0.0002146 | 0.00017642 | 0.00023846 | 0.00040233 | 0.00025161 | 0.0003599 | 0.00040522 | 0.00029891 | 0.00033303 | 4.4005e-05 | 0.0001771 | 8.1044e-05 | 0.00055142
231 | 0.00012193 | 6.9992e-05 | 0.00015286 | 0.00012405 | 5.8565e-05 | 0.00017762 | 0.00015885 | 0.00013318 | 0.00017341 | 0.00026163 | 0.00019019 | 0.00024918 | 0.00028676 | 0.00024784 | 0.00022971 | 2.9369e-05 | 0.00013222 | 8.1808e-05 | 0.00059922
232 | 5.9997e-05 | 5.2876e-05 | 0.00010508 | 9.6666e-05 | 1.2309e-05 | 8.6572e-05 | 7.9092e-05 | 7.0941e-05 | 8.6208e-05 | 0.00012652 | 0.00014729 | 0.0001136 | 0.00012085 | 0.00020022 | 7.246e-05 | 1.1145e-05 | 5.4278e-05 | 8.091e-05 | 0.00062056
233 | 1.7769e-05 | 1.8135e-05 | 6.1336e-05 | 4.0693e-05 | 1.4803e-07 | 3.5237e-05 | 2.0561e-05 | 3.7424e-05 | 4.7526e-05 | 3.7366e-05 | 3.5453e-05 | 5.1545e-05 | 1.6922e-05 | 0.00014254 | 4.8532e-06 | 6.5977e-07 | 5.6054e-06 | 7.61e-05 | 0.00062592
234 | 1.92e-05 | 1.2256e-05 | 5.4231e-05 | 3.1952e-05 | 0 | 5.258e-05 | 1.2417e-05 | 3.4252e-05 | 5.061e-05 | 2.9907e-05 | 1.369e-05 | 5.1996e-05 | 7.9519e-06 | 0.00013904 | 3.1995e-06 | 0 | 3.2568e-06 | 8.396e-05 | 0.00062932
235 | 1.2798e-05 | 5.097e-06 | 2.7185e-05 | 1.0154e-05 | 0 | 4.5864e-05 | 6.9779e-06 | 2.113e-05 | 4.3062e-05 | 2.0383e-05 | 9.4187e-06 | 4.1951e-05 | 1.0601e-05 | 0.00011843 | 7.3614e-06 | 0 | 5.8152e-06 | 8.6398e-05 | 0.00058237
236 | 3.7527e-06 | 5.8505e-06 | 1.1616e-05 | 3.5332e-07 | 0 | 2.7485e-05 | 7.3012e-06 | 1.1086e-05 | 2.6214e-05 | 1.1708e-05 | 9.0249e-07 | 2.7765e-05 | 4.6949e-06 | 4.4449e-05 | 7.2925e-06 | 0 | 1.1448e-06 | 8.0566e-05 | 0.00055837
237 | 2.9276e-07 | 4.1289e-06 | 5.387e-06 | 0 | 0 | 1.3832e-05 | 1.9097e-06 | 4.9206e-06 | 1.5299e-05 | 6.5559e-06 | 3.8109e-08 | 1.6068e-05 | 7.5985e-07 | 9.6882e-06 | 3.5575e-06 | 0 | 0 | 7.0896e-05 | 0.00047981
238 | 6.4288e-08 | 8.0071e-07 | 2.2218e-06 | 0 | 0 | 4.715e-06 | 3.2846e-07 | 2.0491e-06 | 2.3465e-06 | 4.1994e-06 | 0 | 6.9354e-06 | 3.4e-09 | 2.605e-06 | 1.8123e-07 | 0 | 0 | 7.6063e-05 | 0.00039934
239 | 0 | 6.3068e-08 | 3.5455e-07 | 0 | 0 | 2.641e-07 | 0 | 2.1766e-07 | 3.6398e-07 | 8.3768e-07 | 0 | 1.4544e-06 | 7.1579e-10 | 6.3964e-07 | 0 | 0 | 0 | 8.413e-05 | 0.0002798
240 | 0 | 0 | 5.4421e-08 | 0 | 0 | 1.6515e-08 | 1.9169e-08 | 5.2003e-09 | 2.3565e-10 | 0 | 0 | 2.6273e-07 | 6.8001e-10 | 1.4683e-07 | 0 | 0 | 0 | 9.8357e-05 | 0.00023914
241 | 0 | 0 | 3.8872e-09 | 0 | 0 | 0 | 0 | 1.4353e-08 | 0 | 0 | 0 | 3.6788e-08 | 6.979e-10 | 2.2818e-08 | 0 | 0 | 0 | 0.00012422 | 0.00025795
242 | 0 | 0 | 9.5981e-11 | 0 | 0 | 0 | 0 | 2.0801e-09 | 0 | 0 | 0 | 3.5891e-10 | 6.979e-10 | 6.6741e-09 | 0 | 0 | 0 | 0.00013417 | 0.00023011
243 | 0 | 0 | 4.7991e-11 | 0 | 0 | 1.1983e-08 | 0 | 0 | 0 | 0 | 0 | 0 | 6.6211e-10 | 0 | 0 | 0 | 0 | 0.00014844 | 0.00032516
244 | 0 | 0 | 9.5981e-11 | 0 | 0 | 0 | 0 | 0 | 2.3565e-10 | 0 | 0 | 0 | 8.2316e-10 | 1.0744e-11 | 0 | 0 | 0 | 0.00017853 | 0.00021807
245 | 0 | 0 | 1.4397e-10 | 0 | 0 | 1.0271e-08 | 0 | 0 | 0 | 0 | 0 | 3.5891e-10 | 9.6632e-10 | 0 | 0 | 0 | 0 | 0.00018824 | 0.00028807
246 | 0 | 0 | 9.5981e-11 | 0 | 0 | 0 | 0 | 0 | 0 | 0 | 0 | 0 | 8.9474e-10 | 1.0744e-11 | 0 | 0 | 0 | 0.00020554 | 0.00027545
247 | 1.6855e-06 | 1.0472e-08 | 1.4384e-08 | 5.3376e-07 | 0 | 7.8785e-07 | 1.6138e-08 | 9.6889e-07 | 5.2264e-07 | 2.2823e-07 | 1.7712e-08 | 6.6213e-08 | 2.0174e-06 | 6.4278e-07 | 2.7184e-10 | 0 | 1.8548e-06 | 0.00022577 | 0.00026443
248 | 5.9883e-05 | 6.8522e-06 | 9.1313e-06 | 3.7702e-05 | 1.0289e-05 | 3.8962e-05 | 1.3263e-05 | 4.7569e-05 | 3.0394e-05 | 2.8705e-05 | 2.4279e-05 | 1.7007e-05 | 8.2233e-05 | 3.364e-05 | 1.3325e-05 | 7.6108e-06 | 5.8496e-05 | 0.00023648 | 0.00018864
249 | 0.00020742 | 3.3513e-05 | 5.7172e-05 | 0.00015503 | 5.5323e-05 | 0.00014641 | 7.3022e-05 | 0.00018052 | 0.00011843 | 9.1347e-05 | 9.3073e-05 | 7.608e-05 | 0.00029143 | 0.00010263 | 5.6095e-05 | 3.6895e-05 | 0.00021703 | 0.00024301 | 0.0001905
250 | 0.00033143 | 6.5727e-05 | 0.00014606 | 0.00026908 | 0.00011433 | 0.00025516 | 0.00013264 | 0.00030533 | 0.00019279 | 0.00020388 | 0.00018918 | 0.00011628 | 0.00046639 | 0.00017464 | 0.00015738 | 9.0996e-05 | 0.00035803 | 0.00022981 | 0.00014711
251 | 0.0004056 | 9.993e-05 | 0.00019126 | 0.00033629 | 0.00019111 | 0.00032643 | 0.00016629 | 0.00039133 | 0.00022561 | 0.00037033 | 0.00026722 | 0.00020945 | 0.00053172 | 0.00024871 | 0.00023318 | 0.00015945 | 0.00043491 | 0.00023478 | 0.00015011
252 | 0.00043209 | 0.00010977 | 0.00015615 | 0.00036308 | 0.00028785 | 0.00036938 | 0.00017954 | 0.00042763 | 0.00024764 | 0.00039846 | 0.00027273 | 0.00030501 | 0.00050648 | 0.00034805 | 0.00028146 | 0.00021132 | 0.00046343 | 0.00023103 | 0.00018478
253 | 0.00041314 | 0.00010504 | 0.0001195 | 0.00036571 | 0.00020749 | 0.0003728 | 0.00014771 | 0.00042806 | 0.00023794 | 0.00045713 | 0.00016042 | 0.00022473 | 0.00052399 | 0.00036207 | 0.00014896 | 0.00019006 | 0.0004418 | 0.00022649 | 0.00017455
254 | 0.00035279 | 7.9596e-05 | 9.8702e-05 | 0.00031125 | 0.00012552 | 0.00032371 | 8.0437e-05 | 0.00037544 | 0.00018053 | 0.00036194 | 9.8985e-05 | 0.00016477 | 0.00048811 | 0.00029561 | 9.1767e-05 | 0.00014006 | 0.00037776 | 0.00022489 | 0.00013828
255 | 0.00023344 | 5.392e-05 | 6.7736e-05 | 0.00020815 | 9.9562e-05 | 0.00020412 | 4.6625e-05 | 0.00026411 | 9.9564e-05 | 0.00022549 | 7.1589e-05 | 0.00010131 | 0.00037251 | 0.00021999 | 5.4874e-05 | 0.00010375 | 0.00024546 | 0.00023542 | 8.9245e-05
256 | 8.6807e-05 | 6.405e-05 | 8.3104e-05 | 0.00010233 | 2.2887e-05 | 8.5746e-05 | 3.9517e-05 | 0.00011334 | 5.6417e-05 | 7.637e-05 | 9.7096e-05 | 5.9769e-05 | 0.00014801 | 0.00018601 | 1.0005e-05 | 6.8973e-05 | 7.6974e-05 | 0.00023809 | 9.7305e-05
257 | 1.9355e-05 | 2.4887e-05 | 5.0218e-05 | 4.1006e-05 | 1.4056e-06 | 3.6318e-05 | 1.7079e-05 | 3.9658e-05 | 4.0579e-05 | 2.7862e-05 | 4.0117e-05 | 4.0106e-05 | 2.1287e-05 | 0.00013893 | 7.1425e-07 | 1.4959e-05 | 6.5403e-06 | 0.00022726 | 0.00011067
258 | 1.9334e-05 | 1.0654e-05 | 1.6255e-05 | 4.2123e-05 | 0 | 6.0309e-05 | 1.1918e-05 | 4.1443e-05 | 4.3662e-05 | 2.9845e-05 | 1.9298e-05 | 3.882e-05 | 8.9142e-06 | 0.00013836 | 3.1979e-06 | 0 | 3.2529e-06 | 0.00021729 | 0.00018124
259 | 1.8586e-05 | 6.3089e-06 | 9.0601e-06 | 2.1287e-05 | 0 | 5.967e-05 | 4.9007e-06 | 4.0583e-05 | 3.637e-05 | 1.5132e-05 | 2.3835e-06 | 2.6982e-05 | 1.1721e-05 | 9.3802e-05 | 5.8427e-06 | 0 | 5.8769e-06 | 0.00022022 | 0.00015277
260 | 1.122e-05 | 6.1789e-06 | 4.9965e-06 | 7.7638e-06 | 0 | 4.3722e-05 | 6.2009e-06 | 2.9758e-05 | 2.4479e-05 | 1.018e-05 | 1.5359e-07 | 1.8737e-05 | 8.1283e-06 | 2.5513e-05 | 1.6854e-07 | 0 | 6.0138e-06 | 0.00022527 | 0.00016242
261 | 1.0729e-06 | 1.6788e-06 | 1.9882e-06 | 1.3802e-06 | 0 | 2.3111e-05 | 4.2761e-06 | 1.7735e-05 | 1.6719e-05 | 3.6073e-06 | 1.1548e-09 | 8.294e-06 | 4.1587e-06 | 7.4816e-06 | 0 | 0 | 5.592e-06 | 0.0002214 | 0.0001223
262 | 4.0922e-08 | 3.2585e-08 | 4.3947e-07 | 0 | 0 | 6.9631e-06 | 2.1095e-07 | 6.6269e-06 | 5.7841e-06 | 5.5059e-08 | 0 | 2.3982e-06 | 6.9221e-07 | 2.8098e-06 | 0 | 0 | 2.4087e-06 | 0.00023065 | 9.5285e-05
263 | 0 | 0 | 6.7235e-08 | 0 | 0 | 1.3011e-06 | 0 | 1.8149e-06 | 1.0949e-06 | 0 | 0 | 4.1016e-07 | 6.4422e-10 | 7.7236e-07 | 0 | 0 | 7.5131e-08 | 0.00023634 | 0.00011258
264 | 0 | 0 | 7.1482e-08 | 0 | 0 | 5.7361e-08 | 1.7502e-08 | 3.9996e-07 | 2.8278e-09 | 0 | 0 | 1.9248e-08 | 6.979e-10 | 1.3963e-07 | 0 | 0 | 0 | 0.00023327 | 0.00010153
265 | 0 | 0 | 2.4955e-09 | 0 | 0 | 1.1983e-08 | 0 | 8.0489e-08 | 0 | 0 | 0 | 8.0037e-09 | 9.2159e-10 | 2.249e-08 | 0 | 0 | 0 | 0.00023602 | 0.0001055
266 | 0 | 0 | 4.7991e-11 | 0 | 0 | 0 | 0 | 5.7781e-10 | 0 | 0 | 0 | 0 | 6.979e-10 | 3.6744e-09 | 0 | 0 | 0 | 0.00023921 | 0.00010474
267 | 0 | 5.0411e-07 | 1.4397e-10 | 0 | 0 | 0 | 0 | 0 | 2.3565e-10 | 0 | 0 | 0 | 9.3053e-10 | 2.1488e-11 | 0 | 0 | 0 | 0.0002325 | 0.00012647
268 | 0 | 2.6278e-09 | 9.5981e-11 | 0 | 0 | 0 | 0 | 0 | 0 | 0 | 0 | 0 | 8.2316e-10 | 0 | 0 | 0 | 0 | 0.00022239 | 0.00017101
269 | 0 | 0 | 4.7991e-11 | 0 | 0 | 0 | 0 | 0 | 0 | 0 | 0 | 0 | 8.9474e-10 | 1.0744e-11 | 0 | 0 | 0 | 0.00020163 | 0.00020729
270 | 0 | 0 | 9.5981e-11 | 0 | 0 | 0 | 0 | 0 | 0 | 0 | 0 | 0 | 6.6211e-10 | 0 | 0 | 0 | 0 | 0.00017767 | 0.0001788
271 | 1.7679e-06 | 3.4252e-07 | 2.0811e-07 | 5.6889e-07 | 1.3187e-07 | 6.4809e-07 | 2.0751e-07 | 1.1243e-06 | 5.2167e-07 | 2.5272e-07 | 1.2243e-07 | 3.1353e-07 | 6.0446e-07 | 4.0219e-07 | 8.2186e-08 | 2.8937e-07 | 2.1101e-06 | 0.00016869 | 0.00015314
272 | 5.6036e-05 | 3.0414e-05 | 3.4404e-05 | 3.5212e-05 | 3.3689e-05 | 4.3482e-05 | 3.0821e-05 | 4.5601e-05 | 3.9722e-05 | 3.7386e-05 | 3.1116e-05 | 3.4984e-05 | 4.0162e-05 | 3.2934e-05 | 3.4728e-05 | 3.4929e-05 | 5.42e-05 | 0.00016198 | 0.0001477
273 | 0.00018284 | 0.00011751 | 0.00012839 | 0.00014416 | 0.00014468 | 0.00016579 | 0.00014072 | 0.00016113 | 0.00016133 | 0.00014972 | 0.0001486 | 0.00015186 | 0.00016462 | 0.00011065 | 0.00016933 | 0.00013471 | 0.00018769 | 0.00016735 | 7.6854e-05
274 | 0.0002896 | 0.00022186 | 0.00023717 | 0.00025627 | 0.00026987 | 0.00028444 | 0.00026797 | 0.00027699 | 0.00027391 | 0.00028422 | 0.00028137 | 0.00028435 | 0.00027443 | 0.00020741 | 0.00032687 | 0.00025882 | 0.00032949 | 0.00015555 | 5.1508e-05
275 | 0.00035946 | 0.00030739 | 0.00031599 | 0.0003228 | 0.00036474 | 0.00036413 | 0.00036015 | 0.00035583 | 0.00035178 | 0.00040364 | 0.0003801 | 0.00038409 | 0.00033281 | 0.00028165 | 0.0004226 | 0.00036056 | 0.00041039 | 0.00014232 | 6.0773e-05
276 | 0.00038652 | 0.00035251 | 0.00035745 | 0.00035096 | 0.00041184 | 0.00039804 | 0.00040134 | 0.00038981 | 0.00038139 | 0.00045745 | 0.00043686 | 0.00043762 | 0.000323 | 0.00032051 | 0.00046364 | 0.00041771 | 0.000434 | 0.00013215 | 8.6475e-05
277 | 0.00037767 | 0.00035022 | 0.00037849 | 0.0003476 | 0.00041103 | 0.00039924 | 0.00039459 | 0.00039054 | 0.00037751 | 0.0004666 | 0.00043813 | 0.00043659 | 0.0003317 | 0.00032838 | 0.00045711 | 0.00042633 | 0.00042129 | 0.00013775 | 8.1853e-05
278 | 0.00031883 | 0.00030934 | 0.00035518 | 0.00030456 | 0.00034313 | 0.00035738 | 0.00034552 | 0.00034325 | 0.00033118 | 0.00039584 | 0.00038485 | 0.00039228 | 0.00030957 | 0.00032535 | 0.00040117 | 0.0003622 | 0.00035968 | 0.00013912 | 0.0001001
279 | 0.00021083 | 0.00023532 | 0.00026245 | 0.00020782 | 0.00023671 | 0.00025068 | 0.00024267 | 0.00024194 | 0.00022385 | 0.00025742 | 0.00028619 | 0.00028765 | 0.00022511 | 0.00028096 | 0.00028791 | 0.00024641 | 0.00023173 | 0.00014548 | 9.908e-05
280 | 8.2149e-05 | 0.00015104 | 0.00014855 | 0.00010452 | 8.6355e-05 | 0.00011088 | 0.0001069 | 0.00010928 | 0.00010432 | 0.0001273 | 0.00017199 | 0.00013869 | 9.378e-05 | 0.00021229 | 9.1145e-05 | 0.00013013 | 7.4856e-05 | 0.00015851 | 0.00016246
281 | 2.0296e-05 | 9.5987e-05 | 7.9975e-05 | 4.1613e-05 | 6.3331e-06 | 3.8799e-05 | 4.081e-05 | 4.0484e-05 | 5.7195e-05 | 3.8802e-05 | 0.00010356 | 5.1674e-05 | 1.7683e-05 | 0.00014413 | 5.0804e-06 | 4.9163e-05 | 6.8298e-06 | 0.00018846 | 0.00016325
282 | 1.9314e-05 | 9.0381e-05 | 7.8093e-05 | 4.215e-05 | 0 | 6.3104e-05 | 3.956e-05 | 4.1509e-05 | 7.1595e-05 | 2.9865e-05 | 4.794e-05 | 5.4433e-05 | 6.2346e-06 | 0.00014012 | 3.1959e-06 | 4.2294e-05 | 3.1097e-06 | 0.0002133 | 0.00018517
283 | 1.7969e-05 | 6.8582e-05 | 5.8608e-05 | 1.8225e-05 | 0 | 6.5795e-05 | 3.4772e-05 | 3.9523e-05 | 7.8944e-05 | 1.9309e-05 | 2.2976e-05 | 4.5614e-05 | 5.4115e-06 | 0.00012195 | 7.3686e-06 | 3.8226e-05 | 5.7495e-06 | 0.00023007 | 0.00017858
284 | 1.0834e-05 | 3.491e-05 | 2.2712e-05 | 7.2143e-06 | 0 | 5.0482e-05 | 2.4763e-05 | 2.7972e-05 | 5.0342e-05 | 1.1648e-05 | 1.1332e-05 | 3.0494e-05 | 1.6199e-06 | 5.2261e-05 | 7.4574e-06 | 9.7811e-06 | 5.8948e-06 | 0.00022514 | 0.00026704
285 | 1.1242e-06 | 1.7213e-05 | 1.1648e-05 | 1.612e-06 | 0 | 2.8514e-05 | 1.4025e-05 | 1.6375e-05 | 2.4653e-05 | 5.9279e-06 | 2.4079e-07 | 1.8106e-05 | 7.594e-07 | 1.1254e-05 | 7.4611e-06 | 0 | 5.5809e-06 | 0.00022983 | 0.00024857
286 | 3.275e-07 | 9.7434e-06 | 5.5704e-06 | 0 | 0 | 9.0158e-06 | 7.8691e-06 | 5.6106e-06 | 9.9761e-06 | 3.45e-06 | 3.4645e-08 | 8.6972e-06 | 1.2347e-08 | 3.4339e-06 | 3.8057e-06 | 0 | 2.0258e-06 | 0.00022983 | 0.00029599
287 | 1.4391e-07 | 4.2503e-06 | 1.2768e-06 | 0 | 0 | 1.521e-06 | 1.4999e-06 | 1.7872e-06 | 3.3628e-06 | 2.5956e-07 | 0 | 2.0279e-06 | 6.979e-10 | 8.764e-07 | 1.5948e-07 | 0 | 2.7047e-07 | 0.00022233 | 0.00028734
288 | 0 | 1.085e-06 | 5.0352e-07 | 0 | 0 | 1.0565e-07 | 3.3838e-08 | 3.5445e-07 | 5.5641e-07 | 0 | 0 | 3.1244e-07 | 6.979e-10 | 2.5136e-07 | 0 | 0 | 6.0105e-08 | 0.00022346 | 0.00022411
289 | 0 | 0 | 1.5856e-07 | 0 | 0 | 4.5278e-08 | 0 | 1.2885e-08 | 2.2151e-08 | 0 | 0 | 4.8582e-08 | 6.4422e-10 | 9.7542e-08 | 0 | 0 | 1.5026e-08 | 0.00023936 | 0.00027295
290 | 0 | 0 | 1.6797e-10 | 0 | 0 | 0 | 0 | 0 | 1.461e-08 | 0 | 0 | 2.647e-08 | 7.5158e-10 | 8.4167e-09 | 0 | 0 | 0 | 0.00022515 | 0.00031457
291 | 0 | 5.3433e-07 | 9.5981e-11 | 0 | 0 | 0 | 0 | 0 | 1.4375e-08 | 0 | 0 | 1.6208e-08 | 7.8737e-10 | 2.7075e-09 | 0 | 0 | 0 | 0.00021823 | 0.00029692
292 | 0 | 5.7944e-07 | 2.1596e-10 | 0 | 0 | 0 | 0 | 0 | 2.3565e-10 | 0 | 0 | 0 | 7.3369e-10 | 2.7075e-09 | 0 | 0 | 0 | 0.00020387 | 0.00030886
293 | 0 | 5.79e-07 | 1.4397e-10 | 0 | 0 | 0 | 0 | 0 | 0 | 0 | 0 | 1.7945e-10 | 7.3369e-10 | 1.0744e-11 | 0 | 0 | 0 | 0.00019037 | 0.00031624
294 | 0 | 3.079e-07 | 4.7991e-11 | 0 | 0 | 0 | 0 | 0 | 0 | 0 | 0 | 0 | 6.979e-10 | 0 | 0 | 0 | 0 | 0.00018607 | 0.00023139
295 | 2.0071e-06 | 6.1877e-07 | 3.388e-07 | 7.5994e-07 | 1.7193e-07 | 1.1242e-06 | 3.4589e-07 | 1.3735e-06 | 7.4731e-07 | 5.1459e-07 | 2.3111e-07 | 6.581e-07 | 2.122e-06 | 8.9323e-07 | 2.7809e-07 | 4.9324e-07 | 2.2769e-06 | 0.00016394 | 0.00023571
296 | 6.2202e-05 | 3.6666e-05 | 3.9608e-05 | 4.5913e-05 | 4.1307e-05 | 5.1925e-05 | 3.5911e-05 | 5.3503e-05 | 4.4521e-05 | 4.8933e-05 | 3.4193e-05 | 5.0544e-05 | 8.0747e-05 | 4.4935e-05 | 4.076e-05 | 4.4808e-05 | 6.4305e-05 | 0.00012758 | 0.00020251
297 | 0.00021206 | 0.00014621 | 0.00015089 | 0.00017062 | 0.00018772 | 0.00019274 | 0.0001618 | 0.00019565 | 0.00018268 | 0.00019395 | 0.00016281 | 0.00020022 | 0.00031948 | 0.00015775 | 0.00018731 | 0.00016521 | 0.00023438 | 9.5965e-05 | 0.00018528
298 | 0.00033327 | 0.00026272 | 0.00026575 | 0.00028085 | 0.0003202 | 0.00031096 | 0.00029003 | 0.0003192 | 0.00029073 | 0.00035763 | 0.0002879 | 0.00033607 | 0.00052967 | 0.00026766 | 0.00034116 | 0.00028908 | 0.00037524 | 6.6182e-05 | 0.00023231
299 | 0.00040216 | 0.00034383 | 0.0003421 | 0.0003462 | 0.00040648 | 0.00038718 | 0.00037483 | 0.00039787 | 0.00036791 | 0.00046648 | 0.00038173 | 0.00041851 | 0.00065899 | 0.00033515 | 0.00042999 | 0.00038543 | 0.00045158 | 5.1363e-05 | 0.00021427
300 | 0.00042889 | 0.00037756 | 0.00037848 | 0.00037344 | 0.00045277 | 0.00041877 | 0.00041005 | 0.00043171 | 0.000396 | 0.00051153 | 0.00042571 | 0.00045944 | 0.00069748 | 0.00037472 | 0.000468 | 0.00043897 | 0.00048004 | 2.8519e-05 | 0.00021196
301 | 0.00041095 | 0.0003777 | 0.00039204 | 0.00037837 | 0.00043349 | 0.00042234 | 0.00040405 | 0.00043283 | 0.00039774 | 0.00050291 | 0.00042678 | 0.0004649 | 0.00068381 | 0.00040586 | 0.00046015 | 0.00043714 | 0.00045476 | 2.3447e-05 | 0.00021536
302 | 0.00034931 | 0.00034736 | 0.0003534 | 0.00033091 | 0.00036345 | 0.00037768 | 0.00035447 | 0.00038046 | 0.00034719 | 0.00044102 | 0.00037391 | 0.00042379 | 0.00059989 | 0.0004138 | 0.00041037 | 0.00037552 | 0.00037455 | 1.5978e-05 | 0.00022734
303 | 0.00023502 | 0.00025386 | 0.00025923 | 0.00022372 | 0.00025346 | 0.00026535 | 0.00024433 | 0.00026864 | 0.00023518 | 0.00029684 | 0.00028095 | 0.00030427 | 0.00043145 | 0.00031614 | 0.00028279 | 0.00026118 | 0.00024645 | 1.3263e-05 | 0.00026066
304 | 9.1218e-05 | 0.00015465 | 0.00014937 | 0.00011084 | 9.6346e-05 | 0.00011784 | 0.00010881 | 0.0001179 | 0.00010873 | 0.00014241 | 0.0001738 | 0.00014312 | 0.00018383 | 0.00022286 | 9.4461e-05 | 0.00013291 | 8.0992e-05 | 1.1169e-05 | 0.00021316
305 | 2.0291e-05 | 9.5955e-05 | 8.1015e-05 | 4.182e-05 | 6.5463e-06 | 3.9472e-05 | 4.1424e-05 | 4.0737e-05 | 5.7992e-05 | 4.0472e-05 | 0.00010499 | 5.5219e-05 | 2.5669e-05 | 0.00014556 | 5.6807e-06 | 4.9968e-05 | 7.417e-06 | 1.731e-05 | 7.3469e-05
306 | 1.9312e-05 | 9.7359e-05 | 7.7228e-05 | 4.2115e-05 | 0 | 6.299e-05 | 3.9592e-05 | 4.1507e-05 | 7.2005e-05 | 2.9851e-05 | 5.0223e-05 | 5.4224e-05 | 8.5975e-06 | 0.00014051 | 3.2023e-06 | 4.2363e-05 | 3.2535e-06 | 2.4325e-05 | 0.00013591
307 | 1.8744e-05 | 8.3609e-05 | 5.7568e-05 | 2.0989e-05 | 0 | 6.5857e-05 | 3.6864e-05 | 4.0827e-05 | 8.0421e-05 | 2.1818e-05 | 2.2688e-05 | 5.2546e-05 | 1.3423e-05 | 0.00012425 | 7.3723e-06 | 3.9609e-05 | 5.8669e-06 | 2.9238e-05 | 8.2013e-05
308 | 1.1371e-05 | 4.14e-05 | 2.4549e-05 | 7.8239e-06 | 0 | 5.0917e-05 | 2.6555e-05 | 3.0097e-05 | 5.2328e-05 | 1.1744e-05 | 1.2485e-05 | 3.6125e-05 | 9.9834e-06 | 7.4045e-05 | 7.4665e-06 | 1.7067e-05 | 6.0294e-06 | 4.8382e-05 | 5.207e-05
309 | 1.1984e-06 | 1.8171e-05 | 1.2515e-05 | 1.6672e-06 | 0 | 2.9963e-05 | 1.5705e-05 | 1.8617e-05 | 2.5142e-05 | 6.8823e-06 | 2.2767e-07 | 1.9719e-05 | 7.2214e-06 | 1.4462e-05 | 7.4647e-06 | 0 | 5.6499e-06 | 7.0716e-05 | 3.2335e-05
310 | 3.4345e-07 | 1.0491e-05 | 5.8879e-06 | 0 | 0 | 9.4103e-06 | 9.3591e-06 | 6.6841e-06 | 1.0296e-05 | 4.2951e-06 | 5.1967e-08 | 9.4591e-06 | 2.2244e-06 | 3.6653e-06 | 3.8474e-06 | 0 | 2.7403e-06 | 0.00010765 | 2.262e-05
311 | 6.2063e-08 | 4.3057e-06 | 1.3775e-06 | 0 | 0 | 1.5797e-06 | 2.0271e-06 | 1.9852e-06 | 3.546e-06 | 1.5869e-06 | 0 | 2.4361e-06 | 7.6948e-10 | 9.5552e-07 | 1.4498e-07 | 0 | 2.5044e-07 | 0.00012944 | 2.3766e-05
312 | 0 | 1.098e-06 | 4.6798e-07 | 0 | 0 | 1.099e-07 | 1.0218e-07 | 4.4812e-07 | 5.8318e-07 | 0 | 1.1548e-09 | 3.5053e-07 | 7.8737e-10 | 1.5583e-07 | 0 | 0 | 0 | 0.00014473 | 3.3034e-05
313 | 0 | 0 | 2.3199e-07 | 0 | 0 | 4.5581e-08 | 0 | 1.0765e-07 | 2.3801e-08 | 0 | 0 | 6.0588e-08 | 2.1653e-09 | 2.8767e-08 | 0 | 0 | 0 | 0.00019855 | 8.4674e-05
314 | 0 | 0 | 1.7205e-08 | 0 | 0 | 0 | 0 | 2.889e-09 | 1.4846e-08 | 0 | 0 | 2.6491e-08 | 1.0647e-09 | 2.5527e-09 | 0 | 0 | 0 | 0.00022258 | 0.00018744
315 | 0 | 5.3433e-07 | 9.5981e-11 | 0 | 0 | 0 | 0 | 0 | 1.7202e-08 | 0 | 0 | 5.9005e-09 | 9.5738e-10 | 0 | 0 | 0 | 0 | 0.00022883 | 0.0001948
316 | 0 | 5.7856e-07 | 4.3192e-10 | 0 | 0 | 0 | 0 | 0 | 7.3051e-09 | 0 | 0 | 0 | 5.9053e-10 | 1.0744e-11 | 0 | 0 | 0 | 0.00023607 | 0.00015518
317 | 0 | 5.7856e-07 | 9.5981e-11 | 0 | 0 | 0 | 0 | 0 | 0 | 0 | 0 | 1.7945e-10 | 6.8001e-10 | 2.5785e-11 | 0 | 0 | 0 | 0.00025234 | 0.00016861
318 | 0 | 4.6644e-07 | 1.1998e-10 | 0 | 0 | 0 | 0 | 0 | 0 | 0 | 0 | 0 | 6.4422e-10 | 0 | 0 | 0 | 0 | 0.00025684 | 0.00017446
319 | 2.1779e-06 | 6.0218e-07 | 2.6681e-07 | 8.4319e-07 | 1.5789e-07 | 1.1491e-06 | 3.9247e-07 | 1.3511e-06 | 8.584e-07 | 4.3072e-07 | 2.1888e-07 | 5.1446e-07 | 1.8039e-06 | 7.9154e-07 | 2.8819e-07 | 4.0059e-07 | 2.2246e-06 | 0.00026571 | 0.00021389
320 | 6.3114e-05 | 3.6217e-05 | 3.8316e-05 | 4.6889e-05 | 3.7818e-05 | 5.0305e-05 | 3.1867e-05 | 5.2695e-05 | 4.1873e-05 | 4.703e-05 | 1.8132e-05 | 4.6023e-05 | 7.6506e-05 | 4.3287e-05 | 3.6748e-05 | 4.0479e-05 | 6.1565e-05 | 0.00026005 | 0.00019705
321 | 0.00020552 | 0.0001397 | 0.00011022 | 0.00016982 | 0.00017117 | 0.00018418 | 8.5347e-05 | 0.00018667 | 0.00015408 | 0.00017571 | 9.9717e-06 | 0.00018988 | 0.00030079 | 0.00015542 | 4.7719e-05 | 0.00014693 | 0.00021672 | 0.00027274 | 0.00021869
322 | 0.00031619 | 0.00023593 | 0.00013502 | 0.00028215 | 0.00028494 | 0.00029758 | 7.6344e-05 | 0.00030348 | 0.00021382 | 0.00033147 | 2.8391e-05 | 0.0002397 | 0.0005089 | 0.00025586 | 2.7642e-05 | 0.00025629 | 0.00033399 | 0.0002613 | 0.00029424
323 | 0.00038128 | 0.00018268 | 0.00014781 | 0.00034591 | 0.00027758 | 0.00036734 | 6.0512e-05 | 0.00037604 | 0.00019903 | 0.0004075 | 9.1806e-06 | 0.00032235 | 0.00063039 | 0.00029574 | 1.159e-05 | 0.0002077 | 0.00041555 | 0.00025119 | 0.00026407
324 | 0.00038823 | 0.00016504 | 8.2632e-05 | 0.00037243 | 0.00013096 | 0.00036539 | 1.5896e-05 | 0.00040002 | 0.00013432 | 0.00041366 | 5.666e-06 | 0.00030736 | 0.00065721 | 0.00031978 | 2.7717e-06 | 0.00019544 | 0.0004134 | 0.00024563 | 0.00022492
325 | 0.00038636 | 4.9906e-05 | 2.7681e-05 | 0.00035851 | 0.00010113 | 0.00031217 | 6.8048e-06 | 0.00038892 | 8.0006e-05 | 0.00039015 | 1.7887e-05 | 0.00023902 | 0.00060028 | 0.00030567 | 1.1291e-05 | 6.55e-05 | 0.00041698 | 0.00025271 | 0.00023475
326 | 0.00028188 | 1.4948e-05 | 8.6932e-06 | 0.00029903 | 1.89e-05 | 0.00020174 | 9.0717e-06 | 0.00032183 | 4.9453e-05 | 0.00019497 | 3.4402e-05 | 8.4373e-05 | 0.00049072 | 0.00018879 | 1.6406e-05 | 2.6409e-05 | 0.0003387 | 0.00025144 | 0.00033626
327 | 0.0001985 | 7.1579e-06 | 1.0311e-05 | 0.00018328 | 9.4089e-06 | 9.403e-05 | 1.2946e-05 | 0.00021434 | 3.0594e-05 | 6.8253e-05 | 0.00010049 | 1.736e-05 | 0.00034869 | 8.593e-05 | 5.6571e-05 | 2.3669e-06 | 0.00019147 | 0.00024191 | 0.0003135
328 | 8.3541e-05 | 6.9606e-05 | 5.0187e-05 | 6.6672e-05 | 2.8442e-07 | 4.4015e-05 | 1.7581e-05 | 8.9571e-05 | 4.1633e-05 | 2.7155e-05 | 3.7269e-05 | 3.3681e-05 | 0.00013224 | 0.0001402 | 1.9876e-05 | 4.2715e-05 | 7.3299e-05 | 0.00024864 | 0.00027368
329 | 2.0437e-05 | 6.2385e-05 | 1.7823e-05 | 2.2477e-05 | 4.0113e-09 | 3.3865e-05 | 4.2843e-06 | 3.7693e-05 | 3.2513e-05 | 2.5653e-05 | 5.4231e-06 | 4.4489e-05 | 2.0114e-05 | 0.00013419 | 3.5022e-08 | 3.9143e-05 | 7.4304e-06 | 0.0002931 | 0.00024235
330 | 1.9283e-05 | 3.1895e-05 | 1.0761e-05 | 2.72e-05 | 0 | 5.9857e-05 | 2.4605e-06 | 4.1332e-05 | 2.3704e-05 | 2.8597e-05 | 8.0976e-07 | 4.391e-05 | 9.0881e-06 | 0.00013763 | 6.8549e-07 | 1.048e-05 | 3.2501e-06 | 0.00029042 | 0.00027904
331 | 1.8492e-05 | 8.3761e-06 | 5.4669e-06 | 1.781e-05 | 0 | 5.7576e-05 | 1.2597e-06 | 3.9418e-05 | 2.1304e-05 | 1.4854e-05 | 0 | 3.1806e-05 | 1.2986e-05 | 0.00010732 | 2.5372e-08 | 0 | 5.882e-06 | 0.00026523 | 0.00018427
332 | 8.3131e-06 | 8.406e-06 | 1.8836e-06 | 7.094e-06 | 0 | 4.2972e-05 | 1.2736e-06 | 2.7405e-05 | 1.1438e-05 | 8.8027e-06 | 0 | 2.0453e-05 | 1.057e-05 | 2.6765e-05 | 0 | 0 | 6.0205e-06 | 0.0002508 | 0.00025607
333 | 8.69e-07 | 4.1086e-06 | 8.7973e-07 | 2.3518e-06 | 0 | 2.0663e-05 | 0 | 1.6166e-05 | 7.2005e-06 | 4.6171e-06 | 1.1548e-09 | 9.8567e-06 | 5.8777e-06 | 9.1209e-06 | 0 | 0 | 5.4968e-06 | 0.00020958 | 0.00036321
334 | 1.4712e-08 | 3.0505e-07 | 4.0261e-07 | 0 | 0 | 4.5979e-06 | 0 | 5.6688e-06 | 3.0971e-06 | 3.6353e-07 | 0 | 2.044e-06 | 8.2019e-07 | 2.3823e-06 | 0 | 0 | 8.1309e-07 | 0.00019061 | 0.00041019
335 | 0 | 9.3727e-08 | 1.1906e-07 | 0 | 0 | 1.0085e-06 | 0 | 1.8477e-06 | 2.9046e-07 | 0 | 0 | 5.4576e-07 | 6.8001e-10 | 5.5658e-07 | 0 | 0 | 7.0123e-08 | 0.00017249 | 0.00049977
336 | 0 | 2.7439e-07 | 3.1146e-08 | 0 | 0 | 3.8982e-08 | 1.521e-08 | 3.2785e-07 | 2.3565e-10 | 0 | 0 | 9.2706e-08 | 6.4422e-10 | 7.5948e-08 | 0 | 0 | 0 | 0.00017301 | 0.00052064
337 | 0 | 0 | 1.4397e-10 | 0 | 0 | 0 | 0 | 1.3463e-08 | 0 | 0 | 0 | 4.1418e-09 | 1.7e-09 | 2.4496e-10 | 0 | 0 | 0 | 0.00017372 | 0.00052328
338 | 0 | 0 | 4.7991e-11 | 0 | 0 | 0 | 0 | 0 | 0 | 0 | 0 | 0 | 7.5158e-10 | 3.1286e-09 | 0 | 0 | 0 | 0.00017128 | 0.00051305
339 | 0 | 5.3433e-07 | 4.7991e-11 | 0 | 0 | 0 | 0 | 0 | 0 | 0 | 0 | 0 | 6.0843e-10 | 2.1488e-11 | 0 | 0 | 0 | 0.0001677 | 0.00052781
340 | 0 | 1.6117e-07 | 1.4397e-10 | 0 | 0 | 0 | 0 | 0 | 0 | 0 | 0 | 0 | 6.0843e-10 | 0 | 0 | 0 | 0 | 0.00017563 | 0.00054298
341 | 0 | 0 | 9.5981e-11 | 0 | 0 | 0 | 0 | 0 | 5.09e-09 | 0 | 0 | 0 | 8.7685e-10 | 1.0744e-11 | 0 | 0 | 0 | 0.00017228 | 0.00064528
342 | 0 | 0 | 4.7991e-11 | 0 | 0 | 0 | 0 | 0 | 0 | 0 | 0 | 1.7945e-10 | 4.8316e-10 | 2.5785e-11 | 0 | 0 | 0 | 0.00016536 | 0.00066564
343 | 1.7934e-06 | 4.8272e-07 | 2.9597e-07 | 6.5612e-07 | 1.5594e-07 | 1.0856e-06 | 1.979e-07 | 1.2954e-06 | 4.348e-07 | 4.7123e-07 | 1.1613e-07 | 5.7599e-07 | 2.3609e-06 | 8.9102e-07 | 2.3677e-07 | 2.6872e-07 | 2.2998e-06 | 0.00016148 | 0.00065665
344 | 6.2892e-05 | 3.671e-05 | 4.1686e-05 | 4.6548e-05 | 4.3581e-05 | 5.0266e-05 | 2.7353e-05 | 5.5995e-05 | 2.6379e-05 | 5.2265e-05 | 3.8035e-05 | 5.4694e-05 | 8.8552e-05 | 4.5585e-05 | 4.1933e-05 | 4.8974e-05 | 6.2507e-05 | 0.0001435 | 0.00061461
345 | 0.00021793 | 0.00014831 | 0.00016641 | 0.000183 | 0.00020798 | 0.00018679 | 0.00012829 | 0.00020573 | 9.8819e-05 | 0.00021764 | 0.00018133 | 0.00022425 | 0.00032291 | 0.00017025 | 0.00020862 | 0.00017851 | 0.0002179 | 0.00014419 | 0.00061017
346 | 0.00034075 | 0.00027154 | 0.00029564 | 0.00030486 | 0.00035077 | 0.00030998 | 0.00022611 | 0.00033301 | 0.00017197 | 0.00039581 | 0.00031568 | 0.00037115 | 0.00051785 | 0.00029029 | 0.000374 | 0.00031236 | 0.00035785 | 0.00013902 | 0.00061222
347 | 0.00041377 | 0.00035822 | 0.00037277 | 0.00037674 | 0.00043797 | 0.00039003 | 0.00029613 | 0.0004137 | 0.00022735 | 0.00050343 | 0.00042436 | 0.00045357 | 0.00065877 | 0.00036206 | 0.00047755 | 0.00041504 | 0.00043791 | 0.00014947 | 0.00040522
348 | 0.00044196 | 0.00039698 | 0.0004136 | 0.0004069 | 0.00047504 | 0.00042736 | 0.00032987 | 0.00044964 | 0.00026285 | 0.00055202 | 0.00047376 | 0.00049503 | 0.00071213 | 0.00040424 | 0.00051757 | 0.00047126 | 0.00046816 | 0.00014536 | 0.00025221
349 | 0.00042574 | 0.00040332 | 0.00043647 | 0.0003986 | 0.00045808 | 0.00043623 | 0.00034087 | 0.00045325 | 0.00027203 | 0.00053898 | 0.00047171 | 0.00050191 | 0.00068617 | 0.00044333 | 0.00050718 | 0.00047201 | 0.00044536 | 0.00015417 | 0.0003054
350 | 0.0003672 | 0.00037262 | 0.00040173 | 0.00035588 | 0.00039083 | 0.0003984 | 0.00031562 | 0.00040564 | 0.00024834 | 0.00047481 | 0.00042948 | 0.00046442 | 0.00061879 | 0.00046544 | 0.00044376 | 0.00041281 | 0.00038085 | 0.00015146 | 0.00039609
351 | 0.00025425 | 0.00027763 | 0.00029274 | 0.00024316 | 0.00028593 | 0.00028554 | 0.00023045 | 0.00029259 | 0.0001842 | 0.00032815 | 0.00031951 | 0.00034036 | 0.00046114 | 0.00035336 | 0.00031849 | 0.00029738 | 0.00026203 | 0.00015202 | 0.00053118
352 | 0.00010149 | 0.00016741 | 0.00016438 | 0.0001075 | 0.00011861 | 0.00013045 | 0.00010736 | 0.00013106 | 9.0565e-05 | 0.00015856 | 0.00019352 | 0.00016084 | 0.00018737 | 0.00023685 | 0.00011224 | 0.0001497 | 9.0248e-05 | 0.00017379 | 0.00057416
353 | 2.074e-05 | 9.7702e-05 | 8.279e-05 | 2.8461e-05 | 8.244e-06 | 4.1471e-05 | 3.4343e-05 | 4.3021e-05 | 4.0182e-05 | 4.3006e-05 | 0.00010714 | 5.5969e-05 | 2.4151e-05 | 0.00014702 | 7.2867e-06 | 5.0511e-05 | 7.564e-06 | 0.00019841 | 0.00050576
354 | 1.9303e-05 | 9.7509e-05 | 7.8042e-05 | 2.7312e-05 | 0 | 6.3117e-05 | 2.9774e-05 | 4.317e-05 | 3.9321e-05 | 2.5149e-05 | 5.1652e-05 | 5.4059e-05 | 9.9135e-06 | 0.00014076 | 3.2023e-06 | 4.2236e-05 | 3.2483e-06 | 0.00022281 | 0.00063059
355 | 1.8784e-05 | 8.4721e-05 | 6.1042e-05 | 1.9532e-05 | 0 | 6.6294e-05 | 2.7286e-05 | 4.1565e-05 | 4.7884e-05 | 1.7507e-05 | 2.4749e-05 | 5.2342e-05 | 1.5417e-05 | 0.00012381 | 7.3596e-06 | 4.1076e-05 | 5.8536e-06 | 0.00023705 | 0.00059239
356 | 1.1557e-05 | 4.4684e-05 | 2.6281e-05 | 8.718e-06 | 0 | 5.149e-05 | 1.9159e-05 | 3.0444e-05 | 3.4802e-05 | 1.1805e-05 | 1.276e-05 | 3.5764e-05 | 1.2572e-05 | 7.9347e-05 | 7.4629e-06 | 1.9972e-05 | 5.8736e-06 | 0.00023515 | 0.00057527
357 | 1.1972e-06 | 1.8454e-05 | 1.3248e-05 | 1.4464e-06 | 0 | 3.0131e-05 | 1.2019e-05 | 1.8399e-05 | 1.6453e-05 | 7.0964e-06 | 2.1959e-07 | 1.9097e-05 | 7.6898e-06 | 1.5544e-05 | 7.4556e-06 | 5.5335e-06 | 5.3265e-06 | 0.00020687 | 0.00051484
358 | 3.4913e-07 | 1.0824e-05 | 6.0492e-06 | 0 | 0 | 9.4649e-06 | 7.928e-06 | 7.3258e-06 | 8.2571e-06 | 4.4391e-06 | 3.4645e-08 | 9.4901e-06 | 1.9881e-06 | 3.53e-06 | 4.8659e-06 | 0 | 2.3319e-06 | 0.00019376 | 0.00046907
359 | 1.2066e-07 | 4.3773e-06 | 1.3923e-06 | 0 | 0 | 1.5686e-06 | 1.4718e-06 | 2.0303e-06 | 1.9507e-06 | 1.5996e-06 | 0 | 2.788e-06 | 3.579e-10 | 8.8234e-07 | 1.6854e-07 | 0 | 0 | 0.00018292 | 0.00042141
360 | 0 | 1.0949e-06 | 4.7698e-07 | 0 | 0 | 1.2515e-07 | 1.4877e-07 | 5.2808e-07 | 3.6054e-07 | 1.7697e-08 | 0 | 3.8899e-07 | 2.6842e-10 | 1.5423e-07 | 0 | 0 | 0 | 0.00016072 | 0.00032366
361 | 0 | 0 | 2.262e-07 | 0 | 0 | 2.2802e-08 | 1.3919e-08 | 1.181e-07 | 2.4036e-08 | 1.7697e-08 | 0 | 5.1328e-08 | 1.6553e-09 | 2.2332e-08 | 0 | 0 | 0 | 0.00012353 | 0.00036148
362 | 0 | 0 | 8.3984e-09 | 0 | 0 | 0 | 0 | 1.7334e-09 | 1.4139e-08 | 0 | 0 | 2.6455e-08 | 6.2632e-10 | 3.7002e-09 | 0 | 0 | 0 | 9.9165e-05 | 0.000398
363 | 0 | 5.3345e-07 | 9.5981e-11 | 0 | 0 | 0 | 0 | 0 | 0 | 0 | 0 | 2.226e-08 | 4.1158e-10 | 0 | 0 | 0 | 0 | 7.6974e-05 | 0.00038595
364 | 0 | 5.7856e-07 | 2.3995e-10 | 0 | 0 | 0 | 0 | 0 | 0 | 0 | 0 | 5.4554e-09 | 6.0843e-10 | 7.5207e-11 | 0 | 0 | 0 | 5.8099e-05 | 0.00039637
365 | 0 | 5.7813e-07 | 9.5981e-11 | 0 | 0 | 0 | 0 | 0 | 0 | 0 | 0 | 9.3316e-10 | 4.4737e-10 | 0 | 0 | 0 | 0 | 5.4068e-05 | 0.00042659
366 | 0 | 4.7257e-07 | 9.5981e-11 | 0 | 0 | 0 | 0 | 0 | 0 | 0 | 0 | 3.5891e-10 | 6.0843e-10 | 1.0744e-11 | 0 | 0 | 0 | 5.3547e-05 | 0.00035972
367 | 1.9871e-06 | 6.7217e-07 | 5.0801e-07 | 9.2175e-07 | 2.0865e-07 | 1.1936e-06 | 3.1639e-07 | 1.3247e-06 | 6.6765e-07 | 5.6311e-07 | 3.1008e-07 | 7.0378e-07 | 2.1883e-06 | 9.6775e-07 | 1.9767e-07 | 4.4272e-07 | 2.3545e-06 | 4.0627e-05 | 0.00030654
368 | 6.4873e-05 | 3.9299e-05 | 4.5756e-05 | 5.0368e-05 | 4.5291e-05 | 5.5048e-05 | 3.293e-05 | 5.81e-05 | 3.697e-05 | 5.8303e-05 | 3.9994e-05 | 5.7319e-05 | 8.8091e-05 | 5.0358e-05 | 4.2928e-05 | 4.9748e-05 | 6.4076e-05 | 3.6146e-05 | 0.0002404
369 | 0.00022254 | 0.00015576 | 0.00015742 | 0.00018556 | 0.00019909 | 0.00020068 | 0.00014888 | 0.00020921 | 0.00015163 | 0.00022052 | 0.0001762 | 0.0002105 | 0.00033613 | 0.00017592 | 0.00019951 | 0.00017424 | 0.00022972 | 4.5681e-05 | 0.00016579
370 | 0.00034247 | 0.0002754 | 0.00025568 | 0.00030101 | 0.00033216 | 0.00032008 | 0.00025884 | 0.00032807 | 0.00024228 | 0.00034881 | 0.00030694 | 0.00033247 | 0.00054751 | 0.00027673 | 0.00036375 | 0.00029679 | 0.00036248 | 3.9575e-05 | 8.6847e-05
371 | 0.0004064 | 0.00034847 | 0.00030432 | 0.00035123 | 0.00039135 | 0.00039078 | 0.00033396 | 0.00040177 | 0.00030587 | 0.00046606 | 0.00038447 | 0.0004211 | 0.00067062 | 0.00032229 | 0.00046827 | 0.00037526 | 0.00043018 | 3.0229e-05 | 4.7902e-05
372 | 0.00042332 | 0.00034567 | 0.0002964 | 0.00032161 | 0.0003631 | 0.00039994 | 0.00034755 | 0.00043385 | 0.00033954 | 0.00047773 | 0.00038343 | 0.00045468 | 0.00070236 | 0.00034082 | 0.00048486 | 0.00035552 | 0.00044138 | 1.613e-05 | 2.7768e-05
373 | 0.0003982 | 0.00031453 | 0.0002579 | 0.00032457 | 0.00033921 | 0.00038724 | 0.00033475 | 0.00042452 | 0.00035648 | 0.00038995 | 0.00034819 | 0.00034302 | 0.00069492 | 0.00028735 | 0.00045735 | 0.00035044 | 0.00039481 | 1.8275e-05 | 2.1134e-05
374 | 0.00030265 | 0.00026851 | 0.00024694 | 0.00026702 | 0.00027547 | 0.00031907 | 0.0002773 | 0.00030884 | 0.00032697 | 0.00031915 | 0.00029476 | 0.00028004 | 0.00056602 | 0.00024161 | 0.00037559 | 0.0003009 | 0.00033223 | 1.6324e-05 | 2.5838e-05
375 | 0.00018646 | 0.00020732 | 0.00016007 | 0.00016953 | 0.00020768 | 0.00023007 | 0.0001991 | 0.0001946 | 0.00022555 | 0.0002319 | 0.00027514 | 0.00020641 | 0.00042173 | 0.00015251 | 0.00030736 | 0.00023814 | 0.00020135 | 2.0629e-05 | 2.9261e-05
376 | 0.00011 | 0.00014197 | 0.00013628 | 8.0956e-05 | 7.4117e-05 | 0.00010021 | 9.6756e-05 | 0.00010857 | 0.00010129 | 0.0001184 | 0.00017923 | 0.00011728 | 0.00011934 | 0.0001851 | 8.285e-05 | 0.00012077 | 6.5332e-05 | 2.4419e-05 | 2.0076e-05
377 | 2.4174e-05 | 9.7085e-05 | 8.2564e-05 | 3.148e-05 | 1.3772e-05 | 4.2182e-05 | 4.2151e-05 | 4.3044e-05 | 5.4942e-05 | 3.5338e-05 | 0.00010493 | 5.4287e-05 | 2.0682e-05 | 0.00014605 | 8.848e-06 | 5.5275e-05 | 1.0337e-05 | 3.5084e-05 | 9.3247e-06
378 | 1.9317e-05 | 9.4939e-05 | 7.6636e-05 | 2.7406e-05 | 0 | 6.3198e-05 | 3.833e-05 | 4.2624e-05 | 5.696e-05 | 2.2308e-05 | 2.7221e-05 | 5.464e-05 | 9.7707e-06 | 0.00013756 | 3.2059e-06 | 4.2236e-05 | 3.2504e-06 | 4.1195e-05 | 3.9169e-05
379 | 1.8875e-05 | 7.4562e-05 | 5.0841e-05 | 1.6009e-05 | 0 | 6.4824e-05 | 3.3812e-05 | 3.9581e-05 | 6.1295e-05 | 1.7697e-05 | 2.1858e-05 | 5.0282e-05 | 1.6366e-05 | 0.00011475 | 7.3541e-06 | 3.6913e-05 | 5.8792e-06 | 6.1582e-05 | 1.0548e-05
380 | 1.1617e-05 | 3.5487e-05 | 1.9936e-05 | 7.0634e-06 | 0 | 4.9935e-05 | 2.2176e-05 | 2.9324e-05 | 4.1964e-05 | 1.0366e-05 | 6.8279e-06 | 3.4014e-05 | 1.508e-05 | 3.4761e-05 | 7.4611e-06 | 2.5341e-06 | 6.0116e-06 | 9.2633e-05 | 1.4974e-05
381 | 1.1904e-06 | 1.7012e-05 | 9.7001e-06 | 1.9874e-06 | 0 | 2.8983e-05 | 1.2483e-05 | 1.8195e-05 | 2.3385e-05 | 6.275e-06 | 1.2299e-07 | 1.8362e-05 | 9.8905e-06 | 8.0865e-06 | 7.4574e-06 | 0 | 5.572e-06 | 0.0001143 | 1.7947e-05
382 | 3.4975e-07 | 9.4153e-06 | 3.7313e-06 | 0 | 0 | 9.0639e-06 | 7.9649e-06 | 6.5393e-06 | 8.6953e-06 | 3.7789e-06 | 3.4645e-08 | 8.6451e-06 | 1.9795e-06 | 2.6979e-06 | 4.1193e-06 | 0 | 1.6752e-06 | 0.00013632 | 1.6409e-05
383 | 1.2808e-07 | 4.2824e-06 | 1.0876e-06 | 0 | 0 | 1.5338e-06 | 1.6127e-06 | 2.0092e-06 | 2.502e-06 | 3.8344e-07 | 0 | 1.8082e-06 | 6.9432e-09 | 6.5819e-07 | 1.5042e-07 | 0 | 0 | 0.00015924 | 1.4238e-05
384 | 0 | 1.0878e-06 | 4.0293e-07 | 0 | 0 | 1.061e-07 | 2.3712e-08 | 4.2983e-07 | 4.8799e-07 | 0 | 0 | 2.6687e-07 | 1.0558e-09 | 1.3201e-07 | 0 | 0 | 0 | 0.00017907 | 1.0772e-05
385 | 0 | 0 | 5.7757e-08 | 0 | 0 | 3.3202e-08 | 0 | 2.9468e-08 | 2.4036e-08 | 0 | 0 | 5.5767e-08 | 2.9437e-09 | 2.308e-08 | 0 | 0 | 0 | 0.0002075 | 2.771e-05
386 | 0 | 0 | 9.5981e-11 | 0 | 0 | 1.0227e-08 | 0 | 0 | 2.8278e-08 | 0 | 1.1548e-09 | 1.3592e-08 | 1.0826e-09 | 3.3263e-09 | 0 | 0 | 0 | 0.00021284 | 5.043e-05
387 | 0 | 5.3345e-07 | 4.0792e-10 | 0 | 0 | 0 | 0 | 0 | 0 | 0 | 0 | 0 | 1.1005e-09 | 0 | 0 | 0 | 0 | 0.00020049 | 7.0771e-05
388 | 0 | 5.79e-07 | 9.5981e-11 | 0 | 0 | 0 | 0 | 0 | 0 | 0 | 0 | 0 | 1.029e-09 | 1.0744e-11 | 0 | 0 | 0 | 0.00019462 | 7.7139e-05
389 | 0 | 5.7856e-07 | 9.5981e-11 | 0 | 0 | 1.8939e-11 | 0 | 0 | 0 | 0 | 0 | 1.7945e-10 | 7.5158e-10 | 6.4463e-11 | 0 | 0 | 0 | 0.00020067 | 0.00010471
390 | 0 | 2.2118e-07 | 1.4397e-10 | 0 | 0 | 0 | 0 | 0 | 0 | 0 | 0 | 0 | 9.1264e-10 | 0 | 0 | 0 | 0 | 0.00021077 | 0.00013059
391 | 8.6478e-07 | 4.9919e-07 | 9.0384e-08 | 3.4067e-07 | 0 | 7.3066e-07 | 2.3317e-07 | 6.5892e-07 | 1.4374e-07 | 4.3555e-08 | 7.1599e-09 | 1.6138e-07 | 5.6708e-07 | 1.6185e-07 | 3.108e-08 | 8.819e-08 | 1.5173e-06 | 0.00020863 | 0.00010825
392 | 3.3769e-05 | 3.0142e-05 | 6.6781e-06 | 2.7541e-05 | 9.089e-06 | 2.5495e-05 | 1.8252e-05 | 2.3241e-05 | 1.9803e-05 | 2.2446e-05 | 8.1081e-06 | 1.1844e-05 | 3.098e-05 | 1.039e-05 | 1.8345e-05 | 9.2216e-06 | 3.87e-05 | 0.00022361 | 0.00010206
393 | 5.7556e-05 | 5.9598e-05 | 2.7948e-05 | 6.7083e-05 | 1.3044e-05 | 5.7922e-05 | 5.3665e-05 | 5.2311e-05 | 6.5116e-05 | 3.1122e-05 | 3.267e-05 | 3.9393e-05 | 8.9963e-05 | 2.6783e-05 | 5.4827e-05 | 2.0451e-05 | 5.7336e-05 | 0.00024902 | 8.8126e-05
394 | 7.6837e-05 | 6.6617e-05 | 3.6862e-05 | 8.1623e-05 | 5.1258e-05 | 6.718e-05 | 7.0278e-05 | 7.8295e-05 | 7.9149e-05 | 7.0439e-05 | 3.3236e-05 | 4.6161e-05 | 0.00021872 | 4.4806e-05 | 4.2267e-05 | 5.826e-05 | 3.9994e-05 | 0.00025535 | 9.8381e-05
395 | 0.00010999 | 6.9334e-05 | 4.5099e-05 | 8.0021e-05 | 5.8342e-05 | 9.1933e-05 | 6.9863e-05 | 8.3732e-05 | 7.7601e-05 | 6.2058e-05 | 4.0334e-05 | 4.3927e-05 | 0.00031217 | 4.7333e-05 | 5.7288e-05 | 5.0255e-05 | 6.7033e-05 | 0.00024867 | 0.00010933
396 | 6.9376e-05 | 8.0276e-05 | 4.4695e-05 | 5.4122e-05 | 8.235e-05 | 0.00010126 | 7.1224e-05 | 8.155e-05 | 8.28e-05 | 3.9482e-05 | 4.9899e-05 | 4.3419e-05 | 0.00041612 | 5.6976e-05 | 3.5875e-05 | 6.9245e-05 | 7.2729e-05 | 0.0001842 | 0.00014916
397 | 8.1181e-05 | 6.6145e-05 | 3.0296e-05 | 2.5154e-05 | 8.3987e-05 | 9.6332e-05 | 5.025e-05 | 6.107e-05 | 8.0462e-05 | 5.4434e-05 | 4.4027e-05 | 4.1102e-05 | 0.00045365 | 5.6383e-05 | 2.0394e-05 | 7.0206e-05 | 4.9647e-05 | 0.00013852 | 0.00024556
398 | 4.7204e-05 | 3.7512e-05 | 1.7705e-05 | 3.9234e-05 | 2.5962e-05 | 5.6081e-05 | 3.342e-05 | 6.6434e-05 | 5.5061e-05 | 4.198e-05 | 2.4349e-05 | 2.4271e-05 | 0.0004446 | 5.2479e-05 | 1.3899e-05 | 3.4935e-05 | 3.6806e-05 | 0.00013947 | 0.00027831
399 | 5.0939e-05 | 1.736e-05 | 1.0819e-05 | 3.7494e-05 | 1.9431e-05 | 3.1974e-05 | 1.6664e-05 | 3.3537e-05 | 4.1652e-05 | 6.064e-05 | 2.1865e-05 | 1.8529e-05 | 0.00024041 | 5.4781e-05 | 5.2022e-06 | 1.623e-05 | 3.9242e-05 | 0.00013202 | 0.00022872
400 | 1.6695e-05 | 5.0462e-05 | 1.1963e-05 | 1.5449e-05 | 4.0313e-06 | 3.3003e-05 | 1.5139e-05 | 2.7397e-05 | 3.9868e-05 | 2.868e-05 | 1.7788e-05 | 1.8062e-05 | 0.00012897 | 0.00010285 | 3.1936e-06 | 1.6317e-05 | 1.2768e-05 | 0.00012958 | 0.00025065
401 | 4.9442e-06 | 1.2303e-05 | 4.4501e-06 | 7.0466e-07 | 0 | 1.0744e-05 | 5.4966e-06 | 8.3573e-06 | 1.4595e-05 | 8.6013e-06 | 4.1921e-07 | 4.2172e-06 | 2.9382e-05 | 9.6129e-06 | 3.0536e-08 | 3.0088e-08 | 1.6262e-06 | 0.00012718 | 0.00025975
402 | 3.8751e-06 | 3.1797e-06 | 2.6786e-06 | 2.8713e-06 | 0 | 2.4015e-05 | 1.6139e-06 | 6.3226e-06 | 6.7945e-06 | 2.9968e-06 | 2.9021e-07 | 3.5626e-06 | 9.9024e-06 | 2.5666e-06 | 9.9565e-07 | 0 | 3.6614e-07 | 0.00012884 | 0.00024539
403 | 6.6118e-07 | 1.5943e-06 | 5.9869e-07 | 0 | 0 | 4.8989e-06 | 1.4208e-06 | 2.3389e-06 | 1.2646e-05 | 1.0127e-06 | 0 | 1.638e-06 | 1.554e-05 | 4.554e-07 | 2.0297e-07 | 0 | 0 | 0.00015091 | 0.00026253
404 | 3.1081e-07 | 3.5237e-06 | 1.6933e-07 | 0 | 0 | 1.4928e-06 | 9.9981e-07 | 9.0204e-07 | 1.4223e-06 | 3.8099e-08 | 0 | 6.9196e-07 | 1.2159e-05 | 4.2742e-07 | 0 | 0 | 0 | 0.00018425 | 0.00026401
405 | 3.1106e-07 | 3.6877e-08 | 1.2482e-07 | 0 | 0 | 9.1594e-08 | 1.2402e-07 | 2.5584e-07 | 0 | 0 | 0 | 9.7839e-08 | 3.8803e-06 | 4.7455e-07 | 0 | 0 | 0 | 0.00022063 | 0.0002275
406 | 3.1106e-07 | 0 | 6.6227e-09 | 0 | 0 | 9.8481e-10 | 0 | 0 | 0 | 0 | 0 | 3.2302e-09 | 4.809e-07 | 7.0286e-08 | 0 | 0 | 0 | 0.00023158 | 0.00020862
407 | 1.3995e-07 | 0 | 4.7991e-11 | 0 | 0 | 1.8939e-10 | 0 | 0 | 0 | 0 | 0 | 0 | 9.4843e-10 | 4.9991e-08 | 0 | 0 | 0 | 0.0002212 | 0.00019308
408 | 0 | 0 | 4.2328e-09 | 0 | 0 | 0 | 1.4585e-08 | 0 | 0 | 0 | 0 | 0 | 8.2316e-10 | 3.5777e-09 | 0 | 0 | 0 | 0.00019072 | 0.0001957
409 | 0 | 0 | 9.5981e-11 | 0 | 0 | 0 | 0 | 0 | 0 | 0 | 0 | 0 | 1.7805e-09 | 2.1488e-11 | 0 | 0 | 0 | 0.00015792 | 0.00019691
410 | 0 | 0 | 0 | 0 | 0 | 0 | 0 | 0 | 0 | 0 | 1.1548e-09 | 0 | 8.4106e-10 | 0 | 0 | 0 | 0 | 0.00012857 | 0.00019583
411 | 0 | 1.8789e-07 | 7.1986e-11 | 0 | 0 | 0 | 0 | 0 | 0 | 0 | 0 | 0 | 1.0021e-09 | 1.0744e-11 | 0 | 0 | 0 | 0.00012164 | 0.00015202
412 | 0 | 0 | 4.7991e-11 | 0 | 0 | 0 | 0 | 0 | 0 | 0 | 0 | 0 | 1.0021e-09 | 0 | 0 | 0 | 0 | 0.0001091 | 0.00014642
413 | 0 | 0 | 9.5981e-11 | 0 | 0 | 0 | 0 | 0 | 0 | 0 | 0 | 0 | 8.7685e-10 | 1.0744e-11 | 0 | 0 | 0 | 0.00010243 | 0.00015441
414 | 0 | 0 | 4.7991e-11 | 0 | 0 | 1.0271e-08 | 0 | 0 | 0 | 0 | 0 | 0 | 8.5895e-10 | 0 | 0 | 0 | 0 | 9.1575e-05 | 0.00010382
415 | 1.5357e-07 | 1.2596e-08 | 2.6618e-08 | 1.3341e-09 | 0 | 3.5395e-08 | 2.1524e-08 | 4.2574e-08 | 1.6316e-08 | 0 | 4.446e-09 | 1.6869e-09 | 1.1738e-07 | 1.3229e-08 | 5.2555e-09 | 7.7815e-09 | 7.8359e-08 | 7.9036e-05 | 7.8275e-05
416 | 1.049e-05 | 4.3618e-06 | 1.6739e-05 | 1.0077e-06 | 2.1433e-06 | 2.6905e-06 | 8.1944e-06 | 9.2427e-06 | 2.9759e-06 | 1.5483e-06 | 2.012e-05 | 1.942e-06 | 6.8843e-06 | 4.4093e-06 | 1.0145e-05 | 3.3544e-06 | 6.2946e-06 | 7.6379e-05 | 9.5135e-05
417 | 3.281e-05 | 2.5064e-05 | 7.562e-05 | 6.2924e-06 | 2.0155e-05 | 9.1084e-06 | 5.1931e-05 | 2.5758e-05 | 2.4198e-05 | 1.9078e-05 | 0.00012295 | 1.8631e-05 | 5.0535e-05 | 1.9416e-05 | 9.5718e-05 | 2.6037e-05 | 1.5929e-05 | 9.1237e-05 | 0.00010764
418 | 2.6366e-05 | 4.6862e-05 | 0.00014046 | 1.8298e-05 | 5.0852e-05 | 1.9944e-05 | 0.00012274 | 3.2369e-05 | 6.0523e-05 | 6.0696e-05 | 0.00027721 | 0.0001095 | 0.00011207 | 3.2734e-05 | 0.00025614 | 6.3351e-05 | 8.5605e-06 | 0.00010707 | 6.9697e-05
419 | 3.7507e-05 | 5.7971e-05 | 0.00018348 | 1.2979e-05 | 7.7786e-05 | 4.1604e-05 | 0.00021491 | 4.8619e-05 | 0.00010343 | 6.4093e-05 | 0.00036962 | 0.0001282 | 0.00018069 | 3.618e-05 | 0.00035945 | 9.3275e-05 | 1.2258e-05 | 0.00010848 | 5.3082e-05
420 | 2.5784e-05 | 6.369e-05 | 0.0002125 | 1.5154e-05 | 6.6111e-05 | 6.4865e-05 | 0.00028759 | 2.9445e-05 | 0.00013495 | 6.3987e-05 | 0.00041957 | 0.00010589 | 0.00018082 | 4.3237e-05 | 0.00040041 | 0.0001363 | 1.1767e-05 | 0.00012003 | 5.1147e-05
421 | 1.2231e-05 | 6.5926e-05 | 0.00021643 | 1.3484e-05 | 6.8794e-05 | 5.9693e-05 | 0.00029255 | 1.7399e-05 | 0.00012398 | 6.9075e-05 | 0.00041512 | 0.00010786 | 7.7013e-05 | 5.2673e-05 | 0.00037842 | 0.00016788 | 1.2862e-05 | 0.0001226 | 5.6979e-05
422 | 6.5415e-06 | 6.5647e-05 | 0.00023716 | 1.7244e-05 | 5.5136e-05 | 4.3425e-05 | 0.00027404 | 1.7689e-05 | 8.2857e-05 | 7.8174e-05 | 0.00036243 | 0.00010236 | 9.8869e-05 | 7.2477e-05 | 0.00031808 | 0.0001192 | 1.5911e-05 | 0.00013284 | 6.0477e-05
423 | 9.4303e-06 | 6.5375e-05 | 0.00020646 | 1.2973e-05 | 3.1188e-05 | 1.9635e-05 | 0.00018353 | 1.5755e-05 | 6.2515e-05 | 5.2852e-05 | 0.0002676 | 9.4811e-05 | 6.9321e-05 | 4.5366e-05 | 0.00024063 | 7.6355e-05 | 1.5601e-05 | 0.00014588 | 8.3342e-05
424 | 5.2474e-06 | 6.8592e-05 | 0.0001321 | 6.3253e-06 | 1.5839e-05 | 1.2613e-05 | 8.683e-05 | 7.7763e-06 | 4.5574e-05 | 3.6987e-05 | 0.00018599 | 6.3898e-05 | 2.3143e-05 | 7.3227e-05 | 8.9715e-05 | 6.2928e-05 | 5.3579e-06 | 0.00014939 | 9.4932e-05
425 | 9.4772e-07 | 1.2093e-05 | 7.7288e-05 | 3.6022e-08 | 1.1846e-06 | 3.4106e-06 | 3.647e-05 | 1.5407e-06 | 2.1246e-05 | 8.2727e-06 | 0.00010373 | 2.183e-05 | 4.6797e-06 | 6.0037e-06 | 7.8667e-06 | 2.0974e-05 | 4.6303e-08 | 0.00014141 | 8.4266e-05
426 | 4.1713e-07 | 3.3781e-06 | 6.2544e-05 | 5.9807e-10 | 0 | 1.2769e-05 | 2.6179e-05 | 1.1711e-06 | 2.5873e-05 | 4.153e-06 | 3.7149e-05 | 5.243e-06 | 4.4145e-06 | 2.1672e-06 | 3.2181e-06 | 5.4533e-06 | 1.3913e-09 | 0.00014707 | 0.00012149
427 | 0 | 2.4048e-06 | 2.1905e-05 | 0 | 0 | 2.2927e-06 | 1.722e-05 | 2.475e-07 | 1.8101e-05 | 1.0105e-06 | 2.016e-05 | 3.183e-06 | 2.0778e-06 | 2.6668e-07 | 7.3632e-06 | 0 | 0 | 0.00014592 | 8.632e-05
428 | 0 | 3.6672e-06 | 7.4111e-06 | 0 | 0 | 3.0507e-07 | 1.4373e-05 | 9.1502e-08 | 9.2494e-06 | 5.2846e-08 | 5.0032e-06 | 8.8118e-07 | 1.3074e-07 | 8.8734e-08 | 7.4629e-06 | 0 | 0 | 0.00014325 | 6.2431e-05
429 | 0 | 1.8671e-07 | 4.2626e-06 | 0 | 0 | 1.0477e-07 | 1.0139e-05 | 0 | 5.9386e-06 | 0 | 1.1144e-07 | 1.8613e-07 | 9.4843e-10 | 0 | 7.4538e-06 | 0 | 0 | 0.00013867 | 7.7572e-05
430 | 0 | 0 | 1.1492e-06 | 0 | 0 | 8.4467e-08 | 6.7134e-06 | 0 | 3.5379e-07 | 0 | 5.1967e-08 | 6.8013e-08 | 9.4843e-10 | 1.0744e-11 | 3.4795e-06 | 0 | 0 | 0.00013321 | 4.6305e-05
431 | 0 | 0 | 1.9309e-07 | 0 | 0 | 7.8975e-08 | 1.3085e-06 | 0 | 1.1782e-09 | 0 | 0 | 1.974e-09 | 8.9474e-10 | 0 | 1.486e-07 | 0 | 0 | 0.0001299 | 2.9549e-05
432 | 0 | 0 | 4.0298e-08 | 0 | 0 | 9.4694e-10 | 1.9169e-08 | 0 | 2.3565e-10 | 0 | 0 | 0 | 9.1264e-10 | 2.1488e-11 | 0 | 0 | 0 | 0.00012807 | 1.6128e-05
433 | 0 | 0 | 2.4715e-09 | 0 | 0 | 0 | 0 | 0 | 0 | 0 | 0 | 0 | 9.3053e-10 | 0 | 0 | 0 | 0 | 0.00013219 | 1.7073e-05
434 | 0 | 0 | 1.1998e-10 | 0 | 0 | 0 | 0 | 0 | 0 | 0 | 0 | 2.3688e-09 | 9.6632e-10 | 1.0744e-11 | 0 | 0 | 0 | 0.00012245 | 4.8897e-05
435 | 0 | 1.9052e-07 | 1.2574e-09 | 0 | 0 | 0 | 0 | 0 | 0 | 0 | 0 | 0 | 8.0527e-10 | 0 | 0 | 0 | 0 | 0.00013203 | 0.00018588
436 | 0 | 0 | 9.9821e-10 | 0 | 0 | 0 | 0 | 0 | 2.3565e-10 | 0 | 0 | 0 | 5.3685e-10 | 1.0744e-11 | 0 | 0 | 0 | 0.00013102 | 0.00027956
437 | 0 | 0 | 9.5981e-11 | 0 | 0 | 0 | 0 | 0 | 0 | 0 | 0 | 0 | 4.8316e-10 | 0 | 0 | 0 | 0 | 0.00013048 | 0.00033024
438 | 0 | 0 | 4.7991e-11 | 0 | 0 | 0 | 0 | 0 | 0 | 0 | 0 | 0 | 5.5474e-10 | 1.0744e-11 | 0 | 0 | 0 | 0.00012333 | 0.00032534
439 | 4.5886e-08 | 1.7201e-07 | 8.2552e-08 | 2.3106e-08 | 2.2831e-07 | 3.4141e-08 | 1.7854e-07 | 1.2717e-07 | 8.3877e-08 | 6.5136e-08 | 5.8405e-08 | 1.0041e-07 | 1.6601e-07 | 7.2299e-08 | 2.7854e-07 | 6.6226e-07 | 5.8672e-08 | 0.00011807 | 0.00031222
440 | 1.7681e-05 | 1.7418e-05 | 1.9993e-05 | 7.0262e-06 | 3.4693e-05 | 5.0182e-06 | 2.1047e-05 | 1.4562e-05 | 9.527e-06 | 1.0293e-05 | 2.6694e-05 | 9.8751e-06 | 9.3237e-06 | 6.5589e-06 | 2.8706e-05 | 3.7582e-05 | 5.9982e-06 | 0.00011885 | 0.00034986
441 | 9.0947e-05 | 6.1059e-05 | 7.0962e-05 | 3.0652e-05 | 0.00010925 | 2.3958e-05 | 0.00011041 | 4.9222e-05 | 4.5018e-05 | 4.0984e-05 | 0.00015476 | 4.0867e-05 | 5.9143e-05 | 2.5933e-05 | 0.00015772 | 0.00012001 | 2.6654e-05 | 0.00014261 | 0.00032159
442 | 0.00012687 | 0.00010459 | 0.00011903 | 5.6468e-05 | 0.00017796 | 4.396e-05 | 0.00021862 | 8.1828e-05 | 8.6101e-05 | 6.6945e-05 | 0.00027726 | 6.4301e-05 | 9.9828e-05 | 4.4542e-05 | 0.00029886 | 0.00016195 | 4.9989e-05 | 0.00013563 | 0.0002848
443 | 0.00022395 | 0.00013957 | 0.00017451 | 8.6808e-05 | 0.00026078 | 6.0843e-05 | 0.00025997 | 0.00012335 | 9.7232e-05 | 9.6593e-05 | 0.0002696 | 8.8822e-05 | 8.4509e-05 | 4.8296e-05 | 0.00030013 | 0.00022537 | 7.4974e-05 | 0.0001124 | 0.00028716
444 | 0.00020104 | 0.00016317 | 0.00024985 | 0.0001753 | 0.00038579 | 7.2565e-05 | 0.00030165 | 0.0001357 | 0.00010099 | 7.886e-05 | 0.0003082 | 0.00010872 | 8.202e-05 | 5.6932e-05 | 0.0002525 | 0.00033119 | 7.2134e-05 | 8.9826e-05 | 0.00031239
445 | 0.00017377 | 0.00017598 | 0.00022246 | 8.4875e-05 | 0.00026996 | 6.4725e-05 | 0.00033222 | 0.00011909 | 9.7602e-05 | 6.6867e-05 | 0.00029568 | 0.00013551 | 0.00010481 | 5.6427e-05 | 0.00033569 | 0.00029328 | 5.1498e-05 | 9.3458e-05 | 0.0003292
446 | 7.4906e-05 | 0.00011657 | 0.00017147 | 5.5146e-05 | 0.0001408 | 4.3594e-05 | 0.00026685 | 8.3929e-05 | 7.7603e-05 | 6.2639e-05 | 0.00027511 | 0.00010263 | 9.941e-05 | 5.1972e-05 | 0.00032941 | 0.00020296 | 3.5059e-05 | 9.3896e-05 | 0.0003238
447 | 5.0362e-05 | 6.9856e-05 | 0.00010182 | 3.625e-05 | 0.00010515 | 2.9412e-05 | 0.0001382 | 7.0816e-05 | 4.9623e-05 | 4.2811e-05 | 0.0002387 | 9.5868e-05 | 4.9407e-05 | 4.3935e-05 | 0.00027263 | 0.00011711 | 1.9697e-05 | 9.6744e-05 | 0.00031763
448 | 3.2954e-05 | 8.8907e-05 | 0.00011266 | 2.7877e-05 | 4.2788e-05 | 2.0818e-05 | 7.0991e-05 | 4.2996e-05 | 3.2356e-05 | 2.9377e-05 | 0.00017198 | 6.3219e-05 | 2.6208e-05 | 6.9291e-05 | 9.3846e-05 | 8.5227e-05 | 6.0126e-06 | 0.00010366 | 0.00032001
449 | 1.0133e-05 | 4.1424e-05 | 7.5029e-05 | 1.5282e-06 | 5.0114e-06 | 5.4857e-06 | 3.8814e-05 | 1.3492e-05 | 2.4173e-05 | 7.4127e-06 | 9.5738e-05 | 2.52e-05 | 5.9631e-06 | 5.5453e-06 | 9.0811e-06 | 5.022e-05 | 5.1696e-07 | 0.00011728 | 0.00031312
450 | 1.1063e-05 | 2.9685e-05 | 5.5013e-05 | 2.4518e-06 | 0 | 1.4644e-05 | 3.1164e-05 | 9.3511e-06 | 3.069e-05 | 2.0942e-06 | 2.32e-05 | 1.5675e-05 | 2.8553e-06 | 1.7804e-06 | 3.2231e-06 | 3.4222e-05 | 7.7024e-08 | 0.00013624 | 0.00034167
451 | 4.3658e-06 | 9.3394e-06 | 2.0257e-05 | 0 | 0 | 1.7502e-06 | 2.3616e-05 | 5.0881e-06 | 3.1164e-05 | 1.1351e-06 | 1.2127e-05 | 9.2022e-06 | 1.5839e-06 | 6.1696e-07 | 7.365e-06 | 1.7953e-05 | 0 | 0.00013281 | 0.00031286
452 | 1.4786e-07 | 6.979e-06 | 9.9502e-06 | 0 | 0 | 1.2429e-06 | 1.7928e-05 | 1.3281e-06 | 1.0685e-05 | 4.6333e-07 | 3.118e-07 | 3.4133e-06 | 1.2871e-06 | 1.0957e-07 | 7.3668e-06 | 7.9683e-07 | 0 | 0.00013836 | 0.00027387
453 | 0 | 1.5684e-06 | 5.0018e-06 | 0 | 0 | 8.7686e-08 | 1.0897e-05 | 3.3041e-07 | 8.1842e-07 | 0 | 0 | 1.6837e-06 | 2.7753e-07 | 1.1818e-09 | 3.1932e-06 | 0 | 0 | 0.00014526 | 0.00024808
454 | 0 | 8.8734e-08 | 1.9744e-06 | 0 | 0 | 8.4467e-08 | 6.7736e-06 | 1.1556e-09 | 7.9225e-08 | 0 | 1.1548e-09 | 1.7253e-07 | 1.3564e-08 | 0 | 0 | 0 | 0 | 0.00013994 | 0.00024826
455 | 0 | 1.5767e-09 | 2.537e-07 | 0 | 0 | 8.1058e-08 | 1.1214e-06 | 0 | 4.713e-10 | 0 | 0 | 3.4958e-08 | 5.9053e-10 | 0 | 0 | 0 | 0 | 0.00012637 | 0.00024565
456 | 0 | 0 | 6.8435e-08 | 0 | 0 | 1.1363e-09 | 2.042e-08 | 0 | 0 | 0 | 0 | 3.1584e-09 | 6.2632e-10 | 0 | 0 | 0 | 0 | 0.00013613 | 0.0002375
457 | 0 | 0 | 2.7115e-09 | 0 | 0 | 1.1983e-08 | 0 | 0 | 0 | 0 | 0 | 0 | 7.6948e-10 | 2.1488e-11 | 0 | 0 | 0 | 0.00013447 | 0.00023209
458 | 0 | 0 | 4.7991e-11 | 0 | 0 | 0 | 0 | 0 | 2.3565e-10 | 0 | 0 | 0 | 6.0843e-10 | 0 | 0 | 0 | 0 | 0.00014998 | 0.00026588
459 | 0 | 5.3389e-07 | 1.1998e-10 | 0 | 0 | 0 | 0 | 0 | 0 | 0 | 0 | 0 | 4.8316e-10 | 0 | 0 | 0 | 0 | 0.00013704 | 0.00026798
460 | 0 | 1.1782e-07 | 9.5981e-11 | 0 | 0 | 0 | 0 | 0 | 0 | 0 | 0 | 0 | 5.3685e-10 | 0 | 0 | 0 | 0 | 0.00014229 | 0.00030243
461 | 0 | 0 | 9.5981e-11 | 0 | 0 | 0 | 0 | 0 | 0 | 0 | 0 | 0 | 4.6527e-10 | 1.0744e-11 | 0 | 0 | 0 | 0.00015226 | 0.0003462
462 | 0 | 0 | 4.7991e-11 | 0 | 0 | 7.0357e-10 | 0 | 0 | 0 | 0 | 0 | 0 | 4.6527e-10 | 0 | 0 | 0 | 0 | 0.00015609 | 0.00032378
463 | 5.6889e-08 | 4.6872e-08 | 3.0594e-09 | 1.9548e-07 | 0 | 1.3683e-07 | 1.7532e-08 | 1.393e-07 | 9.2474e-08 | 3.0479e-09 | 4.9657e-09 | 8.8902e-09 | 8.4672e-08 | 1.4359e-08 | 1.8394e-08 | 0 | 3.5381e-08 | 0.00016512 | 0.00032994
464 | 9.7926e-06 | 8.0666e-06 | 3.2746e-06 | 6.2175e-06 | 5.6318e-06 | 9.6502e-06 | 1.0919e-05 | 7.8678e-06 | 1.032e-05 | 9.0704e-06 | 5.9128e-06 | 3.644e-06 | 4.1335e-06 | 4.6483e-06 | 9.5247e-06 | 5.437e-06 | 1.2327e-05 | 0.00016796 | 0.00030714
465 | 2.3448e-05 | 2.6228e-05 | 1.6507e-05 | 1.5524e-05 | 2.5728e-05 | 3.0644e-05 | 2.9393e-05 | 2.0507e-05 | 2.8514e-05 | 2.516e-05 | 1.8741e-05 | 1.3161e-05 | 1.5674e-05 | 1.4989e-05 | 2.8964e-05 | 2.6933e-05 | 3.416e-05 | 0.0001947 | 0.00026169
466 | 3.3656e-05 | 3.377e-05 | 4.1897e-05 | 1.8447e-05 | 2.3286e-05 | 3.7147e-05 | 4.691e-05 | 2.6719e-05 | 3.6984e-05 | 2.789e-05 | 4.3726e-05 | 2.5861e-05 | 3.9146e-05 | 3.287e-05 | 5.04e-05 | 3.1748e-05 | 3.7741e-05 | 0.00019785 | 0.00024686
467 | 2.827e-05 | 3.7384e-05 | 5.6483e-05 | 2.2151e-05 | 2.5734e-05 | 3.4083e-05 | 6.4149e-05 | 2.9944e-05 | 4.5941e-05 | 7.1539e-05 | 6.3682e-05 | 4.2293e-05 | 4.244e-05 | 4.9277e-05 | 6.9022e-05 | 3.1478e-05 | 4.1946e-05 | 0.00019136 | 0.0002389
468 | 2.8895e-05 | 3.3688e-05 | 5.2078e-05 | 2.5191e-05 | 3.5368e-05 | 3.204e-05 | 8.118e-05 | 3.5036e-05 | 4.7957e-05 | 8.0819e-05 | 9.8707e-05 | 5.0291e-05 | 3.997e-05 | 4.655e-05 | 8.1515e-05 | 4.3623e-05 | 4.4477e-05 | 0.00017327 | 0.00024871
469 | 2.5706e-05 | 3.3903e-05 | 4.3543e-05 | 2.695e-05 | 3.4044e-05 | 2.8985e-05 | 7.5342e-05 | 3.2069e-05 | 4.141e-05 | 7.3368e-05 | 0.00011701 | 5.1056e-05 | 4.4362e-05 | 3.9448e-05 | 0.00011103 | 4.2797e-05 | 3.5222e-05 | 0.00015664 | 0.00024288
470 | 2.2728e-05 | 3.1424e-05 | 3.3223e-05 | 2.8425e-05 | 2.917e-05 | 2.5035e-05 | 5.7886e-05 | 3.2636e-05 | 3.3145e-05 | 5.1234e-05 | 7.8906e-05 | 3.4912e-05 | 4.2673e-05 | 2.7005e-05 | 9.6587e-05 | 3.3911e-05 | 1.7709e-05 | 0.00015335 | 0.00023818
471 | 1.6903e-05 | 1.8572e-05 | 1.987e-05 | 2.3688e-05 | 1.2273e-05 | 1.7321e-05 | 3.7235e-05 | 2.0401e-05 | 2.2229e-05 | 3.3774e-05 | 3.9199e-05 | 1.5989e-05 | 2.7972e-05 | 1.7095e-05 | 3.95e-05 | 1.3893e-05 | 1.3176e-05 | 0.00016641 | 0.00024673
472 | 5.785e-06 | 1.3338e-05 | 2.1244e-05 | 5.685e-06 | 1.2679e-06 | 1.0316e-05 | 2.1732e-05 | 8.7136e-06 | 1.8735e-05 | 2.2138e-05 | 4.6775e-05 | 1.0832e-05 | 1.023e-05 | 3.0156e-05 | 1.0149e-05 | 7.8327e-06 | 4.0514e-06 | 0.00015896 | 0.00027505
473 | 7.2674e-07 | 3.4422e-06 | 4.0197e-06 | 3.6839e-08 | 0 | 1.0468e-06 | 5.3103e-06 | 9.1354e-07 | 1.1535e-05 | 6.856e-06 | 3.5111e-06 | 2.6615e-06 | 2.7299e-06 | 1.5576e-06 | 3.9711e-07 | 1.9703e-07 | 1.3706e-07 | 0.00015219 | 0.00028619
474 | 3.7083e-08 | 6.0456e-07 | 1.7962e-06 | 5.9807e-10 | 0 | 5.7087e-06 | 2.8892e-06 | 7.6881e-07 | 9.2632e-06 | 2.2653e-06 | 7.1743e-07 | 2.0982e-06 | 7.8008e-07 | 8.8353e-07 | 2.5781e-06 | 0 | 1.3357e-09 | 0.00014883 | 0.00031209
475 | 0 | 3.6911e-07 | 8.2858e-07 | 0 | 0 | 6.8384e-07 | 9.5383e-07 | 5.0616e-08 | 3.9321e-06 | 1.0778e-06 | 0 | 8.1781e-07 | 6.5672e-07 | 2.1166e-07 | 2.5517e-06 | 0 | 0 | 0.00014056 | 0.00037472
476 | 0 | 3.0886e-07 | 2.7275e-07 | 0 | 0 | 4.8775e-07 | 1.7932e-06 | 3.6402e-08 | 5.7084e-08 | 1.1921e-07 | 0 | 1.3628e-07 | 6.9718e-08 | 2.1724e-08 | 0 | 0 | 0 | 0.000142 | 0.00039096
477 | 0 | 0 | 1.3413e-08 | 0 | 0 | 8.4467e-08 | 7.5344e-09 | 0 | 1.6495e-09 | 0 | 0 | 3.2302e-09 | 8.5895e-10 | 0 | 0 | 0 | 0 | 0.00013484 | 0.00046391
478 | 0 | 0 | 1.4397e-10 | 0 | 0 | 8.4467e-08 | 0 | 0 | 4.713e-10 | 0 | 0 | 3.8762e-09 | 8.5895e-10 | 1.0744e-11 | 0 | 0 | 0 | 0.00013274 | 0.00044196
479 | 0 | 0 | 1.4397e-10 | 0 | 0 | 8.1058e-08 | 0 | 0 | 2.3565e-10 | 0 | 0 | 0 | 4.1158e-10 | 0 | 0 | 0 | 0 | 0.00012842 | 0.00043221
480 | 0 | 0 | 9.5981e-11 | 0 | 0 | 1.1363e-09 | 1.2502e-08 | 0 | 0 | 0 | 0 | 0 | 3.9369e-10 | 0 | 0 | 0 | 0 | 0.00011509 | 0.00037993
481 | 0 | 0 | 7.1986e-11 | 0 | 0 | 0 | 0 | 0 | 2.3565e-10 | 0 | 0 | 0 | 4.1158e-10 | 1.0744e-11 | 0 | 0 | 0 | 0.00010905 | 0.00033262
482 | 0 | 0 | 9.5981e-11 | 0 | 0 | 0 | 0 | 0 | 0 | 0 | 0 | 0 | 4.6527e-10 | 2.1488e-11 | 0 | 0 | 0 | 0.00011591 | 0.00031737
483 | 0 | 3.3286e-08 | 9.5981e-11 | 0 | 0 | 0 | 0 | 0 | 0 | 0 | 0 | 0 | 4.6527e-10 | 0 | 0 | 0 | 0 | 0.00010333 | 0.00034223
484 | 0 | 0 | 9.5981e-11 | 0 | 0 | 0 | 0 | 0 | 0 | 0 | 1.1548e-09 | 0 | 4.4737e-10 | 1.0744e-11 | 0 | 0 | 0 | 8.9065e-05 | 0.00031439
485 | 0 | 0 | 9.5981e-11 | 0 | 0 | 0 | 0 | 0 | 0 | 0 | 0 | 0 | 4.4737e-10 | 0 | 0 | 0 | 0 | 0.00010139 | 0.0003089
486 | 0 | 0 | 9.5981e-11 | 0 | 0 | 0 | 0 | 0 | 0 | 0 | 0 | 0 | 6.0843e-10 | 1.0744e-11 | 0 | 0 | 0 | 0.00010272 | 0.00024465
487 | 2.2746e-06 | 6.3798e-08 | 1.7392e-07 | 1.6762e-07 | 4.0113e-09 | 3.1866e-07 | 5.1301e-08 | 7.7255e-07 | 3.2353e-08 | 1.4108e-07 | 3.349e-09 | 3.1055e-07 | 3.1574e-07 | 1.5102e-07 | 7.693e-08 | 2.1269e-08 | 4.0378e-07 | 9.2678e-05 | 0.00019462
488 | 3.6541e-05 | 1.3777e-05 | 2.7714e-05 | 1.5458e-05 | 1.3401e-05 | 1.9251e-05 | 1.666e-05 | 2.4267e-05 | 7.6234e-06 | 2.0863e-05 | 1.634e-05 | 2.5706e-05 | 2.1617e-05 | 1.8719e-05 | 1.986e-05 | 1.414e-05 | 2.0537e-05 | 8.7794e-05 | 0.00017691
489 | 8.7333e-05 | 6.0767e-05 | 0.00011472 | 6.5741e-05 | 6.5174e-05 | 7.347e-05 | 7.3044e-05 | 7.1279e-05 | 3.3616e-05 | 9.0806e-05 | 3.4093e-05 | 0.00012073 | 6.2215e-05 | 8.0609e-05 | 6.6784e-05 | 6.9363e-05 | 9.5317e-05 | 8.99e-05 | 0.00016962
490 | 0.00014103 | 0.00015217 | 0.00015576 | 9.5076e-05 | 0.00025179 | 0.00011696 | 0.00011506 | 0.00012838 | 6.3209e-05 | 0.00027372 | 7.3133e-05 | 0.00029524 | 0.00015233 | 0.00016158 | 8.7754e-05 | 0.00023082 | 0.00015026 | 7.1257e-05 | 0.00013146
491 | 0.00022126 | 0.00017449 | 0.00018562 | 0.00012541 | 0.00028716 | 0.0001952 | 0.00013989 | 0.00020649 | 9.01e-05 | 0.00029026 | 9.2908e-05 | 0.00023041 | 0.00013771 | 0.00017405 | 0.00012288 | 0.00022554 | 0.00013455 | 5.7743e-05 | 9.5898e-05
492 | 0.00023562 | 0.00019388 | 0.00013087 | 0.00018851 | 0.00031191 | 0.0002213 | 0.00013379 | 0.00026317 | 0.00010694 | 0.0001613 | 9.958e-05 | 0.00022154 | 0.00013041 | 0.00015522 | 0.0001117 | 0.00028868 | 0.00012311 | 5.2872e-05 | 8.7548e-05
493 | 0.00025657 | 0.00014084 | 8.6613e-05 | 0.00012936 | 0.00013957 | 0.00019051 | 0.0001109 | 0.00022263 | 0.00010259 | 6.9139e-05 | 9.2387e-05 | 0.00012986 | 7.0248e-05 | 9.1628e-05 | 0.0001117 | 0.00011719 | 0.00011235 | 7.8484e-05 | 0.00015762
494 | 0.00021685 | 7.6606e-05 | 4.692e-05 | 9.6633e-05 | 4.9724e-05 | 9.6905e-05 | 8.5232e-05 | 0.00011479 | 7.3248e-05 | 4.2532e-05 | 6.3211e-05 | 6.9654e-05 | 4.6051e-05 | 5.3245e-05 | 9.0122e-05 | 6.5951e-05 | 9.1213e-05 | 0.00010456 | 0.00032658
495 | 9.1841e-05 | 5.3495e-05 | 3.3585e-05 | 3.2512e-05 | 3.0169e-05 | 4.5056e-05 | 6.2066e-05 | 5.0254e-05 | 4.8631e-05 | 3.4884e-05 | 6.1695e-05 | 4.0888e-05 | 4.47e-05 | 4.3055e-05 | 4.7669e-05 | 4.1865e-05 | 5.0812e-05 | 0.00010605 | 0.00037636
496 | 3.4089e-05 | 8.9376e-05 | 7.0511e-05 | 3.6681e-05 | 6.691e-06 | 4.0976e-05 | 4.0033e-05 | 3.6809e-05 | 4.5017e-05 | 3.1678e-05 | 4.7317e-05 | 4.3811e-05 | 2.5422e-05 | 0.00013894 | 2.326e-05 | 5.6647e-05 | 2.3046e-05 | 0.00011589 | 0.00042641
497 | 1.533e-05 | 6.3159e-05 | 3.9964e-05 | 2.1592e-05 | 1.3349e-07 | 2.9339e-05 | 1.8652e-05 | 3.2816e-05 | 2.9882e-05 | 1.1508e-05 | 3.398e-06 | 3.8703e-05 | 4.7716e-06 | 0.0001067 | 5.8269e-07 | 4.0028e-05 | 3.1911e-06 | 0.0001261 | 0.00049096
498 | 1.209e-05 | 2.5784e-05 | 1.4304e-05 | 2.1648e-05 | 0 | 3.9449e-05 | 6.2611e-06 | 2.656e-05 | 2.4447e-05 | 9.1707e-06 | 8.5139e-07 | 2.6631e-05 | 2.0071e-06 | 2.7474e-05 | 2.9097e-06 | 1.2359e-05 | 1.805e-06 | 0.00012927 | 0.00056477
499 | 5.5614e-06 | 6.6507e-06 | 6.3293e-06 | 4.4275e-06 | 0 | 2.8861e-05 | 3.3948e-06 | 1.6824e-05 | 1.3512e-05 | 7.5015e-06 | 4.6193e-08 | 1.573e-05 | 1.7103e-06 | 5.1322e-06 | 3.0373e-06 | 0 | 2.6157e-08 | 0.00012628 | 0.00062024
500 | 2.4242e-06 | 8.1094e-06 | 2.3312e-06 | 0 | 0 | 1.0227e-05 | 3.8033e-06 | 9.4013e-06 | 1.9926e-06 | 2.7989e-06 | 0 | 6.3638e-06 | 3.4861e-07 | 1.0392e-06 | 0 | 0 | 0 | 0.00013041 | 0.00063375
501 | 5.2172e-08 | 6.1023e-06 | 6.2964e-07 | 0 | 0 | 9.8448e-07 | 8.6875e-08 | 2.5114e-06 | 2.2952e-07 | 2.0155e-07 | 0 | 1.2706e-06 | 7.5158e-10 | 1.5724e-07 | 0 | 0 | 0 | 0.00013541 | 0.00067127
502 | 0 | 8.6842e-07 | 2.8305e-07 | 0 | 0 | 9.2156e-08 | 0 | 4.4091e-07 | 1.6495e-09 | 0 | 0 | 4.0594e-07 | 7.5158e-10 | 4.6521e-09 | 0 | 0 | 0 | 0.00013526 | 0.00064738
503 | 0 | 8.7595e-11 | 2.7859e-08 | 0 | 0 | 8.7118e-08 | 0 | 3.141e-08 | 7.0695e-10 | 0 | 0 | 8.8259e-08 | 7.3369e-10 | 3.3521e-09 | 0 | 0 | 0 | 0.00014115 | 0.00065656
504 | 0 | 0 | 3.2946e-08 | 0 | 0 | 6.0983e-09 | 1.6044e-08 | 0 | 2.3565e-10 | 0 | 0 | 6.1015e-10 | 7.5158e-10 | 2.2562e-10 | 0 | 0 | 0 | 0.00015349 | 0.00063382
505 | 0 | 0 | 9.5981e-11 | 0 | 0 | 0 | 0 | 0 | 0 | 0 | 1.1548e-09 | 0 | 7.6948e-10 | 2.1488e-11 | 0 | 0 | 0 | 0.00016295 | 0.00065284
506 | 0 | 0 | 9.5981e-11 | 0 | 0 | 0 | 0 | 0 | 0 | 0 | 0 | 0 | 8.4106e-10 | 1.0744e-11 | 0 | 0 | 0 | 0.00018762 | 0.00066153
507 | 0 | 5.3258e-07 | 4.7991e-11 | 0 | 0 | 0 | 0 | 0 | 2.3565e-10 | 0 | 0 | 0 | 8.0527e-10 | 1.0744e-11 | 0 | 0 | 0 | 0.00021635 | 0.00066204
508 | 0 | 3.7228e-07 | 9.5981e-11 | 0 | 0 | 1.0271e-08 | 0 | 0 | 0 | 0 | 0 | 0 | 7.5158e-10 | 0 | 0 | 0 | 0 | 0.00023469 | 0.0006675
509 | 0 | 0 | 9.5981e-11 | 0 | 0 | 0 | 0 | 0 | 0 | 0 | 0 | 0 | 8.2316e-10 | 8.5951e-11 | 0 | 0 | 0 | 0.00025224 | 0.00069743
510 | 0 | 0 | 9.5981e-11 | 0 | 0 | 0 | 0 | 0 | 0 | 0 | 0 | 0 | 7.6948e-10 | 0 | 0 | 0 | 0 | 0.00025777 | 0.00068945
511 | 1.5333e-06 | 6.147e-08 | 2.0497e-08 | 6.1775e-07 | 0 | 4.3145e-07 | 6.0488e-08 | 1.2708e-06 | 2.8185e-08 | 9.1437e-09 | 1.4623e-08 | 1.543e-07 | 9.6223e-07 | 2.699e-07 | 1.0874e-08 | 0 | 1.1167e-06 | 0.00026115 | 0.00066247
512 | 6.1207e-05 | 9.2645e-06 | 6.7344e-06 | 3.7402e-05 | 1.0769e-05 | 3.5278e-05 | 1.5842e-05 | 5.324e-05 | 1.3028e-05 | 5.2964e-06 | 1.9714e-05 | 1.0824e-05 | 3.7566e-05 | 2.0308e-05 | 1.708e-05 | 4.1531e-06 | 5.6463e-05 | 0.0002665 | 0.00066775
513 | 0.00021105 | 4.785e-05 | 4.0144e-05 | 0.00016838 | 5.4761e-05 | 0.00013872 | 7.6168e-05 | 0.00018003 | 6.641e-05 | 4.0856e-05 | 9.2524e-05 | 3.648e-05 | 0.00011548 | 7.7352e-05 | 0.00010199 | 3.6907e-05 | 0.00021987 | 0.00027836 | 0.00064766
514 | 0.00033222 | 9.7891e-05 | 9.1502e-05 | 0.00028644 | 0.0001966 | 0.00025336 | 0.00015211 | 0.00030236 | 0.00011509 | 0.00012065 | 0.00017342 | 6.9945e-05 | 0.00016356 | 0.00013999 | 0.00016633 | 7.778e-05 | 0.00036121 | 0.00028686 | 0.00059961
515 | 0.00040994 | 0.00016049 | 9.3704e-05 | 0.00039017 | 0.00022548 | 0.00033583 | 0.00020365 | 0.00040153 | 0.00016568 | 0.00020003 | 0.00024612 | 9.3899e-05 | 0.00016247 | 0.0001664 | 0.00026457 | 0.0002143 | 0.00044931 | 0.00028472 | 0.0005667
516 | 0.00045881 | 0.00019943 | 0.00011478 | 0.00040865 | 0.00031305 | 0.00038422 | 0.00023811 | 0.00043657 | 0.00018996 | 0.00020407 | 0.00025837 | 0.00013403 | 0.00015951 | 0.00017297 | 0.00036247 | 0.00026058 | 0.00046412 | 0.0002791 | 0.00061681
517 | 0.00039278 | 0.0002039 | 0.00010708 | 0.00041709 | 0.00029653 | 0.00039424 | 0.00024711 | 0.00044856 | 0.00018862 | 0.00023014 | 0.00025199 | 0.00014097 | 0.00013299 | 0.00016716 | 0.00025905 | 0.00025745 | 0.00049137 | 0.00027763 | 0.00061879
518 | 0.0003815 | 0.00018229 | 8.5239e-05 | 0.00037004 | 0.00020082 | 0.00035833 | 0.0001957 | 0.00041668 | 0.0001644 | 0.00020035 | 0.00021498 | 0.00010943 | 0.00012288 | 0.000142 | 0.00024331 | 0.00024808 | 0.00043152 | 0.00027368 | 0.00059977
519 | 0.00028782 | 0.00014001 | 5.664e-05 | 0.0002628 | 0.00017535 | 0.00026879 | 0.00015157 | 0.00031018 | 0.00013006 | 0.00012364 | 0.00016492 | 8.9384e-05 | 9.273e-05 | 0.0001124 | 0.0002055 | 0.00018789 | 0.00030889 | 0.00028221 | 0.00058313
520 | 0.00012002 | 0.00011653 | 4.6314e-05 | 0.00012168 | 0.00010488 | 0.00013191 | 8.6567e-05 | 0.00014689 | 7.9797e-05 | 5.5162e-05 | 0.0001644 | 5.7568e-05 | 4.1987e-05 | 0.00016348 | 8.1437e-05 | 0.00015294 | 0.00012134 | 0.00028738 | 0.00057956
521 | 2.7691e-05 | 5.1751e-05 | 2.0664e-05 | 4.1068e-05 | 1.0577e-05 | 4.3382e-05 | 3.7234e-05 | 4.8065e-05 | 4.7541e-05 | 1.8178e-05 | 4.2694e-05 | 2.5217e-05 | 7.2294e-06 | 9.8096e-05 | 1.2553e-05 | 5.1018e-05 | 1.3081e-05 | 0.00028071 | 0.00059731
522 | 1.9062e-05 | 3.0366e-05 | 1.1424e-05 | 3.4249e-05 | 0 | 6.0829e-05 | 2.5019e-05 | 4.2449e-05 | 4.0279e-05 | 2.9535e-06 | 1.523e-05 | 1.7625e-05 | 1.795e-06 | 4.4469e-05 | 3.208e-06 | 1.7929e-05 | 3.2657e-06 | 0.00026954 | 0.00060801
523 | 1.574e-05 | 2.1124e-05 | 5.7608e-06 | 2.1011e-05 | 0 | 6.2729e-05 | 1.8487e-05 | 3.9102e-05 | 3.4435e-05 | 1.6085e-06 | 4.1269e-06 | 9.1146e-06 | 1.3846e-06 | 1.5683e-05 | 7.3723e-06 | 1.1853e-05 | 5.799e-06 | 0.00025836 | 0.00061156
524 | 1.1882e-05 | 1.1756e-05 | 2.4674e-06 | 7.3117e-06 | 0 | 4.7826e-05 | 9.5059e-06 | 2.8851e-05 | 2.316e-05 | 1.5699e-06 | 2.6214e-07 | 3.5584e-06 | 2.2771e-07 | 4.7899e-06 | 7.0007e-06 | 0 | 5.3327e-06 | 0.00025898 | 0.00062376
525 | 1.2221e-06 | 6.7439e-06 | 1.5435e-06 | 9.385e-07 | 0 | 2.6231e-05 | 2.1141e-06 | 1.7936e-05 | 1.4142e-05 | 6.5112e-07 | 0 | 2.1892e-06 | 1.6875e-08 | 2.1919e-06 | 2.1566e-06 | 0 | 4.5674e-06 | 0.00026779 | 0.00059363
526 | 3.1081e-07 | 4.5273e-06 | 9.9585e-07 | 0 | 0 | 8.3983e-06 | 6.3288e-07 | 6.9427e-06 | 4.9637e-06 | 0 | 0 | 7.8901e-07 | 5.9053e-10 | 6.1752e-07 | 0 | 0 | 1.8838e-06 | 0.00027428 | 0.0005499
527 | 5.5387e-08 | 4.3421e-07 | 1.6396e-07 | 0 | 0 | 1.4201e-06 | 1.7044e-07 | 1.8588e-06 | 1.1838e-06 | 0 | 0 | 1.3902e-07 | 5.5474e-10 | 2.5441e-08 | 0 | 0 | 0 | 0.00026914 | 0.00056915
528 | 0 | 3.1709e-08 | 4.0888e-08 | 0 | 0 | 1.0766e-07 | 6.6676e-08 | 5.1158e-07 | 3.6691e-07 | 0 | 0 | 3.3845e-08 | 5.7264e-10 | 1.9984e-09 | 0 | 0 | 0 | 0.00025097 | 0.00050486
529 | 0 | 3.0133e-08 | 9.5981e-11 | 0 | 0 | 3.4521e-08 | 0 | 1.1325e-07 | 2.8514e-08 | 0 | 0 | 2.9789e-09 | 5.1895e-10 | 0 | 0 | 0 | 0 | 0.00024246 | 0.00051858
530 | 0 | 6.7448e-09 | 4.7991e-11 | 0 | 0 | 0 | 0 | 1.1556e-09 | 1.4139e-08 | 0 | 0 | 0 | 5.0106e-10 | 0 | 0 | 0 | 0 | 0.00024876 | 0.00051452
531 | 0 | 5.3214e-07 | 9.5981e-11 | 0 | 0 | 0 | 0 | 0 | 2.3565e-10 | 0 | 1.1548e-09 | 0 | 5.1895e-10 | 0 | 0 | 0 | 0 | 0.00024972 | 0.00053674
532 | 0 | 5.7725e-07 | 9.5981e-11 | 0 | 0 | 0 | 0 | 0 | 0 | 0 | 0 | 0 | 5.7264e-10 | 0 | 0 | 0 | 0 | 0.00025063 | 0.00050677
533 | 0 | 3.898e-08 | 9.5981e-11 | 0 | 0 | 0 | 0 | 0 | 0 | 0 | 0 | 0 | 5.0106e-10 | 0 | 0 | 0 | 0 | 0.00025854 | 0.00057767
534 | 0 | 0 | 9.5981e-11 | 0 | 0 | 0 | 0 | 0 | 0 | 0 | 0 | 0 | 5.5474e-10 | 0 | 0 | 0 | 0 | 0.00025213 | 0.00055939
535 | 2.8494e-06 | 3.8822e-07 | 3.656e-08 | 8.8525e-07 | 0 | 1.6066e-06 | 4.0796e-07 | 1.849e-06 | 3.7939e-07 | 0 | 3.588e-07 | 1.0469e-07 | 2.5423e-07 | 3.6453e-07 | 3.6395e-07 | 4.1501e-09 | 3.0134e-06 | 0.00024678 | 0.00054919
536 | 8.0173e-05 | 2.4628e-05 | 1.0585e-05 | 5.443e-05 | 7.6341e-06 | 5.645e-05 | 3.7406e-05 | 6.5894e-05 | 2.8417e-05 | 1.8284e-06 | 3.8467e-05 | 6.896e-06 | 1.4143e-05 | 1.5717e-05 | 4.6278e-05 | 4.6618e-06 | 8.0308e-05 | 0.00024248 | 0.00054381
537 | 0.00025254 | 9.4461e-05 | 3.9436e-05 | 0.00020128 | 3.0193e-05 | 0.00019099 | 0.00016072 | 0.00022263 | 0.00011393 | 9.7968e-06 | 0.00016249 | 3.0802e-05 | 4.741e-05 | 5.3343e-05 | 0.00021849 | 2.3869e-05 | 0.00026964 | 0.00027081 | 0.00056001
538 | 0.000381 | 0.00016801 | 6.1749e-05 | 0.00031851 | 6.7677e-05 | 0.00031201 | 0.00027536 | 0.00034824 | 0.00018354 | 1.8079e-05 | 0.0002799 | 4.1056e-05 | 0.00012151 | 9.0266e-05 | 0.00040607 | 5.4738e-05 | 0.00041484 | 0.00028945 | 0.00054378
539 | 0.00045801 | 0.00021417 | 8.692e-05 | 0.00039755 | 0.00012874 | 0.00039991 | 0.00035621 | 0.00042915 | 0.00023675 | 2.2972e-05 | 0.00038578 | 5.5184e-05 | 0.00017319 | 0.00013416 | 0.00051651 | 0.00010936 | 0.00050419 | 0.00028614 | 0.00051426
540 | 0.00048821 | 0.00023857 | 9.0074e-05 | 0.00043229 | 0.00018361 | 0.00043568 | 0.0004056 | 0.00045329 | 0.00026585 | 2.3556e-05 | 0.00041897 | 6.824e-05 | 0.00021828 | 0.00013656 | 0.00054945 | 0.00020606 | 0.00053521 | 0.00027853 | 0.00049181
541 | 0.00047345 | 0.000244 | 8.7715e-05 | 0.00041708 | 0.00023402 | 0.00040932 | 0.00039979 | 0.00044718 | 0.00027447 | 2.0371e-05 | 0.00038492 | 7.0518e-05 | 0.00023767 | 0.00015519 | 0.00053751 | 0.00024676 | 0.00051383 | 0.00028069 | 0.00055437
542 | 0.00041343 | 0.00022213 | 7.718e-05 | 0.00037324 | 0.00028206 | 0.00035662 | 0.00033814 | 0.00039406 | 0.00025063 | 1.9828e-05 | 0.00028685 | 6.1623e-05 | 0.00012404 | 0.00011749 | 0.00047548 | 0.00027355 | 0.00044641 | 0.00028353 | 0.00056966
543 | 0.00028872 | 0.00015366 | 6.0361e-05 | 0.00026062 | 0.00020334 | 0.00026671 | 0.00023797 | 0.00029435 | 0.00019066 | 1.3605e-05 | 0.00022393 | 4.7731e-05 | 8.4225e-05 | 8.8698e-05 | 0.00034856 | 0.00018412 | 0.00032302 | 0.00029282 | 0.00058386
544 | 0.0001291 | 0.00011817 | 6.5554e-05 | 0.0001347 | 0.00010708 | 0.00012844 | 0.00011847 | 0.00014378 | 0.00010079 | 5.2877e-06 | 0.00017982 | 3.6035e-05 | 2.7815e-05 | 0.0001389 | 0.00015403 | 0.00013467 | 0.00012544 | 0.00030425 | 0.00057309
545 | 2.5805e-05 | 7.3253e-05 | 3.7259e-05 | 2.5462e-05 | 1.5883e-05 | 4.4277e-05 | 4.2638e-05 | 4.8441e-05 | 5.4004e-05 | 5.1617e-07 | 4.1023e-05 | 1.8588e-05 | 6.2084e-06 | 7.0623e-05 | 1.5492e-05 | 5.5384e-05 | 1.3044e-05 | 0.00030858 | 0.00050233
546 | 1.9396e-05 | 4.5808e-05 | 2.0124e-05 | 1.9675e-05 | 0 | 6.1598e-05 | 3.4978e-05 | 4.2262e-05 | 6.0403e-05 | 0 | 1.7797e-05 | 1.3937e-05 | 7.3238e-06 | 1.1901e-05 | 3.2022e-06 | 3.4686e-05 | 3.2632e-06 | 0.00031078 | 0.00053045
547 | 1.7956e-05 | 2.3762e-05 | 9.3086e-06 | 1.5458e-05 | 0 | 6.3443e-05 | 3.3728e-05 | 4.0757e-05 | 6.7132e-05 | 0 | 2.0091e-05 | 1.0555e-05 | 4.9654e-06 | 6.614e-06 | 7.3596e-06 | 4.009e-06 | 5.8803e-06 | 0.00030341 | 0.00051479
548 | 1.0894e-05 | 1.6003e-05 | 4.0962e-06 | 9.0556e-06 | 0 | 5.0705e-05 | 2.2596e-05 | 2.9866e-05 | 3.6879e-05 | 0 | 1.6806e-06 | 3.7801e-06 | 1.7204e-07 | 3.0477e-06 | 7.4556e-06 | 0 | 6.0311e-06 | 0.00029574 | 0.00051893
549 | 1.2e-06 | 1.1402e-05 | 2.1894e-06 | 1.06e-06 | 0 | 2.8364e-05 | 1.469e-05 | 1.8965e-05 | 1.8195e-05 | 0 | 5.4276e-08 | 2.0739e-06 | 1.2526e-10 | 1.2438e-06 | 7.4665e-06 | 0 | 5.6866e-06 | 0.00029315 | 0.00053756
550 | 3.4963e-07 | 6.3488e-06 | 7.5045e-07 | 0 | 0 | 8.4103e-06 | 7.6839e-06 | 7.8287e-06 | 7.0388e-06 | 0 | 0 | 1.5402e-06 | 5.5474e-10 | 3.9915e-07 | 6.3483e-06 | 0 | 2.648e-06 | 0.00028821 | 0.00054626
551 | 1.4836e-07 | 3.3161e-06 | 4.2606e-07 | 0 | 0 | 1.4024e-06 | 1.1079e-06 | 1.9224e-06 | 1.9756e-06 | 0 | 0 | 6.6442e-07 | 8.679e-10 | 1.779e-08 | 1.4498e-07 | 0 | 6.0105e-08 | 0.00028196 | 0.00053516
552 | 0 | 1.042e-06 | 8.168e-08 | 0 | 0 | 1.1334e-07 | 1.6286e-07 | 4.914e-07 | 5.5142e-08 | 0 | 0 | 9.9765e-08 | 6.6211e-10 | 0 | 0 | 0 | 0 | 0.00027591 | 0.00048948
553 | 0 | 0 | 1.4637e-09 | 0 | 0 | 3.4331e-08 | 3.0254e-08 | 1.1267e-07 | 2.3565e-10 | 0 | 0 | 7.0346e-09 | 6.2632e-10 | 0 | 0 | 0 | 0 | 0.00026065 | 0.00049563
554 | 0 | 0 | 2.3995e-10 | 0 | 0 | 0 | 0 | 7.2226e-09 | 2.3565e-10 | 0 | 0 | 0 | 6.979e-10 | 0 | 0 | 0 | 0 | 0.00024667 | 0.0004562
555 | 0 | 5.3389e-07 | 9.5981e-11 | 0 | 0 | 0 | 0 | 0 | 2.3565e-10 | 0 | 0 | 0 | 6.6211e-10 | 0 | 0 | 0 | 0 | 0.00023822 | 0.00045255
556 | 0 | 5.7856e-07 | 9.5981e-11 | 0 | 0 | 0 | 0 | 0 | 0 | 0 | 1.1548e-09 | 0 | 6.2632e-10 | 0 | 0 | 0 | 0 | 0.00025144 | 0.00045582
557 | 0 | 5.7856e-07 | 2.3995e-10 | 0 | 0 | 0 | 0 | 0 | 0 | 0 | 0 | 0 | 6.4422e-10 | 0 | 0 | 0 | 0 | 0.00026672 | 0.00052076
558 | 0 | 3.5432e-07 | 9.5981e-11 | 0 | 0 | 0 | 2.5003e-09 | 0 | 0 | 0 | 0 | 0 | 7.5158e-10 | 1.0744e-11 | 0 | 0 | 0 | 0.00027068 | 0.00050503
559 | 2.8239e-06 | 4.7136e-07 | 1.1727e-07 | 9.7089e-07 | 1.8107e-08 | 1.5752e-06 | 4.7184e-07 | 2.0994e-06 | 5.452e-07 | 0 | 3.2611e-07 | 9.7645e-08 | 1.8482e-07 | 3.6349e-07 | 3.6195e-07 | 1.4525e-08 | 3.0277e-06 | 0.00024795 | 0.00051426
560 | 8.0342e-05 | 2.8391e-05 | 2.3696e-05 | 5.782e-05 | 1.1986e-05 | 5.6663e-05 | 4.2589e-05 | 6.6364e-05 | 3.4009e-05 | 1.7633e-06 | 4.6229e-05 | 7.3756e-06 | 1.1409e-05 | 1.9721e-05 | 5.0403e-05 | 6.0296e-06 | 7.8704e-05 | 0.00025326 | 0.00050016
561 | 0.00024703 | 0.00011013 | 9.6865e-05 | 0.00020123 | 7.3991e-05 | 0.00019869 | 0.0001881 | 0.00021943 | 0.00013546 | 8.5104e-06 | 0.00019701 | 3.393e-05 | 3.5197e-05 | 6.4248e-05 | 0.00022491 | 4.3227e-05 | 0.00026707 | 0.00026772 | 0.00048837
562 | 0.00037236 | 0.00020371 | 0.00018122 | 0.00032029 | 0.00023384 | 0.00032085 | 0.00031999 | 0.0003441 | 0.00021199 | 1.4185e-05 | 0.00033195 | 9.266e-05 | 5.3141e-05 | 0.00010715 | 0.00040484 | 0.00013216 | 0.0004026 | 0.00027414 | 0.00048233
563 | 0.00044624 | 0.00028691 | 0.00022964 | 0.00039281 | 0.00036064 | 0.00040167 | 0.00041333 | 0.00043267 | 0.00026422 | 2.0897e-05 | 0.00043778 | 0.00014317 | 8.8242e-05 | 0.00016693 | 0.00050938 | 0.00026752 | 0.00047807 | 0.00026552 | 0.00045635
564 | 0.00047052 | 0.00034247 | 0.00028099 | 0.00042988 | 0.00047159 | 0.00045307 | 0.00045181 | 0.00047617 | 0.00030905 | 2.4733e-05 | 0.0004506 | 0.00019912 | 0.00011537 | 0.00022921 | 0.00055416 | 0.0003856 | 0.0005076 | 0.00024765 | 0.00051164
565 | 0.00046082 | 0.00036199 | 0.00031452 | 0.00042072 | 0.00048522 | 0.00047045 | 0.00045302 | 0.00047943 | 0.00032593 | 2.6495e-05 | 0.00043952 | 0.00018567 | 0.00011385 | 0.00024693 | 0.00054302 | 0.00039393 | 0.00051055 | 0.00023482 | 0.00051747
566 | 0.00040801 | 0.00032794 | 0.00031021 | 0.0003744 | 0.00042098 | 0.00043648 | 0.00041805 | 0.00044095 | 0.00030758 | 2.9645e-05 | 0.00041711 | 0.00016623 | 0.00012334 | 0.00019386 | 0.00048248 | 0.00036155 | 0.00044559 | 0.00025065 | 0.00051282
567 | 0.00028877 | 0.00024926 | 0.00025814 | 0.00027573 | 0.00031998 | 0.00032532 | 0.00030386 | 0.00033139 | 0.00023813 | 2.1837e-05 | 0.00032706 | 0.00015073 | 0.00011507 | 0.00018258 | 0.0003586 | 0.00026927 | 0.000323 | 0.00024521 | 0.00052159
568 | 0.00012967 | 0.00016686 | 0.0001587 | 0.00013507 | 0.00014413 | 0.00015783 | 0.00015006 | 0.00016511 | 0.00012148 | 9.5066e-06 | 0.0002263 | 9.5666e-05 | 4.9453e-05 | 0.00017819 | 0.00015314 | 0.00016287 | 0.00013044 | 0.00023768 | 0.00055223
569 | 2.2817e-05 | 8.5826e-05 | 7.8778e-05 | 3.1915e-05 | 1.6489e-05 | 4.7031e-05 | 4.8996e-05 | 4.9477e-05 | 5.8513e-05 | 9.6366e-07 | 0.0001141 | 3.4854e-05 | 1.2252e-05 | 0.00011402 | 1.3943e-05 | 5.5149e-05 | 1.3189e-05 | 0.00023885 | 0.00052938
570 | 1.6295e-05 | 7.5534e-05 | 6.5326e-05 | 1.9578e-05 | 0 | 6.2449e-05 | 3.8784e-05 | 4.3107e-05 | 6.6913e-05 | 0 | 4.456e-05 | 2.8739e-05 | 2.6231e-06 | 6.2142e-05 | 3.2128e-06 | 4.236e-05 | 3.2681e-06 | 0.00022802 | 0.00056112
571 | 1.5919e-05 | 6.0625e-05 | 4.999e-05 | 1.5737e-05 | 0 | 6.6926e-05 | 3.9267e-05 | 4.3216e-05 | 7.6473e-05 | 0 | 2.5855e-05 | 2.734e-05 | 1.6056e-06 | 1.1559e-05 | 7.3614e-06 | 3.0942e-05 | 5.8825e-06 | 0.00022402 | 0.00061225
572 | 1.0783e-05 | 3.1285e-05 | 1.4068e-05 | 9.2234e-06 | 0 | 5.3884e-05 | 2.6452e-05 | 3.1957e-05 | 5.2365e-05 | 0 | 1.2473e-05 | 1.7462e-05 | 1.272e-07 | 5.3299e-06 | 7.4611e-06 | 1.0707e-06 | 6.0266e-06 | 0.00020942 | 0.00061698
573 | 1.222e-06 | 1.5841e-05 | 7.1267e-06 | 1.0489e-06 | 0 | 3.0945e-05 | 1.5836e-05 | 1.9794e-05 | 2.2866e-05 | 0 | 5.1389e-08 | 7.2329e-06 | 6.6211e-10 | 2.5386e-06 | 7.4611e-06 | 0 | 5.7078e-06 | 0.00021233 | 0.00060236
574 | 3.5037e-07 | 7.8146e-06 | 3.4697e-06 | 0 | 0 | 9.3257e-06 | 9.5305e-06 | 7.9175e-06 | 8.3119e-06 | 0 | 0 | 3.8408e-06 | 7.3369e-10 | 1.0424e-06 | 6.2994e-06 | 0 | 2.8433e-06 | 0.00021505 | 0.00056546
575 | 1.4737e-07 | 3.6278e-06 | 1.0108e-06 | 0 | 0 | 1.9567e-06 | 1.848e-06 | 2.0046e-06 | 3.3603e-06 | 0 | 0 | 1.0831e-06 | 6.8001e-10 | 1.8853e-07 | 1.3411e-07 | 0 | 1.5527e-07 | 0.00020726 | 0.00052284
576 | 0 | 1.0878e-06 | 4.6707e-07 | 0 | 0 | 2.0261e-07 | 1.8619e-07 | 5.4829e-07 | 6.3302e-07 | 0 | 0 | 1.6899e-07 | 6.6211e-10 | 1.9634e-08 | 0 | 0 | 0 | 0.00020916 | 0.00045135
577 | 0 | 0 | 2.1776e-07 | 0 | 0 | 3.5998e-08 | 4.6006e-08 | 1.1152e-07 | 2.3565e-08 | 0 | 1.1548e-09 | 5.1744e-08 | 7.5158e-10 | 3.0942e-09 | 0 | 0 | 0 | 0.0002169 | 0.00044992
578 | 0 | 0 | 1.6053e-08 | 0 | 0 | 0 | 0 | 6.3559e-09 | 1.4846e-08 | 0 | 0 | 2.6491e-08 | 7.5158e-10 | 0 | 0 | 0 | 0 | 0.00020481 | 0.00048658
579 | 0 | 5.3345e-07 | 2.1596e-10 | 0 | 0 | 0 | 0 | 0 | 4.713e-10 | 0 | 0 | 2.6498e-08 | 8.0527e-10 | 0 | 0 | 0 | 0 | 0.00015578 | 0.00051857
580 | 0 | 5.7856e-07 | 4.7991e-11 | 0 | 0 | 0 | 0 | 0 | 0 | 0 | 0 | 5.9112e-09 | 8.0527e-10 | 0 | 0 | 0 | 0 | 0.00014149 | 0.00048867
581 | 0 | 5.7813e-07 | 2.1596e-10 | 0 | 0 | 0 | 0 | 0 | 2.3565e-10 | 0 | 0 | 0 | 8.2316e-10 | 8.1224e-09 | 0 | 0 | 0 | 0.00014287 | 0.00046229
582 | 0 | 4.6688e-07 | 9.5981e-11 | 0 | 0 | 0 | 0 | 0 | 0 | 0 | 0 | 0 | 8.9474e-10 | 5.0281e-09 | 0 | 0 | 0 | 0.00014809 | 0.00038984
583 | 3.4192e-06 | 7.6171e-07 | 6.1572e-07 | 1.1714e-06 | 3.4676e-07 | 1.7986e-06 | 5.1848e-07 | 2.1788e-06 | 7.284e-07 | 1.1798e-08 | 4.1703e-07 | 7.5754e-07 | 2.7709e-07 | 7.457e-07 | 3.5402e-07 | 7.3893e-07 | 3.3808e-06 | 0.00014758 | 0.00038049
584 | 8.1787e-05 | 3.8972e-05 | 4.2627e-05 | 5.7214e-05 | 5.4262e-05 | 6.3992e-05 | 4.5426e-05 | 6.7386e-05 | 4.0692e-05 | 4.4879e-06 | 4.4558e-05 | 4.3718e-05 | 1.2242e-05 | 3.2119e-05 | 5.1943e-05 | 5.0842e-05 | 8.2855e-05 | 0.00013824 | 0.00037285
585 | 0.00024363 | 0.0001521 | 0.00015332 | 0.00019613 | 0.00020873 | 0.00022027 | 0.00019347 | 0.00022077 | 0.00015694 | 1.9938e-05 | 0.00018683 | 0.00016479 | 5.2894e-05 | 0.00011865 | 0.00022158 | 0.0001665 | 0.00026971 | 0.0001563 | 0.00041253
586 | 0.00036454 | 0.00026379 | 0.00025782 | 0.00030604 | 0.00034312 | 0.00034166 | 0.00032419 | 0.00034314 | 0.00024495 | 4.2079e-05 | 0.00031777 | 0.00027187 | 8.1722e-05 | 0.00021274 | 0.00039738 | 0.00028465 | 0.00041019 | 0.00013306 | 0.00035296
587 | 0.00042396 | 0.00034035 | 0.00033379 | 0.00037331 | 0.00043912 | 0.00042064 | 0.00041143 | 0.00039954 | 0.00030983 | 6.5218e-05 | 0.00042808 | 0.00036284 | 0.00011491 | 0.000293 | 0.00049464 | 0.00038731 | 0.00049166 | 0.00011688 | 0.00028488
588 | 0.00042179 | 0.00038032 | 0.00038662 | 0.00039957 | 0.00048063 | 0.00045829 | 0.00044939 | 0.00041092 | 0.00034499 | 9.6148e-05 | 0.00048558 | 0.00040448 | 0.00019186 | 0.00032628 | 0.00053524 | 0.00046736 | 0.00052204 | 0.00010546 | 0.00027712
589 | 0.00038588 | 0.00040374 | 0.00042002 | 0.0003969 | 0.00047086 | 0.00047127 | 0.00045325 | 0.0004144 | 0.00036549 | 0.00013983 | 0.00048893 | 0.00041325 | 0.00024448 | 0.00035749 | 0.00052731 | 0.00047959 | 0.00049671 | 9.4858e-05 | 0.00030428
590 | 0.00038577 | 0.00038642 | 0.00039415 | 0.00033017 | 0.00040763 | 0.00042862 | 0.00041414 | 0.00040346 | 0.00033716 | 0.00016491 | 0.00045515 | 0.00042338 | 0.00023669 | 0.00037712 | 0.00046944 | 0.00042662 | 0.00040782 | 0.00010464 | 0.00035987
591 | 0.0002836 | 0.0003039 | 0.00030468 | 0.00024915 | 0.00030608 | 0.0003206 | 0.00030385 | 0.00030145 | 0.00025423 | 0.00015723 | 0.00034121 | 0.0003294 | 0.00021906 | 0.00029015 | 0.00035275 | 0.00032868 | 0.00025112 | 0.00012499 | 0.00041238
592 | 0.00013415 | 0.000188 | 0.00016994 | 0.00013271 | 0.00014806 | 0.0001618 | 0.00014772 | 0.00016012 | 0.00012908 | 8.4411e-05 | 0.00022136 | 0.00017988 | 0.00012465 | 0.00022176 | 0.00015378 | 0.00018354 | 0.00012122 | 0.000144 | 0.00040843
593 | 2.6841e-05 | 9.8385e-05 | 8.6834e-05 | 3.2902e-05 | 1.5342e-05 | 4.8896e-05 | 5.032e-05 | 5.1386e-05 | 6.0251e-05 | 1.3968e-05 | 0.00010758 | 6.0916e-05 | 1.9633e-05 | 0.00014908 | 1.511e-05 | 5.6843e-05 | 1.412e-05 | 0.0001683 | 0.00044655
594 | 1.9374e-05 | 8.9477e-05 | 7.5535e-05 | 2.049e-05 | 0 | 6.3268e-05 | 3.8607e-05 | 4.3107e-05 | 6.9777e-05 | 8.1487e-07 | 3.8922e-05 | 4.3161e-05 | 2.3665e-06 | 0.00013857 | 3.2126e-06 | 4.2264e-05 | 3.2704e-06 | 0.00019832 | 0.00056302
595 | 1.8899e-05 | 7.2842e-05 | 5.5776e-05 | 1.6358e-05 | 0 | 6.7741e-05 | 3.8888e-05 | 4.3507e-05 | 7.9702e-05 | 9.0576e-07 | 1.0814e-05 | 3.8921e-05 | 1.3401e-06 | 0.0001112 | 7.3541e-06 | 4.154e-05 | 5.8808e-06 | 0.00022453 | 0.00054501
596 | 1.1803e-05 | 4.0211e-05 | 2.0645e-05 | 9.0605e-06 | 0 | 5.4288e-05 | 2.9484e-05 | 2.9978e-05 | 5.5181e-05 | 9.881e-07 | 3.7841e-06 | 2.5676e-05 | 6.7822e-08 | 5.2765e-05 | 7.4592e-06 | 2.0118e-05 | 6.0339e-06 | 0.0002482 | 0.00055383
597 | 1.2218e-06 | 1.9226e-05 | 8.8829e-06 | 1.3581e-06 | 0 | 3.2032e-05 | 1.5057e-05 | 1.7745e-05 | 2.4151e-05 | 1.1675e-07 | 4.8502e-08 | 1.1686e-05 | 6.8001e-10 | 7.5714e-06 | 7.4502e-06 | 1.1464e-05 | 5.6927e-06 | 0.0002326 | 0.00053251
598 | 3.5e-07 | 1.1317e-05 | 4.1704e-06 | 0 | 0 | 9.8449e-06 | 8.8403e-06 | 6.7396e-06 | 8.8109e-06 | 0 | 1.1548e-09 | 5.3773e-06 | 7.6948e-10 | 2.2202e-06 | 6.0584e-06 | 0 | 2.8327e-06 | 0.0002016 | 0.00041315
599 | 1.2981e-07 | 4.466e-06 | 1.0678e-06 | 0 | 0 | 1.612e-06 | 1.7957e-06 | 2.0106e-06 | 3.2798e-06 | 0 | 0 | 1.6304e-06 | 7.8737e-10 | 6.5107e-07 | 1.5585e-07 | 0 | 1.152e-07 | 0.00016712 | 0.00035438
600 | 0 | 1.1312e-06 | 5.4597e-07 | 0 | 0 | 1.1621e-07 | 1.8707e-07 | 4.3289e-07 | 5.5326e-07 | 0 | 0 | 2.2157e-07 | 7.6948e-10 | 1.2895e-07 | 0 | 0 | 0 | 0.00017115 | 0.00027398
601 | 0 | 0 | 2.3196e-07 | 0 | 0 | 3.6528e-08 | 3.9672e-08 | 7.2226e-08 | 4.3548e-08 | 0 | 0 | 9.0058e-08 | 6.979e-10 | 7.6614e-09 | 0 | 0 | 0 | 0.00017741 | 0.00036534
602 | 0 | 0 | 1.6821e-08 | 0 | 0 | 0 | 0 | 0 | 2.8985e-08 | 0 | 0 | 3.2417e-08 | 9.4843e-10 | 1.7405e-09 | 0 | 0 | 0 | 0.00018108 | 0.00029871
603 | 0 | 5.3389e-07 | 2.3995e-10 | 0 | 0 | 0 | 0 | 2.3112e-10 | 4.713e-10 | 0 | 0 | 2.6466e-08 | 6.4422e-10 | 1.3537e-09 | 0 | 0 | 0 | 0.00018326 | 0.00024587
604 | 0 | 5.7769e-07 | 9.5981e-11 | 0 | 0 | 0 | 0 | 0 | 2.3565e-10 | 0 | 0 | 1.8161e-09 | 6.6211e-10 | 0 | 0 | 0 | 0 | 0.00018295 | 0.00025965
605 | 0 | 5.7769e-07 | 2.1596e-10 | 0 | 0 | 0 | 0 | 0 | 0 | 0 | 0 | 0 | 7.6948e-10 | 4.0612e-09 | 0 | 0 | 0 | 0.00018819 | 0.00034391
606 | 0 | 4.6382e-07 | 9.5981e-11 | 0 | 0 | 1.8939e-11 | 2.5003e-09 | 0 | 0 | 0 | 0 | 0 | 7.5158e-10 | 1.1603e-09 | 0 | 0 | 0 | 0.00017671 | 0.00030035
607 | 3.5284e-06 | 9.0425e-07 | 6.1084e-07 | 1.2467e-06 | 1.6859e-07 | 1.9835e-06 | 6.51e-07 | 2.2657e-06 | 9.2396e-07 | 3.948e-07 | 4.2502e-07 | 9.0183e-07 | 5.9331e-07 | 1.1954e-06 | 5.3244e-07 | 7.8209e-07 | 3.5438e-06 | 0.00016679 | 0.00024779
608 | 8.1719e-05 | 3.9767e-05 | 3.4982e-05 | 5.7071e-05 | 4.5003e-05 | 6.3827e-05 | 4.498e-05 | 6.7961e-05 | 4.6859e-05 | 2.4049e-05 | 3.0964e-05 | 5.4745e-05 | 2.6641e-05 | 3.2442e-05 | 5.1552e-05 | 4.2733e-05 | 8.1948e-05 | 0.0001556 | 0.00021032
609 | 0.00024159 | 0.00014214 | 0.00010732 | 0.0001904 | 0.00016964 | 0.0002112 | 0.00017279 | 0.00022092 | 0.00017371 | 9.566e-05 | 9.5643e-05 | 0.00020686 | 9.3584e-05 | 0.00011475 | 0.00021048 | 0.00014163 | 0.00026839 | 0.0001424 | 0.00016676
610 | 0.00036226 | 0.00024737 | 0.00019393 | 0.00029919 | 0.00016644 | 0.00032913 | 0.00026392 | 0.00034227 | 0.00026808 | 0.00019018 | 0.00011199 | 0.00031935 | 0.0002034 | 0.00023032 | 0.00037527 | 0.00015671 | 0.00040723 | 0.00011232 | 0.00016174
611 | 0.00043218 | 0.00031466 | 0.00023368 | 0.00036147 | 0.00023744 | 0.0004061 | 0.00034361 | 0.00042077 | 0.00033415 | 0.00025308 | 0.0002577 | 0.00037241 | 0.00027235 | 0.00031038 | 0.00040923 | 0.00021451 | 0.0004853 | 9.6003e-05 | 0.00017639
612 | 0.00046047 | 0.00035124 | 0.00014462 | 0.00039016 | 0.00016218 | 0.00044103 | 0.00039458 | 0.00045927 | 0.00036783 | 0.0002993 | 0.00038726 | 0.00028098 | 0.00031881 | 0.00034613 | 0.00049416 | 0.00018993 | 0.00051238 | 8.3366e-05 | 0.00019068
613 | 0.00044503 | 0.00037812 | 0.0001313 | 0.00038345 | 0.00021676 | 0.00045216 | 0.00039107 | 0.00046341 | 0.00038486 | 0.000341 | 0.00038258 | 0.00027371 | 0.00048034 | 0.00034677 | 0.00047739 | 0.00019398 | 0.00048884 | 7.1966e-05 | 0.00021904
614 | 0.0003851 | 0.00034344 | 0.00010494 | 0.00034596 | 0.00021937 | 0.00041589 | 0.00034927 | 0.00041445 | 0.00035558 | 0.00034495 | 0.00032816 | 0.00024162 | 0.00049877 | 0.00032264 | 0.00041779 | 0.00017201 | 0.00041889 | 8.1245e-05 | 0.00030371
615 | 0.00027201 | 0.00025683 | 9.6706e-05 | 0.00024987 | 0.0001389 | 0.00030675 | 0.00025983 | 0.00030914 | 0.00027008 | 0.00022485 | 0.00028917 | 0.00016412 | 0.00035603 | 0.00027807 | 0.00030269 | 9.4583e-05 | 0.00030059 | 8.2772e-05 | 0.00034862
616 | 0.00012742 | 0.00015585 | 0.00013007 | 0.00012536 | 3.868e-05 | 0.00015124 | 0.00013282 | 0.00015686 | 0.00013793 | 0.00012046 | 0.00021202 | 9.34e-05 | 0.00018223 | 0.00023068 | 0.00012971 | 8.4286e-05 | 0.00012222 | 9.7486e-05 | 0.00033602
617 | 2.685e-05 | 9.7903e-05 | 7.3241e-05 | 3.4865e-05 | 9.2347e-06 | 4.737e-05 | 4.7021e-05 | 5.1374e-05 | 6.3298e-05 | 3.6778e-05 | 7.059e-05 | 4.9636e-05 | 3.6406e-05 | 0.00015559 | 1.5687e-05 | 4.865e-05 | 1.4723e-05 | 0.00011799 | 0.00028873
618 | 1.702e-05 | 8.922e-05 | 4.2769e-05 | 2.7276e-05 | 0 | 6.294e-05 | 3.5391e-05 | 4.3064e-05 | 7.2184e-05 | 2.1658e-05 | 1.1309e-05 | 4.9782e-05 | 9.0472e-06 | 0.00014002 | 3.2173e-06 | 1.7935e-05 | 2.7447e-06 | 0.00014711 | 0.00024528
619 | 1.5918e-05 | 6.5745e-05 | 1.4988e-05 | 2.0318e-05 | 0 | 6.6837e-05 | 3.3595e-05 | 4.2936e-05 | 8.0407e-05 | 1.2893e-05 | 5.3254e-06 | 4.4387e-05 | 1.2086e-05 | 0.00012326 | 7.3704e-06 | 1.1728e-05 | 4.7349e-06 | 0.00015747 | 0.00025779
620 | 1.0851e-05 | 3.1236e-05 | 7.2701e-06 | 9.0765e-06 | 0 | 5.2799e-05 | 2.1824e-05 | 3.1592e-05 | 5.4285e-05 | 6.3362e-06 | 9.4868e-07 | 2.5068e-05 | 6.5149e-06 | 6.4948e-05 | 7.4737e-06 | 0 | 4.8908e-06 | 0.00017953 | 0.00022597
621 | 1.2283e-06 | 1.6402e-05 | 3.8629e-06 | 1.5237e-06 | 0 | 3.1268e-05 | 1.3264e-05 | 1.9206e-05 | 2.4691e-05 | 1.986e-06 | 5.4276e-08 | 1.4021e-05 | 2.9158e-06 | 9.5648e-06 | 7.4629e-06 | 0 | 4.553e-06 | 0.0001806 | 0.00022697
622 | 3.495e-07 | 1.016e-05 | 1.8069e-06 | 0 | 0 | 9.6899e-06 | 5.3066e-06 | 8.0679e-06 | 8.8412e-06 | 6.1449e-09 | 0 | 6.3336e-06 | 3.4854e-07 | 3.3574e-06 | 5.7104e-06 | 0 | 1.9005e-06 | 0.00016881 | 0.00023189
623 | 1.4762e-07 | 4.263e-06 | 4.7969e-07 | 0 | 0 | 1.5949e-06 | 9.4541e-07 | 2.1448e-06 | 3.1642e-06 | 0 | 0 | 1.9118e-06 | 6.979e-10 | 7.7144e-07 | 1.2505e-07 | 0 | 0 | 0.00016394 | 0.00020536
624 | 0 | 1.1571e-06 | 4.8099e-07 | 0 | 0 | 1.1999e-07 | 1.5391e-07 | 5.4679e-07 | 5.6586e-07 | 0 | 0 | 2.5566e-07 | 3.7579e-10 | 1.3121e-07 | 0 | 0 | 0 | 0.00016845 | 0.00018404
625 | 0 | 0 | 1.9153e-07 | 0 | 0 | 2.4507e-08 | 7.4177e-09 | 1.0689e-07 | 2.6628e-08 | 0 | 0 | 6.1169e-08 | 1.4763e-09 | 1.6809e-08 | 0 | 0 | 0 | 0.00015587 | 0.00019697
626 | 0 | 0 | 2.4235e-09 | 0 | 0 | 0 | 0 | 5.3736e-09 | 2.8985e-08 | 0 | 0 | 3.1584e-09 | 4.6527e-10 | 3.4939e-09 | 0 | 0 | 0 | 0.00015886 | 0.00019218
627 | 0 | 5.3389e-07 | 2.6395e-10 | 0 | 0 | 0 | 0 | 0 | 4.713e-10 | 0 | 0 | 0 | 5.3685e-10 | 0 | 0 | 0 | 0 | 0.00016406 | 0.00020499
628 | 0 | 5.7813e-07 | 9.5981e-11 | 0 | 0 | 0 | 0 | 0 | 2.3565e-10 | 0 | 0 | 6.4604e-10 | 7.1579e-10 | 1.0744e-11 | 0 | 0 | 0 | 0.00016295 | 0.00017379
629 | 0 | 5.7856e-07 | 9.5981e-11 | 0 | 0 | 0 | 0 | 0 | 0 | 0 | 0 | 6.4604e-10 | 8.4106e-10 | 0 | 0 | 0 | 0 | 0.0001552 | 0.00016554
630 | 0 | 4.1038e-07 | 9.5981e-11 | 0 | 0 | 0 | 0 | 0 | 0 | 0 | 0 | 0 | 7.3369e-10 | 0 | 0 | 0 | 0 | 0.00015125 | 0.00013772
631 | 3.7976e-06 | 1.0081e-06 | 8.7957e-07 | 1.5414e-06 | 3.7361e-07 | 2.2702e-06 | 6.2271e-07 | 2.5099e-06 | 1.0136e-06 | 2.1229e-07 | 4.6539e-07 | 9.2839e-07 | 1.3345e-06 | 1.283e-06 | 3.8991e-07 | 9.0193e-07 | 3.9508e-06 | 0.00014259 | 0.00013115
632 | 8.0781e-05 | 3.9819e-05 | 5.044e-05 | 5.4668e-05 | 4.5437e-05 | 6.2027e-05 | 3.8881e-05 | 6.674e-05 | 4.34e-05 | 2.1154e-05 | 4.06e-05 | 5.3345e-05 | 3.9457e-05 | 3.9158e-05 | 4.6528e-05 | 4.6796e-05 | 8.1715e-05 | 0.0001333 | 0.00013916
633 | 0.00023564 | 0.00014297 | 0.00017326 | 0.00018218 | 0.00018751 | 0.00020512 | 0.00016124 | 0.00021334 | 0.00013956 | 0.00010142 | 0.00016784 | 0.00021653 | 0.00011948 | 0.00012121 | 0.00019264 | 0.00016887 | 0.00025762 | 0.00011223 | 0.00012451
634 | 0.00035769 | 0.00024772 | 0.00028154 | 0.00029119 | 0.00032739 | 0.00032323 | 0.00028774 | 0.00033478 | 0.00023188 | 0.00029348 | 0.00029512 | 0.00034192 | 0.0003341 | 0.00021753 | 0.00034881 | 0.00030494 | 0.0003934 | 9.1741e-05 | 9.9108e-05
635 | 0.00042453 | 0.00034461 | 0.0003533 | 0.00035982 | 0.00042028 | 0.0004043 | 0.00037401 | 0.00041308 | 0.00032132 | 0.00042213 | 0.00038546 | 0.00042197 | 0.00048863 | 0.00028929 | 0.00044172 | 0.00040664 | 0.000472 | 7.2548e-05 | 0.00013951
636 | 0.00045835 | 0.00039523 | 0.00039047 | 0.00038834 | 0.00047135 | 0.00044258 | 0.00041215 | 0.00045207 | 0.00036465 | 0.00046736 | 0.00042088 | 0.0004706 | 0.00060428 | 0.00032549 | 0.00048473 | 0.00046095 | 0.00049878 | 6.149e-05 | 0.00016838
637 | 0.00043941 | 0.00039971 | 0.00040367 | 0.000383 | 0.00046446 | 0.00045284 | 0.00040351 | 0.00045597 | 0.00036626 | 0.00042336 | 0.00040375 | 0.00048877 | 0.00059294 | 0.0003438 | 0.00046323 | 0.00046465 | 0.0004751 | 5.1277e-05 | 0.00018779
638 | 0.00038304 | 0.00038041 | 0.00035323 | 0.00034755 | 0.00039209 | 0.00041847 | 0.00035703 | 0.00040626 | 0.00032789 | 0.00042148 | 0.00035011 | 0.00045826 | 0.00047857 | 0.00035985 | 0.00040231 | 0.00040336 | 0.00039831 | 5.3364e-05 | 0.00022245
639 | 0.00027246 | 0.00029338 | 0.00021769 | 0.00025289 | 0.00027989 | 0.0003128 | 0.00023383 | 0.0003011 | 0.00024399 | 0.00034008 | 0.00025109 | 0.00035659 | 0.00033132 | 0.00031356 | 0.00026189 | 0.00028685 | 0.00029311 | 5.5653e-05 | 0.00019
640 | 0.00013005 | 0.00017239 | 0.00017057 | 0.00012958 | 0.00011627 | 0.00015799 | 0.00011418 | 0.0001545 | 0.00012076 | 0.00017937 | 0.00018333 | 0.00019285 | 0.00015316 | 0.000244 | 0.00010298 | 0.00016495 | 0.00012342 | 5.0976e-05 | 0.00017025
641 | 2.823e-05 | 0.00010235 | 9.2843e-05 | 3.4825e-05 | 1.8608e-05 | 4.9262e-05 | 4.9779e-05 | 5.2259e-05 | 6.5511e-05 | 5.4891e-05 | 0.00010699 | 6.7324e-05 | 2.976e-05 | 0.00015889 | 1.759e-05 | 6.6739e-05 | 1.5263e-05 | 4.2561e-05 | 0.00025313
642 | 1.6259e-05 | 9.317e-05 | 7.8062e-05 | 2.726e-05 | 0 | 6.2707e-05 | 3.7553e-05 | 4.2933e-05 | 7.5464e-05 | 2.9236e-05 | 2.7975e-05 | 5.3677e-05 | 1.0299e-05 | 0.00014157 | 3.2097e-06 | 4.2374e-05 | 3.2534e-06 | 4.5753e-05 | 0.00027719
643 | 1.5892e-05 | 8.1165e-05 | 6.0419e-05 | 2.0345e-05 | 0 | 6.6977e-05 | 3.492e-05 | 4.2893e-05 | 8.1397e-05 | 1.995e-05 | 7.9327e-06 | 5.322e-05 | 1.5931e-05 | 0.00012576 | 7.3559e-06 | 4.1214e-05 | 5.868e-06 | 4.5351e-05 | 0.00025589
644 | 1.0904e-05 | 4.449e-05 | 2.7621e-05 | 8.9837e-06 | 0 | 5.3086e-05 | 2.5362e-05 | 3.1482e-05 | 4.8511e-05 | 8.7902e-06 | 9.4935e-07 | 3.632e-05 | 1.2045e-05 | 7.2905e-05 | 7.4538e-06 | 2.0034e-05 | 6.0311e-06 | 4.3572e-05 | 0.00028393
645 | 1.2425e-06 | 1.8761e-05 | 1.2946e-05 | 1.7445e-06 | 0 | 3.1295e-05 | 1.4965e-05 | 1.9268e-05 | 2.0733e-05 | 7.4469e-06 | 4.3883e-08 | 1.8695e-05 | 5.5394e-06 | 1.2191e-05 | 7.4629e-06 | 1.7695e-06 | 5.6154e-06 | 4.9232e-05 | 0.00026424
646 | 3.4926e-07 | 1.1021e-05 | 5.1127e-06 | 0 | 0 | 9.5097e-06 | 8.6984e-06 | 7.9735e-06 | 8.0506e-06 | 5.3702e-06 | 0 | 9.2497e-06 | 1.2295e-06 | 3.4082e-06 | 4.9674e-06 | 0 | 2.4432e-06 | 5.8198e-05 | 0.00023172
647 | 1.4762e-07 | 4.9292e-06 | 1.2649e-06 | 0 | 0 | 1.8891e-06 | 1.4731e-06 | 2.1963e-06 | 2.3338e-06 | 1.5574e-06 | 0 | 2.3014e-06 | 7.6948e-10 | 7.0128e-07 | 1.4498e-07 | 0 | 3.5061e-08 | 4.8853e-05 | 0.00020334
648 | 0 | 1.1852e-06 | 5.5487e-07 | 0 | 0 | 6.2087e-07 | 6.3701e-08 | 5.4439e-07 | 5.2679e-07 | 0 | 1.1548e-09 | 2.7216e-07 | 9.1264e-10 | 1.2666e-07 | 0 | 0 | 0 | 4.4782e-05 | 0.00013657
649 | 0 | 0 | 2.3885e-07 | 0 | 0 | 5.4282e-07 | 0 | 1.1325e-07 | 3.0399e-08 | 0 | 0 | 8.8191e-08 | 3.2211e-09 | 2.0449e-08 | 0 | 0 | 0 | 4.2829e-05 | 0.00019591
650 | 0 | 0 | 1.6773e-08 | 0 | 0 | 3.1703e-07 | 0 | 6.587e-09 | 1.461e-08 | 0 | 0 | 2.9463e-08 | 9.1264e-10 | 3.3134e-09 | 0 | 0 | 0 | 5.9466e-05 | 0.00022738
651 | 0 | 5.3345e-07 | 3.8393e-10 | 0 | 0 | 0 | 0 | 0 | 1.4375e-08 | 0 | 0 | 1.2325e-08 | 1.0558e-09 | 0 | 0 | 0 | 0 | 7.3381e-05 | 0.00029953
652 | 0 | 5.7856e-07 | 9.5981e-11 | 0 | 0 | 0 | 0 | 0 | 2.3565e-10 | 0 | 0 | 0 | 8.5895e-10 | 0 | 0 | 0 | 0 | 0.00012553 | 0.00031287
653 | 0 | 5.7856e-07 | 9.5981e-11 | 0 | 0 | 0 | 0 | 0 | 0 | 0 | 0 | 0 | 1.1811e-09 | 5.1571e-11 | 0 | 0 | 0 | 0.0001518 | 0.00035825
654 | 0 | 4.59e-07 | 9.5981e-11 | 0 | 0 | 9.5451e-09 | 0 | 0 | 1.0781e-07 | 0 | 0 | 0 | 8.2316e-10 | 0 | 0 | 0 | 0 | 0.00013662 | 0.00038142
655 | 2.8252e-06 | 1.093e-06 | 6.0556e-07 | 1.426e-06 | 5.3741e-07 | 2.0337e-06 | 6.4296e-07 | 2.5041e-06 | 8.5631e-07 | 1.4321e-06 | 5.1512e-07 | 1.1598e-06 | 1.7751e-06 | 1.6839e-06 | 5.5106e-07 | 1.0823e-06 | 2.1311e-06 | 0.00013662 | 0.00046425
656 | 6.5693e-05 | 4.6005e-05 | 3.7753e-05 | 4.9026e-05 | 5.208e-05 | 6.025e-05 | 4.418e-05 | 6.5283e-05 | 4.2663e-05 | 6.1276e-05 | 4.7448e-05 | 4.7738e-05 | 8.5154e-05 | 4.9649e-05 | 5.1163e-05 | 5.2827e-05 | 6.5247e-05 | 0.000125 | 0.00040843
657 | 0.0002273 | 0.00016124 | 0.00011948 | 0.0001771 | 0.00018889 | 0.00020262 | 0.00017578 | 0.00021012 | 0.00016213 | 0.00022036 | 0.00012665 | 0.00014323 | 0.00026673 | 0.00015809 | 0.00018552 | 0.00017382 | 0.00025155 | 0.00014028 | 0.00036523
658 | 0.00036168 | 0.00027795 | 0.00018908 | 0.00028996 | 0.00031885 | 0.00032202 | 0.00027401 | 0.00033424 | 0.00027152 | 0.00034832 | 0.00018589 | 0.00025379 | 0.00038486 | 0.00023387 | 0.0002232 | 0.00029882 | 0.00039488 | 0.00012278 | 0.00030945
659 | 0.00043796 | 0.0003128 | 0.00018924 | 0.00036189 | 0.00028086 | 0.0003975 | 0.00032542 | 0.00041762 | 0.00034475 | 0.00041104 | 0.00023731 | 0.00033115 | 0.00050293 | 0.00028471 | 0.00032452 | 0.00033643 | 0.00047805 | 0.00011742 | 0.00034912
660 | 0.00046466 | 0.00026012 | 0.00022641 | 0.00039689 | 0.00022601 | 0.00042568 | 0.00033002 | 0.00046051 | 0.00037453 | 0.00039884 | 0.00035502 | 0.0003294 | 0.00057856 | 0.00030201 | 0.00037825 | 0.00023619 | 0.00050982 | 0.00011641 | 0.00030499
661 | 0.00045034 | 0.0002442 | 0.00024046 | 0.0003871 | 0.00019792 | 0.00042866 | 0.00034741 | 0.00046842 | 0.00037812 | 0.00042745 | 0.00040692 | 0.00022705 | 0.00061408 | 0.00034428 | 0.00044378 | 0.00020096 | 0.0004914 | 9.7653e-05 | 0.00022809
662 | 0.00039642 | 0.00022101 | 0.00018091 | 0.00035012 | 0.00013949 | 0.00039725 | 0.00032727 | 0.0004245 | 0.00035678 | 0.00035513 | 0.00037717 | 0.00022519 | 0.00057298 | 0.00036456 | 0.00039675 | 0.0001522 | 0.00042555 | 9.1544e-05 | 0.00021822
663 | 0.00028053 | 0.0001944 | 0.00015036 | 0.00025695 | 0.00022623 | 0.00030814 | 0.00024691 | 0.00032217 | 0.00027767 | 0.00025609 | 0.00027567 | 0.00017665 | 0.0004331 | 0.00030923 | 0.00029758 | 0.00015002 | 0.00031007 | 8.4446e-05 | 0.00034393
664 | 0.00013301 | 0.00015857 | 0.00013272 | 0.00013221 | 0.00010825 | 0.00016056 | 0.00013543 | 0.00016888 | 0.00014876 | 0.0001629 | 0.00022773 | 0.00010917 | 0.00021506 | 0.00023975 | 0.00014197 | 0.00013116 | 0.00013305 | 7.6155e-05 | 0.00039329
665 | 2.6712e-05 | 9.922e-05 | 8.4807e-05 | 3.688e-05 | 9.8627e-06 | 5.0767e-05 | 4.7785e-05 | 5.385e-05 | 6.7427e-05 | 4.8772e-05 | 9.4393e-05 | 5.6301e-05 | 3.9675e-05 | 0.00015887 | 1.6823e-05 | 6.0435e-05 | 1.6412e-05 | 5.8112e-05 | 0.00030515
666 | 1.6237e-05 | 8.322e-05 | 6.4197e-05 | 2.7217e-05 | 0 | 6.3165e-05 | 3.7649e-05 | 4.2657e-05 | 7.6084e-05 | 2.9221e-05 | 1.1644e-05 | 5.2997e-05 | 1.0276e-05 | 0.00014066 | 3.2201e-06 | 3.3757e-05 | 3.2567e-06 | 6.9002e-05 | 0.00028593
667 | 1.5917e-05 | 5.5729e-05 | 2.8475e-05 | 2.052e-05 | 0 | 6.7522e-05 | 3.3982e-05 | 4.3106e-05 | 8.6952e-05 | 1.9675e-05 | 5.0646e-06 | 4.4313e-05 | 1.5516e-05 | 0.0001229 | 7.3741e-06 | 1.7953e-05 | 5.8641e-06 | 9.5352e-05 | 0.00038677
668 | 1.0892e-05 | 2.7016e-05 | 1.0483e-05 | 9.0241e-06 | 0 | 5.3276e-05 | 2.3692e-05 | 3.0878e-05 | 5.7986e-05 | 8.5365e-06 | 9.5099e-07 | 2.5575e-05 | 1.0283e-05 | 6.4771e-05 | 7.4756e-06 | 8.9643e-07 | 6.0244e-06 | 9.6818e-05 | 0.00035885
669 | 1.2572e-06 | 1.2488e-05 | 4.9627e-06 | 1.8328e-06 | 0 | 3.0417e-05 | 1.2096e-05 | 1.9414e-05 | 2.5584e-05 | 5.0747e-06 | 5.7163e-08 | 1.1773e-05 | 5.208e-06 | 1.2669e-05 | 7.4502e-06 | 0 | 5.4857e-06 | 9.0948e-05 | 0.00019887
670 | 3.4938e-07 | 8.4143e-06 | 2.8331e-06 | 0 | 0 | 9.2019e-06 | 2.6192e-06 | 8.1381e-06 | 8.5986e-06 | 6.4546e-07 | 0 | 3.0314e-06 | 1.094e-06 | 3.2763e-06 | 3.2095e-06 | 0 | 2.5689e-06 | 8.2528e-05 | 0.00012824
671 | 1.4885e-07 | 3.8582e-06 | 6.1478e-07 | 0 | 0 | 1.523e-06 | 5.1616e-07 | 2.2625e-06 | 2.9458e-06 | 0 | 1.1548e-09 | 5.7347e-07 | 7.6948e-10 | 7.2089e-07 | 9.9674e-08 | 0 | 1.1019e-07 | 7.2669e-05 | 6.8495e-05
672 | 0 | 1.1735e-06 | 3.7106e-07 | 0 | 0 | 1.0982e-07 | 2.0628e-08 | 5.6752e-07 | 5.8631e-07 | 0 | 0 | 1.7704e-07 | 8.0527e-10 | 1.374e-07 | 0 | 0 | 0 | 9.0081e-05 | 6.8746e-05
673 | 0 | 0 | 1.2166e-08 | 0 | 0 | 3.5808e-08 | 0 | 1.1556e-07 | 2.6393e-08 | 0 | 0 | 2.8178e-08 | 3.0869e-09 | 2.3642e-08 | 0 | 0 | 0 | 8.1469e-05 | 9.8186e-05
674 | 0 | 0 | 2.1596e-10 | 0 | 0 | 0 | 0 | 8.3204e-09 | 2.8749e-08 | 0 | 0 | 0 | 9.0369e-10 | 3.3134e-09 | 0 | 0 | 0 | 7.0022e-05 | 0.00011251
675 | 0 | 5.3345e-07 | 9.5981e-11 | 0 | 0 | 0 | 0 | 0 | 2.3565e-10 | 0 | 0 | 0 | 8.4106e-10 | 0 | 0 | 0 | 0 | 7.3154e-05 | 8.9145e-05
676 | 0 | 5.7944e-07 | 9.5981e-11 | 0 | 0 | 0 | 0 | 0 | 0 | 0 | 0 | 0 | 9.8422e-10 | 0 | 0 | 0 | 0 | 8.5768e-05 | 8.4228e-05
677 | 0 | 2.3213e-07 | 2.3995e-10 | 0 | 0 | 0 | 0 | 0 | 0 | 0 | 0 | 0 | 1.029e-09 | 0 | 0 | 0 | 0 | 0.00010349 | 0.00016396
678 | 0 | 0 | 1.4397e-10 | 0 | 0 | 9.5451e-09 | 0 | 0 | 0 | 0 | 0 | 0 | 7.3369e-10 | 0 | 0 | 0 | 0 | 0.00010005 | 0.00016348
679 | 3.4482e-06 | 6.659e-07 | 9.3518e-07 | 1.6515e-06 | 1.0028e-07 | 2.4462e-06 | 7.3956e-07 | 2.6318e-06 | 1.3677e-06 | 1.2355e-06 | 6.8732e-07 | 4.196e-07 | 4.0706e-06 | 1.9081e-06 | 4.5442e-07 | 2.2089e-07 | 4.4523e-06 | 9.3179e-05 | 0.00013949
680 | 6.7918e-05 | 3.191e-05 | 4.5337e-05 | 5.8568e-05 | 1.3253e-05 | 6.3203e-05 | 4.4351e-05 | 6.847e-05 | 5.0832e-05 | 5.5393e-05 | 4.6444e-05 | 2.254e-05 | 9.5667e-05 | 5.2826e-05 | 4.6811e-05 | 2.1707e-05 | 7.0995e-05 | 8.284e-05 | 5.7591e-05
681 | 0.00020741 | 0.00013394 | 0.00015379 | 0.00018936 | 0.00011762 | 0.00020481 | 0.00018246 | 0.0002135 | 0.00017543 | 0.00017516 | 0.0001672 | 0.0001885 | 0.00027407 | 0.00016803 | 0.00019345 | 0.00016701 | 0.00020114 | 8.8476e-05 | 4.5592e-05
682 | 0.00032402 | 0.0002626 | 0.00021987 | 0.00029957 | 0.00033196 | 0.00032418 | 0.00030918 | 0.00033504 | 0.00029781 | 0.00034339 | 0.00024627 | 0.00033462 | 0.00041964 | 0.00026122 | 0.00035695 | 0.00030937 | 0.00035383 | 8.1532e-05 | 4.6475e-05
683 | 0.00040482 | 0.00035706 | 0.00029972 | 0.00036967 | 0.0004077 | 0.00040899 | 0.00039096 | 0.0004192 | 0.00037371 | 0.00045485 | 0.00030201 | 0.00043294 | 0.00052083 | 0.00031988 | 0.00044111 | 0.00040358 | 0.00041679 | 6.4607e-05 | 2.5765e-05
684 | 0.00043787 | 0.00040502 | 0.00031254 | 0.00040434 | 0.00044849 | 0.00044902 | 0.0004181 | 0.00046119 | 0.00041115 | 0.00053558 | 0.00039019 | 0.0004842 | 0.00062567 | 0.0003928 | 0.00048995 | 0.00044086 | 0.00047697 | 4.1109e-05 | 1.9e-05
685 | 0.00042743 | 0.00040597 | 0.00030508 | 0.00040383 | 0.00045802 | 0.00046072 | 0.00040901 | 0.00046796 | 0.00041797 | 0.00054213 | 0.0004209 | 0.00048029 | 0.00052173 | 0.00044771 | 0.00047933 | 0.0004588 | 0.00042725 | 2.8538e-05 | 1.8343e-05
686 | 0.00037558 | 0.00038383 | 0.000302 | 0.0003668 | 0.0003908 | 0.00042781 | 0.00037475 | 0.0004247 | 0.00038315 | 0.00048255 | 0.00039427 | 0.00045443 | 0.00038048 | 0.00046716 | 0.00042125 | 0.00040174 | 0.00036115 | 2.8267e-05 | 2.0013e-05
687 | 0.00026794 | 0.00030706 | 0.00028827 | 0.00027112 | 0.00028721 | 0.00032401 | 0.00028536 | 0.00032182 | 0.00029193 | 0.00036257 | 0.00029499 | 0.00034674 | 0.00032445 | 0.00037095 | 0.00030581 | 0.0003035 | 0.00025809 | 2.848e-05 | 3.06e-05
688 | 0.00012691 | 0.00019304 | 0.00018983 | 0.000138 | 0.00013596 | 0.00016836 | 0.00014961 | 0.00016951 | 0.00015333 | 0.00019539 | 0.00015464 | 0.00019503 | 0.00021059 | 0.00026873 | 0.00014018 | 0.00017798 | 0.00011232 | 3.3879e-05 | 2.7932e-05
689 | 2.6882e-05 | 0.000104 | 9.4886e-05 | 3.7324e-05 | 1.9397e-05 | 5.2267e-05 | 5.1951e-05 | 5.4726e-05 | 6.777e-05 | 5.8391e-05 | 5.3889e-05 | 7.1216e-05 | 4.4565e-05 | 0.0001631 | 1.7361e-05 | 6.3395e-05 | 1.6641e-05 | 4.5635e-05 | 4.4164e-05
690 | 1.9238e-05 | 9.408e-05 | 7.3525e-05 | 2.7197e-05 | 0 | 6.3247e-05 | 3.8429e-05 | 4.3038e-05 | 7.4488e-05 | 2.6535e-05 | 1.1367e-05 | 5.4489e-05 | 1.0604e-05 | 0.00013964 | 3.2187e-06 | 4.2253e-05 | 3.2555e-06 | 6.5208e-05 | 9.6335e-05
691 | 1.8439e-05 | 8.0901e-05 | 5.0435e-05 | 2.0789e-05 | 0 | 6.7826e-05 | 3.6553e-05 | 4.3795e-05 | 8.4758e-05 | 2.0602e-05 | 9.0994e-06 | 5.44e-05 | 1.6679e-05 | 0.00012545 | 7.3559e-06 | 4.118e-05 | 5.8842e-06 | 7.0364e-05 | 5.718e-05
692 | 1.0905e-05 | 4.7541e-05 | 2.494e-05 | 9.0803e-06 | 0 | 5.4338e-05 | 2.4618e-05 | 3.1734e-05 | 5.8537e-05 | 9.3708e-06 | 1.0703e-06 | 3.7565e-05 | 1.4634e-05 | 8.7664e-05 | 7.4556e-06 | 1.9698e-05 | 5.9871e-06 | 6.229e-05 | 3.9599e-05
693 | 1.25e-06 | 1.9345e-05 | 1.1944e-05 | 1.7556e-06 | 0 | 3.2087e-05 | 1.5131e-05 | 1.9076e-05 | 2.5348e-05 | 6.6466e-06 | 6.8134e-08 | 1.915e-05 | 7.091e-06 | 1.7177e-05 | 7.4592e-06 | 9.8789e-07 | 4.9091e-06 | 4.8229e-05 | 3.2597e-05
694 | 3.495e-07 | 1.1325e-05 | 4.7362e-06 | 0 | 0 | 9.7992e-06 | 8.7778e-06 | 7.5384e-06 | 7.8891e-06 | 4.6453e-06 | 0 | 9.1924e-06 | 1.0024e-06 | 3.9709e-06 | 5.6977e-06 | 0 | 1.1353e-06 | 4.5263e-05 | 3.8128e-05
695 | 1.4539e-07 | 4.9168e-06 | 1.2579e-06 | 0 | 0 | 1.6129e-06 | 1.8391e-06 | 1.8232e-06 | 3.2082e-06 | 1.6341e-06 | 1.1548e-09 | 2.4489e-06 | 7.6948e-10 | 9.7868e-07 | 1.5767e-07 | 0 | 0 | 3.0784e-05 | 2.2446e-05
696 | 0 | 1.1979e-06 | 5.1933e-07 | 0 | 0 | 1.072e-07 | 1.805e-07 | 3.9691e-07 | 5.9655e-07 | 0 | 0 | 3.1444e-07 | 7.8737e-10 | 1.6038e-07 | 0 | 0 | 0 | 2.7823e-05 | 2.0043e-05
697 | 0 | 0 | 2.3419e-07 | 0 | 0 | 3.6869e-08 | 5.8341e-10 | 1.1383e-07 | 2.8042e-08 | 0 | 0 | 1.0052e-07 | 2.3353e-09 | 2.687e-08 | 0 | 0 | 0 | 1.7963e-05 | 1.4354e-05
698 | 0 | 0 | 1.5693e-08 | 0 | 0 | 0 | 0 | 5.4314e-09 | 2.8749e-08 | 0 | 0 | 3.4193e-08 | 1.3063e-09 | 3.5197e-09 | 0 | 0 | 0 | 1.0948e-05 | 1.3997e-05
699 | 0 | 5.3433e-07 | 2.3995e-10 | 0 | 0 | 0 | 0 | 0 | 4.713e-10 | 0 | 0 | 2.4933e-08 | 8.2316e-10 | 0 | 0 | 0 | 0 | 9.7792e-06 | 1.1162e-05
700 | 0 | 5.7944e-07 | 9.5981e-11 | 0 | 0 | 0 | 0 | 0 | 2.3565e-10 | 0 | 0 | 3.5532e-09 | 9.6632e-10 | 0 | 0 | 0 | 0 | 1.0468e-05 | 9.8418e-06
701 | 0 | 5.79e-07 | 3.1194e-10 | 0 | 0 | 9.5451e-09 | 0 | 0 | 0 | 0 | 0 | 0 | 8.4106e-10 | 0 | 0 | 0 | 0 | 9.6986e-06 | 1.1995e-05
702 | 0 | 4.5549e-07 | 9.5981e-11 | 0 | 0 | 0 | 0 | 0 | 9.5438e-08 | 0 | 0 | 0 | 8.5895e-10 | 5.1571e-11 | 0 | 0 | 0 | 8.6494e-06 | 1.1367e-05
703 | 1.7903e-06 | 1.4397e-06 | 1.2608e-06 | 1.6189e-06 | 4.7495e-07 | 2.7004e-06 | 8.7104e-07 | 1.8469e-06 | 1.8189e-06 | 9.1886e-07 | 5.6921e-07 | 1.461e-06 | 2.1147e-07 | 7.5929e-07 | 5.6506e-07 | 1.1804e-06 | 3.8622e-06 | 5.956e-06 | 1.3793e-05
704 | 6.1524e-05 | 4.7857e-05 | 5.2495e-05 | 5.7891e-05 | 5.1025e-05 | 6.5908e-05 | 4.6949e-05 | 6.2636e-05 | 5.8015e-05 | 3.9905e-05 | 4.5474e-05 | 6.8347e-05 | 1.0989e-05 | 4.4894e-05 | 5.2158e-05 | 5.157e-05 | 7.9515e-05 | 6.3878e-06 | 1.9366e-05
705 | 0.00020011 | 0.00016999 | 0.00017412 | 0.00017892 | 0.00019543 | 0.00020909 | 0.00018494 | 0.00020211 | 0.00019771 | 0.00020982 | 0.00018015 | 0.00023831 | 7.4814e-05 | 0.00018212 | 0.00020396 | 0.00017443 | 0.00023635 | 2.2457e-05 | 1.1395e-05
706 | 0.000306 | 0.000285 | 0.00028458 | 0.00028138 | 0.00030194 | 0.00032099 | 0.00031075 | 0.00033246 | 0.00030651 | 0.00040279 | 0.00030318 | 0.00035498 | 8.8189e-05 | 0.00029037 | 0.0003627 | 0.0002992 | 0.00037098 | 2.1812e-05 | 6.5466e-06
707 | 0.00040063 | 0.00035818 | 0.00035477 | 0.00034026 | 0.0004014 | 0.0003886 | 0.00039421 | 0.00041232 | 0.0003784 | 0.00049158 | 0.00038571 | 0.00043848 | 6.9487e-05 | 0.00035556 | 0.00041871 | 0.00035578 | 0.00045132 | 1.1916e-05 | 2.886e-06
708 | 0.00042245 | 0.00039131 | 0.00039225 | 0.00037305 | 0.00045919 | 0.00041764 | 0.00043065 | 0.00044787 | 0.00040684 | 0.00053692 | 0.00043605 | 0.0004788 | 8.6777e-05 | 0.00035061 | 0.00050267 | 0.00043878 | 0.00047457 | 8.7473e-07 | 7.1135e-07
709 | 0.00041222 | 0.00039143 | 0.00040967 | 0.00036459 | 0.00044588 | 0.0004265 | 0.00041539 | 0.00044368 | 0.00041679 | 0.00049259 | 0.00041678 | 0.00048616 | 0.00012458 | 0.00026486 | 0.00048081 | 0.00045096 | 0.00045391 | 1.2143e-06 | 4.4352e-06
710 | 0.00034157 | 0.00036193 | 0.00037599 | 0.00032261 | 0.0003895 | 0.00038764 | 0.00035579 | 0.00037053 | 0.00036471 | 0.00029547 | 0.00036082 | 0.00045665 | 0.00011239 | 0.00019587 | 0.0004167 | 0.00039242 | 0.00037547 | 1.5143e-06 | 7.5603e-06
711 | 0.00023752 | 0.00027804 | 0.00029736 | 0.00023378 | 0.00029384 | 0.00029062 | 0.00025439 | 0.00021012 | 0.00024828 | 0.00011189 | 0.00025725 | 0.00032708 | 6.2693e-05 | 0.00011172 | 0.00030846 | 0.00029536 | 0.00024824 | 2.77e-06 | 9.8807e-06
712 | 7.9278e-05 | 0.0001934 | 0.00019814 | 0.00010777 | 0.00014623 | 0.00015185 | 0.00013738 | 8.3498e-05 | 0.00013304 | 6.7609e-05 | 0.00013918 | 0.00017492 | 3.871e-05 | 0.00016189 | 0.00014309 | 0.00018783 | 8.3864e-05 | 7.0478e-06 | 2.6771e-05
713 | 2.2984e-05 | 0.00010593 | 9.5455e-05 | 3.2229e-05 | 2.1876e-05 | 5.068e-05 | 5.7594e-05 | 4.3839e-05 | 7.0604e-05 | 3.4211e-05 | 4.0027e-05 | 6.6186e-05 | 1.0193e-05 | 0.00014437 | 1.8919e-05 | 6.5327e-05 | 1.4164e-05 | 1.3208e-05 | 4.2886e-05
714 | 1.7152e-05 | 9.4788e-05 | 7.8109e-05 | 2.7314e-05 | 0 | 6.3279e-05 | 3.9003e-05 | 4.2952e-05 | 7.387e-05 | 2.8245e-05 | 1.9688e-05 | 5.482e-05 | 3.2419e-06 | 0.0001348 | 3.2188e-06 | 4.2401e-05 | 3.2578e-06 | 2.5916e-05 | 5.0435e-05
715 | 1.5449e-05 | 8.6279e-05 | 6.3843e-05 | 1.9424e-05 | 0 | 6.6984e-05 | 3.9467e-05 | 3.9036e-05 | 8.5223e-05 | 2.0261e-05 | 1.0331e-05 | 5.4059e-05 | 4.3876e-06 | 0.00011419 | 7.3614e-06 | 4.1496e-05 | 5.8641e-06 | 4.7462e-05 | 4.1204e-05
716 | 9.6307e-06 | 4.6721e-05 | 2.9499e-05 | 8.3381e-06 | 0 | 5.2497e-05 | 2.5385e-05 | 2.9149e-05 | 5.88e-05 | 1.0743e-05 | 1.5139e-06 | 3.6284e-05 | 1.1379e-06 | 3.1956e-05 | 7.4429e-06 | 2.0174e-05 | 5.9921e-06 | 6.5983e-05 | 5.1718e-05
717 | 1.0778e-06 | 1.9156e-05 | 1.3282e-05 | 2.0426e-06 | 0 | 3.1285e-05 | 1.516e-05 | 1.8197e-05 | 2.6723e-05 | 8.204e-06 | 6.9866e-08 | 1.8811e-05 | 2.7975e-07 | 6.7333e-06 | 7.4719e-06 | 2.0821e-06 | 5.3766e-06 | 8.6747e-05 | 6.6509e-05
718 | 3.4963e-07 | 1.1432e-05 | 5.2964e-06 | 0 | 0 | 9.2607e-06 | 9.0192e-06 | 7.0371e-06 | 9.3077e-06 | 4.432e-06 | 0 | 9.1461e-06 | 2.7737e-09 | 2.1977e-06 | 6.1454e-06 | 0 | 2.5606e-06 | 0.00010367 | 6.7081e-05
719 | 1.0781e-07 | 5.0896e-06 | 1.2697e-06 | 0 | 0 | 1.5576e-06 | 1.8767e-06 | 2.1294e-06 | 2.5209e-06 | 6.843e-07 | 0 | 2.3905e-06 | 5.3685e-10 | 4.3151e-07 | 1.4136e-07 | 0 | 6.0105e-08 | 9.8695e-05 | 0.00010343
720 | 0 | 1.2558e-06 | 5.1393e-07 | 0 | 0 | 1.2527e-07 | 1.2717e-07 | 4.4714e-07 | 5.2982e-07 | 0 | 0 | 2.9504e-07 | 5.9053e-10 | 1.3637e-07 | 0 | 0 | 0 | 8.062e-05 | 0.00010911
721 | 0 | 0 | 2.3405e-07 | 0 | 0 | 2.4848e-08 | 0 | 8.0893e-08 | 2.5686e-08 | 0 | 0 | 1.4371e-07 | 5.9053e-10 | 2.6645e-08 | 0 | 0 | 0 | 8.6367e-05 | 9.2017e-05
722 | 0 | 0 | 1.5933e-08 | 0 | 0 | 0 | 0 | 3.6402e-09 | 1.4846e-08 | 0 | 0 | 6.0954e-08 | 5.3685e-10 | 3.7002e-09 | 0 | 0 | 0 | 0.00011424 | 3.516e-05
723 | 0 | 5.3389e-07 | 3.8393e-10 | 0 | 0 | 1.0227e-08 | 0 | 0 | 1.7438e-08 | 0 | 0 | 2.6498e-08 | 5.5474e-10 | 0 | 0 | 0 | 0 | 0.00013226 | 2.3439e-05
724 | 0 | 5.79e-07 | 9.5981e-11 | 0 | 0 | 0 | 0 | 0 | 2.3565e-10 | 0 | 0 | 6.4173e-09 | 4.8316e-10 | 5.1571e-11 | 0 | 0 | 0 | 0.00013903 | 3.1088e-05
725 | 0 | 5.7769e-07 | 1.4397e-10 | 0 | 0 | 0 | 0 | 0 | 0 | 0 | 0 | 0 | 4.8316e-10 | 0 | 0 | 0 | 0 | 0.00011483 | 3.5866e-05
726 | 0 | 4.6075e-07 | 9.5981e-11 | 0 | 0 | 1.8939e-11 | 0 | 0 | 0 | 0 | 0 | 0 | 5.0106e-10 | 0 | 0 | 0 | 0 | 9.8915e-05 | 4.1539e-05
727 | 1.5706e-07 | 5.2094e-07 | 7.8859e-08 | 8.7572e-07 | 4.0113e-09 | 1.0052e-06 | 5.9709e-07 | 1.1348e-06 | 1.5357e-06 | 1.4251e-07 | 2.4254e-07 | 3.5025e-07 | 3.5618e-07 | 1.3822e-07 | 2.5082e-07 | 1.4785e-07 | 7.8619e-07 | 7.5514e-05 | 3.8949e-05
728 | 7.1099e-06 | 2.7594e-05 | 1.5466e-05 | 2.171e-05 | 1.7099e-05 | 3.5913e-05 | 4.3321e-05 | 2.1519e-05 | 4.8361e-05 | 2.7009e-05 | 4.3961e-05 | 2.3552e-05 | 2.8214e-05 | 1.3286e-05 | 4.5789e-05 | 1.5235e-05 | 1.9337e-05 | 7.3833e-05 | 1.9304e-05
729 | 5.3888e-05 | 0.00011531 | 9.0551e-05 | 7.188e-05 | 9.0663e-05 | 0.00012687 | 0.00017006 | 7.8821e-05 | 0.00018866 | 0.00012931 | 0.00016633 | 7.1164e-05 | 7.6083e-05 | 5.3952e-05 | 0.00019443 | 0.00010521 | 4.9397e-05 | 7.0797e-05 | 2.2877e-05
730 | 0.00013015 | 0.00024111 | 0.00018996 | 0.00017927 | 0.00014943 | 0.00025696 | 0.00029018 | 0.00014448 | 0.00030375 | 0.00026052 | 0.00029224 | 0.00014326 | 0.00021877 | 0.00013622 | 0.00034753 | 0.00016131 | 0.00016239 | 5.07e-05 | 3.2571e-05
731 | 0.00020772 | 0.00033955 | 0.00031162 | 0.00027396 | 0.00028992 | 0.00034931 | 0.00037559 | 0.00026457 | 0.00037527 | 0.0004511 | 0.00037272 | 0.00021367 | 0.00028703 | 0.00023134 | 0.00043656 | 0.00028549 | 0.00021733 | 4.178e-05 | 3.0909e-05
732 | 0.00030094 | 0.00039011 | 0.00038897 | 0.00035208 | 0.0004225 | 0.00040198 | 0.00041342 | 0.00035442 | 0.00040687 | 0.00050672 | 0.00041386 | 0.00040717 | 0.0003156 | 0.00030393 | 0.00047807 | 0.00040668 | 0.00026483 | 3.4749e-05 | 1.1022e-05
733 | 0.00034597 | 0.00039013 | 0.00040245 | 0.00036581 | 0.00042737 | 0.00041464 | 0.00040526 | 0.00039065 | 0.00041266 | 0.00050255 | 0.00040767 | 0.00045106 | 0.00034625 | 0.00032396 | 0.00046903 | 0.00042114 | 0.00030449 | 4.0154e-05 | 1.5516e-05
734 | 0.00032633 | 0.00036645 | 0.00037045 | 0.0003191 | 0.00039059 | 0.0003897 | 0.00036357 | 0.00036112 | 0.00037719 | 0.0004419 | 0.00035461 | 0.00041294 | 0.0002807 | 0.00026586 | 0.00040538 | 0.00038938 | 0.00025116 | 5.2922e-05 | 2.5306e-05
735 | 0.00022311 | 0.00029196 | 0.00029072 | 0.00024312 | 0.00028701 | 0.00030347 | 0.00026821 | 0.00027438 | 0.00028458 | 0.0002934 | 0.00026507 | 0.00033521 | 0.00015876 | 0.00022015 | 0.00029527 | 0.00029723 | 0.00024748 | 5.9925e-05 | 2.4585e-05
736 | 0.00012351 | 0.00019235 | 0.00018744 | 0.00012539 | 0.00013804 | 0.00016066 | 0.00014233 | 0.00013814 | 0.00015208 | 0.00013089 | 0.00014078 | 0.00017722 | 4.4581e-05 | 0.00020134 | 0.00014095 | 0.00017768 | 0.00012271 | 7.4773e-05 | 6.1564e-06
737 | 2.8179e-05 | 0.00010508 | 9.3301e-05 | 3.2717e-05 | 1.9516e-05 | 5.2273e-05 | 5.3655e-05 | 5.0034e-05 | 6.8019e-05 | 5.1087e-05 | 3.3457e-05 | 6.4791e-05 | 7.4298e-06 | 0.00014699 | 2.013e-05 | 6.4461e-05 | 1.8528e-05 | 8.0461e-05 | 7.9708e-06
738 | 1.5334e-05 | 9.4603e-05 | 7.7279e-05 | 2.6283e-05 | 0 | 6.3125e-05 | 3.9016e-05 | 4.1413e-05 | 7.3668e-05 | 2.6712e-05 | 1.9669e-05 | 5.3691e-05 | 9.7205e-06 | 0.00010919 | 3.2178e-06 | 4.0474e-05 | 3.2642e-06 | 8.5993e-05 | 1.3835e-05
739 | 8.636e-06 | 8.601e-05 | 6.0378e-05 | 1.235e-05 | 0 | 6.6441e-05 | 3.9414e-05 | 3.5941e-05 | 8.4509e-05 | 2.0891e-05 | 1.5969e-05 | 4.8418e-05 | 1.5842e-05 | 7.8829e-05 | 7.3596e-06 | 2.8561e-05 | 5.8803e-06 | 8.5227e-05 | 1.0533e-05
740 | 2.4971e-06 | 4.3279e-05 | 2.2356e-05 | 6.7462e-06 | 0 | 5.1613e-05 | 2.5054e-05 | 2.1319e-05 | 5.7762e-05 | 1.3523e-05 | 1.6032e-06 | 2.9793e-05 | 1.0951e-05 | 3.3381e-05 | 7.4701e-06 | 8.2173e-07 | 3.382e-06 | 8.7132e-05 | 7.6095e-06
741 | 9.7248e-07 | 1.8278e-05 | 1.0466e-05 | 1.612e-06 | 0 | 2.9377e-05 | 1.6063e-05 | 1.2914e-05 | 2.6433e-05 | 8.4719e-06 | 6.8712e-08 | 1.6994e-05 | 2.302e-06 | 6.9156e-06 | 7.4719e-06 | 0 | 0 | 8.7124e-05 | 6.836e-06
742 | 4.3889e-08 | 1.1212e-05 | 5.451e-06 | 0 | 0 | 8.4263e-06 | 9.0161e-06 | 4.0303e-06 | 9.9109e-06 | 4.647e-06 | 0 | 7.7259e-06 | 4.5152e-07 | 2.4667e-06 | 5.1595e-06 | 0 | 0 | 7.7572e-05 | 1.5925e-05
743 | 0 | 4.9281e-06 | 2.0382e-06 | 0 | 0 | 1.4626e-06 | 1.905e-06 | 1.4348e-06 | 3.0958e-06 | 1.0029e-06 | 0 | 1.8399e-06 | 1.3153e-09 | 5.0282e-07 | 9.0613e-08 | 0 | 0 | 7.5471e-05 | 1.7018e-05
744 | 0 | 1.2607e-06 | 8.9128e-07 | 0 | 0 | 9.9064e-08 | 1.2007e-07 | 1.4639e-07 | 5.8682e-07 | 0 | 0 | 5.1305e-07 | 6.0843e-10 | 2.1861e-07 | 0 | 0 | 0 | 8.9814e-05 | 2.6417e-05
745 | 0 | 0 | 7.8417e-08 | 0 | 0 | 3.5233e-08 | 0 | 0 | 2.6864e-08 | 0 | 0 | 2.785e-07 | 1.4763e-09 | 1.2177e-07 | 0 | 0 | 0 | 9.6585e-05 | 3.0754e-05
746 | 0 | 0 | 2.1596e-10 | 0 | 0 | 0 | 0 | 1.7334e-10 | 1.5082e-08 | 0 | 0 | 2.2514e-07 | 8.7685e-10 | 1.8604e-08 | 0 | 0 | 0 | 0.00010321 | 4.3126e-05
747 | 0 | 5.3345e-07 | 1.4397e-10 | 0 | 0 | 0 | 0 | 0 | 1.7438e-08 | 0 | 0 | 1.9108e-07 | 1.1363e-09 | 2.5141e-09 | 0 | 0 | 0 | 0.00011793 | 9.5624e-05
748 | 0 | 5.79e-07 | 2.3995e-10 | 0 | 0 | 0 | 0 | 0 | 0 | 0 | 0 | 1.8412e-07 | 8.7685e-10 | 2.7461e-09 | 0 | 0 | 0 | 0.00012432 | 0.00015089
749 | 0 | 5.79e-07 | 9.5981e-11 | 0 | 0 | 0 | 0 | 0 | 0 | 0 | 0 | 9.3029e-08 | 8.4106e-10 | 0 | 0 | 0 | 0 | 0.00013175 | 0.00019711
750 | 1.941e-09 | 4.5856e-07 | 2.5435e-10 | 5.9807e-10 | 0 | 1.0212e-08 | 9.5847e-10 | 8.2338e-11 | 0 | 0 | 3.4645e-10 | 3.948e-10 | 6.9745e-09 | 2.1955e-09 | 0 | 0 | 1.3913e-09 | 0.00012222 | 0.00021022
751 | 1.8271e-07 | 5.806e-07 | 2.522e-07 | 1.4869e-07 | 2.0558e-08 | 3.5541e-07 | 7.7213e-07 | 1.2904e-07 | 1.0493e-06 | 5.8401e-08 | 3.0064e-07 | 1.4105e-07 | 1.0149e-07 | 6.8149e-08 | 6.2378e-07 | 2.2712e-07 | 6.4642e-07 | 0.00010356 | 0.00025651
752 | 5.9187e-06 | 2.7694e-05 | 2.6015e-05 | 1.0798e-05 | 2.3534e-05 | 1.5989e-05 | 3.4962e-05 | 8.5345e-06 | 3.5987e-05 | 7.2797e-06 | 3.2261e-05 | 1.1782e-05 | 7.5391e-06 | 6.9997e-06 | 3.4767e-05 | 2.4479e-05 | 2.407e-05 | 0.00012685 | 0.00024422
753 | 3.8585e-05 | 8.4675e-05 | 8.5252e-05 | 2.818e-05 | 7.1715e-05 | 6.0348e-05 | 0.00014159 | 1.8871e-05 | 0.00010534 | 2.5545e-05 | 0.00015352 | 3.8939e-05 | 1.8713e-05 | 2.8821e-05 | 0.00016456 | 8.1083e-05 | 7.75e-05 | 0.00015339 | 0.00030791
754 | 7.6586e-05 | 0.00010088 | 0.00012971 | 5.884e-05 | 0.00012888 | 8.8377e-05 | 0.00021918 | 5.0781e-05 | 0.00015528 | 6.5566e-05 | 0.00019865 | 8.3932e-05 | 3.4895e-05 | 5.2448e-05 | 0.00026373 | 0.0001427 | 5.2445e-05 | 0.0001437 | 0.00030489
755 | 9.2745e-05 | 0.00014571 | 0.00018067 | 0.00016664 | 0.00015799 | 0.00016348 | 0.00029189 | 9.7741e-05 | 0.00019409 | 0.00012801 | 0.00025218 | 0.00018777 | 4.6189e-05 | 6.9836e-05 | 0.00032881 | 0.00018648 | 8.9818e-05 | 0.00012966 | 0.00029629
756 | 7.474e-05 | 0.00020475 | 0.0001562 | 0.00013808 | 0.00018469 | 0.00017378 | 0.00029407 | 0.00011141 | 0.0002236 | 0.00016438 | 0.00033736 | 0.00027159 | 4.8693e-05 | 8.1961e-05 | 0.00035938 | 0.00018738 | 0.00011216 | 0.00012563 | 0.00025369
757 | 0.00010376 | 0.00013925 | 0.00015585 | 0.00012412 | 0.00016013 | 0.00013761 | 0.00023934 | 0.00011365 | 0.0001876 | 0.00013498 | 0.00034192 | 0.00018124 | 4.406e-05 | 8.9083e-05 | 0.00038483 | 0.00014405 | 0.00010639 | 0.00011997 | 0.00023063
758 | 8.6962e-05 | 0.0001198 | 0.00014316 | 0.0001105 | 0.00011707 | 0.00010792 | 0.00021861 | 9.1469e-05 | 0.00015216 | 0.00010722 | 0.00026976 | 0.00013647 | 3.799e-05 | 8.8568e-05 | 0.00024053 | 0.00011599 | 7.463e-05 | 0.00012807 | 0.00024557
759 | 3.4739e-05 | 9.374e-05 | 0.00010324 | 9.416e-05 | 6.0605e-05 | 6.8559e-05 | 0.00018038 | 6.3861e-05 | 0.00013077 | 0.00013606 | 0.00025379 | 9.113e-05 | 1.9329e-05 | 7.5352e-05 | 0.00027786 | 7.8922e-05 | 2.5652e-05 | 0.00015243 | 0.00029199
760 | 3.0656e-05 | 0.00011027 | 0.00010081 | 4.9225e-05 | 3.3324e-05 | 4.869e-05 | 0.00011288 | 4.0013e-05 | 8.4159e-05 | 6.0018e-05 | 0.00013742 | 7.2478e-05 | 1.5609e-05 | 0.00014131 | 0.00013729 | 7.6885e-05 | 4.4144e-06 | 0.00017332 | 0.00026325
761 | 8.8721e-06 | 7.2231e-05 | 6.8418e-05 | 9.4298e-06 | 3.0731e-06 | 2.727e-05 | 4.8075e-05 | 1.3309e-05 | 4.9669e-05 | 1.7346e-05 | 4.176e-05 | 4.2807e-05 | 2.9696e-06 | 2.9997e-05 | 2.482e-05 | 2.5101e-05 | 2.0971e-06 | 0.00017396 | 0.00027083
762 | 2.475e-06 | 2.4753e-05 | 2.2574e-05 | 6.5038e-06 | 0 | 3.363e-05 | 2.3647e-05 | 7.21e-06 | 5.2131e-05 | 9.5802e-06 | 9.7537e-06 | 2.3959e-05 | 7.4715e-07 | 5.4617e-06 | 3.2259e-06 | 9.6366e-06 | 4.6509e-07 | 0.00018229 | 0.00033226
763 | 6.503e-08 | 8.716e-06 | 1.2483e-05 | 3.3124e-07 | 0 | 1.7471e-05 | 1.8839e-05 | 3.2808e-06 | 4.7278e-05 | 4.3956e-06 | 3.6965e-06 | 1.3924e-05 | 5.0537e-07 | 1.7127e-06 | 7.3596e-06 | 0 | 0 | 0.00016684 | 0.00038731
764 | 0 | 7.7089e-06 | 5.2895e-06 | 0 | 0 | 3.5577e-06 | 1.8386e-05 | 1.343e-06 | 3.0049e-05 | 9.8565e-07 | 9.8102e-07 | 5.9714e-06 | 1.7e-09 | 2.0088e-07 | 7.4629e-06 | 0 | 0 | 0.00013639 | 0.00033711
765 | 0 | 6.2019e-06 | 2.2035e-06 | 0 | 0 | 6.6803e-07 | 1.1137e-05 | 4.8501e-08 | 1.2146e-05 | 4.1294e-07 | 6.8134e-08 | 2.5034e-06 | 6.979e-10 | 4.8347e-10 | 5.1051e-06 | 0 | 0 | 0.00010829 | 0.00023912
766 | 0 | 5.7813e-07 | 3.8495e-07 | 0 | 0 | 0 | 2.1358e-06 | 0 | 2.1742e-06 | 0 | 0 | 4.9567e-07 | 8.0527e-10 | 0 | 3.8601e-07 | 0 | 0 | 8.7769e-05 | 0.00023811
767 | 0 | 0 | 3.7604e-08 | 0 | 0 | 1.8939e-10 | 5.2161e-07 | 0 | 1.3406e-06 | 0 | 0 | 9.8402e-08 | 5.5474e-10 | 0 | 0 | 0 | 0 | 8.7149e-05 | 0.00020052
768 | 0 | 0 | 3.6761e-08 | 0 | 0 | 0 | 1.8961e-08 | 0 | 5.3066e-07 | 0 | 0 | 8.542e-09 | 4.8316e-10 | 0 | 0 | 0 | 0 | 7.0888e-05 | 0.00018247
769 | 0 | 0 | 2.4235e-09 | 0 | 0 | 1.1983e-08 | 0 | 0 | 2.6864e-08 | 0 | 0 | 0 | 5.7264e-10 | 0 | 0 | 0 | 0 | 6.0497e-05 | 0.00019225
770 | 0 | 0 | 9.5981e-11 | 0 | 0 | 1.9135e-08 | 0 | 0 | 2.6393e-08 | 0 | 0 | 0 | 5.9053e-10 | 0 | 0 | 0 | 0 | 5.2428e-05 | 0.00022436
771 | 0 | 5.3389e-07 | 9.5981e-11 | 0 | 0 | 0 | 0 | 0 | 2.3565e-10 | 0 | 1.1548e-09 | 0 | 6.0843e-10 | 0 | 0 | 0 | 0 | 4.9897e-05 | 0.0002234
772 | 0 | 3.9681e-07 | 4.7991e-11 | 0 | 0 | 0 | 0 | 0 | 2.3565e-10 | 0 | 0 | 0 | 5.5474e-10 | 0 | 0 | 0 | 0 | 4.6962e-05 | 0.00024319
773 | 0 | 0 | 9.5981e-11 | 0 | 0 | 0 | 0 | 0 | 0 | 0 | 0 | 0 | 7.1579e-10 | 0 | 0 | 0 | 0 | 4.1882e-05 | 0.00026519
774 | 2.0461e-09 | 0 | 1.0798e-10 | 6.9008e-10 | 0 | 6.3445e-10 | 1.0085e-09 | 2.7301e-10 | 0 | 0 | 3.4645e-10 | 2.1535e-10 | 6.4645e-09 | 4.2642e-09 | 2.7184e-10 | 0 | 1.6139e-09 | 3.2521e-05 | 0.00026031
775 | 4.3888e-07 | 9.6398e-07 | 1.4256e-06 | 4.1881e-07 | 1.1329e-06 | 5.4319e-07 | 5.2812e-07 | 7.8895e-07 | 3.4018e-07 | 8.19e-08 | 5.3137e-07 | 1.2471e-06 | 1.1265e-07 | 4.1818e-07 | 8.8719e-07 | 1.3619e-06 | 7.8814e-07 | 3.5238e-05 | 0.00029149
776 | 2.5735e-05 | 3.1915e-05 | 5.357e-05 | 2.28e-05 | 4.8672e-05 | 2.0633e-05 | 3.3286e-05 | 2.6262e-05 | 2.0682e-05 | 1.834e-05 | 3.5151e-05 | 5.368e-05 | 1.4262e-05 | 1.9135e-05 | 3.7736e-05 | 4.7541e-05 | 1.9002e-05 | 3.4163e-05 | 0.00028965
777 | 7.3124e-05 | 9.959e-05 | 0.00017163 | 8.1527e-05 | 0.00013533 | 6.5369e-05 | 0.00011085 | 8.6015e-05 | 7.0622e-05 | 8.5783e-05 | 0.00011997 | 0.00020035 | 3.1772e-05 | 7.6127e-05 | 0.00010739 | 9.9481e-05 | 7.9373e-05 | 4.356e-05 | 0.00023182
778 | 0.00013981 | 0.00015254 | 0.00027888 | 0.00019804 | 0.0002459 | 0.00010069 | 0.00019696 | 0.00018644 | 0.00012873 | 0.00022777 | 0.00019219 | 0.00031724 | 5.9519e-05 | 0.00013398 | 0.00021254 | 0.0002227 | 0.00014577 | 3.7032e-05 | 0.00018808
779 | 0.0002259 | 0.00021548 | 0.00036229 | 0.00020722 | 0.00030421 | 0.00015548 | 0.00028344 | 0.00026752 | 0.00018608 | 0.00038059 | 0.00028334 | 0.00038545 | 9.6922e-05 | 0.00021588 | 0.00033521 | 0.00032468 | 0.00015405 | 2.661e-05 | 0.0001657
780 | 0.00020356 | 0.00030868 | 0.00041821 | 0.00025446 | 0.00037671 | 0.00021 | 0.00032898 | 0.00030861 | 0.00023194 | 0.00042163 | 0.00025719 | 0.00043406 | 8.6618e-05 | 0.00025043 | 0.00039381 | 0.00036365 | 0.00012859 | 1.5311e-05 | 0.00012479
781 | 0.00023016 | 0.00033353 | 0.00043886 | 0.0003405 | 0.00041926 | 0.00021542 | 0.00036502 | 0.00031189 | 0.00025468 | 0.00032261 | 0.00032382 | 0.00045825 | 8.952e-05 | 0.00026074 | 0.00037373 | 0.00038885 | 0.00012278 | 1.5267e-05 | 9.1711e-05
782 | 0.00021014 | 0.00030093 | 0.00040232 | 0.00026444 | 0.00037902 | 0.00019267 | 0.00033811 | 0.00026048 | 0.00026595 | 0.00030345 | 0.00032647 | 0.00041527 | 9.681e-05 | 0.00022908 | 0.00036829 | 0.00037348 | 0.00014405 | 3.1375e-05 | 8.2898e-05
783 | 0.00012161 | 0.00025892 | 0.0003254 | 0.00020421 | 0.00029971 | 0.00019716 | 0.0002395 | 0.00019227 | 0.00021392 | 0.00027718 | 0.00022891 | 0.00033976 | 5.1731e-05 | 0.00020546 | 0.00024345 | 0.00029133 | 8.2952e-05 | 2.8201e-05 | 0.00011299
784 | 9.1855e-05 | 0.00018744 | 0.00020984 | 0.00011743 | 0.00016476 | 0.00013044 | 0.00014498 | 0.0001308 | 0.00011891 | 0.00017445 | 0.0001364 | 0.0002019 | 2.7369e-05 | 0.00020049 | 0.00010472 | 0.00018638 | 4.9398e-05 | 2.7049e-05 | 0.00012424
785 | 2.5429e-05 | 0.00010603 | 9.3771e-05 | 3.0546e-05 | 2.4737e-05 | 4.4441e-05 | 5.5375e-05 | 5.069e-05 | 5.7548e-05 | 4.5737e-05 | 4.6379e-05 | 6.96e-05 | 6.1114e-06 | 0.00013684 | 2.5089e-05 | 6.7048e-05 | 9.0864e-06 | 2.8712e-05 | 0.00011661
786 | 1.3278e-05 | 8.8491e-05 | 7.8107e-05 | 2.1198e-05 | 0 | 4.6358e-05 | 3.7284e-05 | 3.4041e-05 | 6.0142e-05 | 2.9878e-05 | 2.5927e-05 | 5.5014e-05 | 2.7231e-06 | 0.00010939 | 3.2165e-06 | 4.236e-05 | 8.4866e-07 | 2.636e-05 | 0.0001421
787 | 5.428e-06 | 4.9886e-05 | 6.4862e-05 | 1.383e-05 | 0 | 3.6412e-05 | 2.9042e-05 | 2.6316e-05 | 6.6287e-05 | 1.6661e-05 | 1.333e-05 | 5.209e-05 | 1.3087e-06 | 8.0965e-05 | 7.3559e-06 | 3.7969e-05 | 4.8808e-07 | 2.4973e-05 | 8.1161e-05
788 | 3.2292e-07 | 2.7096e-05 | 2.9289e-05 | 6.9008e-06 | 0 | 1.7207e-05 | 1.6916e-05 | 1.5336e-05 | 3.8069e-05 | 1.1846e-05 | 6.4035e-07 | 3.1043e-05 | 2.5289e-07 | 2.7071e-05 | 7.4574e-06 | 3.298e-06 | 0 | 1.6329e-05 | 7.6275e-05
789 | 1.6591e-07 | 1.3586e-05 | 1.315e-05 | 2.1862e-06 | 0 | 5.9275e-06 | 1.2021e-05 | 6.8996e-06 | 1.7669e-05 | 5.66e-06 | 0 | 1.6982e-05 | 6.0843e-10 | 3.7188e-06 | 6.8141e-06 | 0 | 0 | 1.4581e-05 | 4.1854e-05
790 | 0 | 8.5083e-06 | 5.2028e-06 | 0 | 0 | 1.3426e-06 | 6.5029e-06 | 3.353e-06 | 2.769e-06 | 4.2626e-06 | 0 | 6.6358e-06 | 6.979e-10 | 1.3254e-06 | 3.1569e-06 | 0 | 0 | 1.4634e-05 | 2.3398e-05
791 | 0 | 2.4142e-06 | 1.16e-06 | 0 | 0 | 9.0224e-08 | 4.9042e-07 | 4.7983e-07 | 1.61e-06 | 1.2506e-06 | 1.1548e-09 | 1.2737e-06 | 6.6211e-10 | 1.8273e-07 | 0 | 0 | 0 | 1.7821e-05 | 1.5409e-05
792 | 0 | 5.4572e-08 | 4.6635e-07 | 0 | 0 | 8.0679e-09 | 1.7711e-08 | 3.1953e-08 | 4.1798e-07 | 0 | 0 | 2.9344e-07 | 6.4422e-10 | 3.307e-08 | 0 | 0 | 0 | 2.251e-05 | 8.5168e-06
793 | 0 | 0 | 1.8817e-07 | 0 | 0 | 0 | 0 | 0 | 2.2858e-08 | 0 | 0 | 4.9102e-08 | 5.7264e-10 | 3.2232e-10 | 0 | 0 | 0 | 3.302e-05 | 8.9726e-06
794 | 0 | 0 | 2.7355e-09 | 0 | 0 | 0 | 0 | 0 | 1.461e-08 | 0 | 0 | 0 | 6.8001e-10 | 3.7002e-09 | 0 | 0 | 0 | 3.9911e-05 | 2.551e-05
795 | 0 | 5.3302e-07 | 9.5981e-11 | 0 | 0 | 0 | 0 | 0 | 2.3565e-10 | 0 | 0 | 0 | 6.2632e-10 | 0 | 0 | 0 | 0 | 5.6196e-05 | 5.6835e-05
796 | 0 | 5.7944e-07 | 2.8794e-10 | 0 | 0 | 0 | 0 | 0 | 0 | 0 | 0 | 0 | 5.5474e-10 | 0 | 0 | 0 | 0 | 5.6219e-05 | 6.3357e-05
797 | 0 | 5.7813e-07 | 9.5981e-11 | 0 | 0 | 0 | 0 | 0 | 1.4139e-08 | 0 | 0 | 0 | 5.5474e-10 | 0 | 0 | 0 | 0 | 5.5068e-05 | 5.8779e-05
798 | 1.8668e-09 | 2.1154e-07 | 8.8903e-09 | 6.4407e-10 | 0 | 5.7953e-10 | 9.5847e-10 | 6.5437e-10 | 4.713e-11 | 0 | 3.4645e-10 | 3.5891e-10 | 4.9703e-09 | 3.7233e-09 | 1.3592e-10 | 0 | 1.2244e-09 | 5.658e-05 | 6.8869e-05
799 | 2.4714e-06 | 4.5993e-07 | 2.3231e-07 | 1.6906e-06 | 1.4134e-07 | 1.8165e-06 | 8.0644e-07 | 1.7262e-06 | 1.0726e-06 | 1.5328e-07 | 6.025e-07 | 3.4507e-07 | 2.5998e-07 | 3.3104e-07 | 6.9826e-07 | 3.1676e-07 | 2.0183e-06 | 5.6651e-05 | 9.6483e-05
800 | 3.2704e-05 | 2.4275e-05 | 1.2817e-05 | 3.8475e-05 | 1.7055e-05 | 3.6634e-05 | 2.9791e-05 | 3.7256e-05 | 3.1366e-05 | 1.5872e-05 | 3.5625e-05 | 1.6233e-05 | 1.1802e-05 | 1.4598e-05 | 4.3904e-05 | 1.7039e-05 | 3.2943e-05 | 6.2045e-05 | 0.00015371
801 | 7.6521e-05 | 6.5676e-05 | 4.8998e-05 | 5.3302e-05 | 4.8357e-05 | 7.3782e-05 | 8.8498e-05 | 7.2526e-05 | 8.4715e-05 | 9.2913e-05 | 0.00010033 | 5.0995e-05 | 2.817e-05 | 5.0439e-05 | 0.00014166 | 6.8764e-05 | 9.16e-05 | 8.0819e-05 | 0.00016962
802 | 0.00011736 | 0.00012813 | 0.00010281 | 7.8699e-05 | 0.00013986 | 9.6577e-05 | 0.00013495 | 0.00011693 | 0.0001169 | 0.00011419 | 0.00011655 | 0.00010142 | 1.8801e-05 | 5.6971e-05 | 0.00015836 | 0.00014792 | 9.1764e-05 | 7.5147e-05 | 0.00011381
803 | 0.00016127 | 0.00018534 | 0.00011912 | 9.8069e-05 | 0.0002233 | 0.00013681 | 0.00022861 | 0.00012526 | 0.00016919 | 0.00014547 | 0.00019038 | 0.00013214 | 3.6813e-05 | 7.3339e-05 | 0.00023564 | 0.00018939 | 7.7004e-05 | 5.488e-05 | 9.8486e-05
804 | 0.0001271 | 0.00017251 | 0.00010744 | 0.00010428 | 0.00016508 | 0.00012038 | 0.00025655 | 0.00011037 | 0.00020881 | 0.00016607 | 0.00020285 | 0.0001447 | 3.8378e-05 | 9.7279e-05 | 0.00028473 | 0.00014746 | 8.8075e-05 | 4.0146e-05 | 0.00010324
805 | 7.7982e-05 | 0.000211 | 0.0001079 | 9.1498e-05 | 0.00020757 | 0.00011161 | 0.00018456 | 9.9448e-05 | 0.00018668 | 0.00012214 | 0.00015285 | 0.00011342 | 4.4436e-05 | 0.00010037 | 0.00024485 | 0.00017884 | 6.4451e-05 | 3.117e-05 | 0.00010492
806 | 5.3018e-05 | 0.00014194 | 9.3519e-05 | 8.2072e-05 | 0.0001395 | 8.9208e-05 | 0.00012897 | 8.2737e-05 | 0.00014269 | 0.00012526 | 8.4627e-05 | 0.00011448 | 6.6434e-05 | 7.5976e-05 | 0.00013018 | 0.00013469 | 5.7364e-05 | 3.9958e-05 | 0.00011274
807 | 5.9093e-05 | 8.4391e-05 | 5.2926e-05 | 4.1082e-05 | 7.7489e-05 | 6.1056e-05 | 7.8614e-05 | 7.2704e-05 | 9.4412e-05 | 5.5778e-05 | 3.9247e-05 | 5.9051e-05 | 5.191e-05 | 5.2259e-05 | 5.3689e-05 | 7.1567e-05 | 3.4466e-05 | 6.2119e-05 | 0.00013098
808 | 4.1706e-05 | 9.4785e-05 | 7.1524e-05 | 2.8618e-05 | 2.8644e-05 | 4.3159e-05 | 5.9494e-05 | 4.2082e-05 | 6.447e-05 | 3.7214e-05 | 3.4093e-05 | 4.5548e-05 | 2.8729e-05 | 0.00013054 | 2.6077e-05 | 7.274e-05 | 1.9734e-05 | 7.8637e-05 | 0.00015352
809 | 8.5278e-06 | 7.2141e-05 | 2.3175e-05 | 4.3055e-06 | 1.4851e-06 | 2.0583e-05 | 3.3046e-05 | 1.2768e-05 | 4.6631e-05 | 1.4007e-05 | 1.5507e-05 | 2.3361e-05 | 4.4632e-06 | 2.2014e-05 | 3.8852e-06 | 2.4329e-05 | 1.3034e-06 | 7.8007e-05 | 0.00014008
810 | 5.7459e-06 | 3.0451e-05 | 1.0052e-05 | 5.7752e-06 | 0 | 3.1895e-05 | 1.6184e-05 | 9.8164e-06 | 5.8287e-05 | 1.2029e-05 | 3.5346e-06 | 1.3395e-05 | 6.7365e-07 | 4.5547e-06 | 3.2229e-06 | 2.7142e-06 | 1.7937e-07 | 7.0582e-05 | 0.00018961
811 | 1.1075e-06 | 1.0868e-05 | 5.6026e-06 | 1.6562e-07 | 0 | 1.5052e-05 | 8.5787e-06 | 4.3e-06 | 5.076e-05 | 5.1733e-06 | 6.6979e-07 | 9.5612e-06 | 1.2186e-06 | 1.6957e-06 | 7.3559e-06 | 0 | 0 | 6.3362e-05 | 0.000208
812 | 2.7941e-08 | 9.156e-06 | 2.5315e-06 | 0 | 0 | 3.9236e-06 | 8.1411e-06 | 1.2007e-06 | 1.7465e-05 | 1.0368e-06 | 0 | 3.5302e-06 | 8.3193e-08 | 3.283e-07 | 3.9235e-06 | 0 | 0 | 5.3262e-05 | 0.00024115
813 | 0 | 7.2985e-06 | 6.209e-07 | 0 | 0 | 7.6216e-07 | 1.9355e-06 | 1.5492e-07 | 4.4848e-06 | 5.4198e-07 | 0 | 1.0228e-06 | 8.7685e-10 | 4.7004e-08 | 0 | 0 | 0 | 4.297e-05 | 0.00023281
814 | 0 | 2.9955e-06 | 2.2308e-07 | 0 | 0 | 4.5453e-09 | 0 | 0 | 1.0435e-06 | 0 | 0 | 1.2303e-07 | 8.2316e-10 | 1.0422e-08 | 0 | 0 | 0 | 3.96e-05 | 0.00022836
815 | 0 | 4.7792e-07 | 2.3683e-08 | 0 | 0 | 1.8939e-10 | 0 | 0 | 4.9628e-07 | 0 | 0 | 5.7426e-09 | 6.4422e-10 | 1.3269e-09 | 0 | 0 | 0 | 3.6391e-05 | 0.0002387
816 | 0 | 0 | 9.5981e-11 | 0 | 0 | 0 | 1.6669e-08 | 0 | 9.1432e-08 | 0 | 1.1548e-09 | 9.6906e-10 | 8.2316e-10 | 1.0744e-11 | 0 | 0 | 0 | 2.9073e-05 | 0.00018852
817 | 0 | 0 | 1.1998e-10 | 0 | 0 | 0 | 0 | 0 | 4.713e-10 | 0 | 0 | 0 | 8.0527e-10 | 0 | 0 | 0 | 0 | 2.4522e-05 | 0.00015374
818 | 0 | 0 | 9.5981e-11 | 0 | 0 | 0 | 0 | 0 | 2.8278e-08 | 0 | 0 | 0 | 8.2316e-10 | 0 | 0 | 0 | 0 | 2.5197e-05 | 0.00013834
819 | 0 | 5.3345e-07 | 4.7991e-11 | 0 | 0 | 0 | 0 | 0 | 0 | 0 | 0 | 0 | 8.2316e-10 | 0 | 0 | 0 | 0 | 2.2825e-05 | 0.00015597
820 | 0 | 3.1228e-07 | 9.5981e-11 | 0 | 0 | 0 | 0 | 0 | 2.3565e-10 | 0 | 0 | 0 | 8.5895e-10 | 0 | 0 | 0 | 0 | 2.0359e-05 | 0.00018778
821 | 0 | 0 | 1.6797e-10 | 0 | 0 | 0 | 0 | 0 | 0 | 0 | 0 | 0 | 8.7685e-10 | 0 | 0 | 0 | 0 | 2.425e-05 | 0.00021698
822 | 1.9163e-09 | 7.8835e-10 | 1.0798e-10 | 6.9008e-10 | 0 | 5.1892e-10 | 9.8347e-10 | 9.5049e-10 | 0 | 0 | 4.0419e-10 | 8.9727e-10 | 8.6745e-09 | 4.9312e-09 | 9.1972e-09 | 0 | 1.3357e-09 | 2.5609e-05 | 0.00016892
823 | 5.0047e-06 | 1.7918e-06 | 1.4051e-06 | 5.0769e-07 | 6.4276e-07 | 8.1312e-07 | 1.4612e-06 | 2.9092e-06 | 1.5318e-06 | 2.6915e-07 | 4.1023e-07 | 4.8441e-07 | 1.2683e-06 | 4.708e-07 | 9.6657e-07 | 6.579e-07 | 1.2707e-06 | 2.4595e-05 | 0.00019306
824 | 6.3132e-05 | 4.835e-05 | 5.1143e-05 | 2.3513e-05 | 5.1555e-05 | 2.567e-05 | 5.1392e-05 | 5.0731e-05 | 4.1775e-05 | 4.3304e-05 | 2.2695e-05 | 3.9143e-05 | 2.5587e-05 | 2.4687e-05 | 4.4265e-05 | 4.4267e-05 | 3.5971e-05 | 2.845e-05 | 0.00017177
825 | 0.00019589 | 0.00014973 | 0.00017065 | 7.9751e-05 | 0.00013225 | 8.3432e-05 | 0.00018028 | 0.00013194 | 0.00014168 | 0.00014419 | 9.05e-05 | 0.00019092 | 9.8324e-05 | 6.7174e-05 | 0.00016675 | 0.00014734 | 0.00010921 | 4.4229e-05 | 0.000142
826 | 0.00023818 | 0.00024388 | 0.00028216 | 0.0001132 | 0.00021024 | 0.00012743 | 0.00031243 | 0.00017809 | 0.00022025 | 0.0001415 | 0.00028221 | 0.00029546 | 0.00023989 | 0.00011661 | 0.00033456 | 0.00026177 | 0.00012916 | 3.4967e-05 | 0.00014126
827 | 0.00026026 | 0.00026719 | 0.00035252 | 8.6806e-05 | 0.00027007 | 0.00013628 | 0.00037953 | 0.00019692 | 0.00027388 | 0.00028963 | 0.00036279 | 0.00038532 | 0.00026191 | 0.00020528 | 0.0004587 | 0.00019256 | 0.0001891 | 2.5462e-05 | 0.00012065
828 | 0.00033444 | 0.00020176 | 0.0003861 | 0.00011765 | 0.0002356 | 0.00015063 | 0.0003696 | 0.00021497 | 0.00028491 | 0.00028667 | 0.00037201 | 0.00040727 | 0.00030781 | 0.0001669 | 0.00049882 | 0.00023053 | 0.00015247 | 2.2984e-05 | 0.00014991
829 | 0.00016549 | 0.00020333 | 0.00038746 | 0.00012976 | 0.00017366 | 0.00013131 | 0.00031772 | 0.00015242 | 0.00023225 | 0.00021252 | 0.00034328 | 0.00035154 | 0.00021342 | 0.00013389 | 0.00040414 | 0.00021015 | 0.00014731 | 3.4942e-05 | 0.00018322
830 | 0.00012696 | 0.00014824 | 0.00027077 | 0.00013528 | 0.00017793 | 9.0292e-05 | 0.00026046 | 0.0001028 | 0.00018423 | 0.00011337 | 0.00028024 | 0.00026947 | 0.00012466 | 7.4123e-05 | 0.00035857 | 0.00021437 | 8.8743e-05 | 3.8189e-05 | 0.0001546
831 | 7.3309e-05 | 9.2436e-05 | 0.00012033 | 9.9395e-05 | 0.00014288 | 6.6775e-05 | 0.00016005 | 6.8326e-05 | 0.00012764 | 5.1444e-05 | 0.00014928 | 0.00010949 | 4.7586e-05 | 5.052e-05 | 0.00017843 | 0.00011128 | 3.615e-05 | 4.3713e-05 | 0.00014097
832 | 2.7894e-05 | 9.6239e-05 | 9.8721e-05 | 5.17e-05 | 4.9364e-05 | 4.6673e-05 | 8.1124e-05 | 4.2786e-05 | 7.954e-05 | 4.1927e-05 | 7.0272e-05 | 6.3649e-05 | 3.9402e-05 | 0.00014803 | 6.4961e-05 | 9.2236e-05 | 2.1435e-05 | 5.9236e-05 | 0.00019415
833 | 1.3137e-05 | 8.124e-05 | 7.544e-05 | 1.0491e-05 | 3.3101e-06 | 2.3839e-05 | 4.279e-05 | 3.0268e-05 | 5.2487e-05 | 2.752e-05 | 3.1887e-05 | 4.7871e-05 | 8.1847e-06 | 9.4062e-05 | 8.2984e-06 | 3.4587e-05 | 4.677e-06 | 7.0833e-05 | 0.00021358
834 | 1.1805e-05 | 5.3048e-05 | 7.4938e-05 | 6.7576e-06 | 0 | 3.3906e-05 | 3.8343e-05 | 2.2241e-05 | 6.1597e-05 | 1.5832e-05 | 2.2608e-05 | 4.7351e-05 | 8.7312e-06 | 1.3166e-05 | 3.2119e-06 | 1.7953e-05 | 1.9071e-06 | 8.5345e-05 | 0.00027886
835 | 7.7901e-06 | 2.407e-05 | 4.76e-05 | 3.6436e-06 | 0 | 1.8645e-05 | 3.1974e-05 | 1.4123e-05 | 6.3377e-05 | 1.1046e-05 | 1.9127e-05 | 3.8527e-05 | 6.1407e-06 | 6.6844e-06 | 7.3958e-06 | 1.7953e-05 | 7.5855e-07 | 0.00010338 | 0.00026022
836 | 4.2264e-06 | 1.3858e-05 | 2.0705e-05 | 0 | 0 | 4.1379e-06 | 2.2165e-05 | 6.4637e-06 | 3.9657e-05 | 2.4413e-06 | 7.2753e-07 | 2.0359e-05 | 1.5964e-06 | 2.801e-06 | 7.4502e-06 | 1.1454e-06 | 3.2279e-08 | 0.00010944 | 0.00023533
837 | 7.6453e-07 | 8.8863e-06 | 9.9803e-06 | 0 | 0 | 1.3782e-06 | 1.3168e-05 | 1.3892e-06 | 1.47e-05 | 6.7103e-07 | 0 | 8.5097e-06 | 6.8251e-07 | 7.457e-07 | 7.4592e-06 | 0 | 0 | 0.00012051 | 0.0002975
838 | 0 | 2.9686e-06 | 3.9631e-06 | 0 | 0 | 6.4557e-08 | 7.576e-06 | 6.443e-07 | 2.5921e-06 | 4.9159e-09 | 0 | 3.4774e-06 | 6.1379e-09 | 1.1587e-07 | 5.5364e-06 | 0 | 0 | 0.00012581 | 0.00031443
839 | 0 | 9.4865e-08 | 7.8062e-07 | 0 | 0 | 0 | 1.1052e-06 | 1.225e-07 | 1.7767e-06 | 0 | 1.1548e-09 | 1.1755e-06 | 9.4843e-10 | 1.5652e-08 | 1.3773e-07 | 0 | 0 | 0.00017718 | 0.00024222
840 | 0 | 0 | 6.0372e-08 | 0 | 0 | 0 | 1.8753e-08 | 0 | 5.3086e-07 | 0 | 0 | 2.3201e-07 | 8.2316e-10 | 3.8248e-09 | 0 | 0 | 0 | 0.00019509 | 0.00025219
841 | 0 | 0 | 1.7037e-09 | 0 | 0 | 1.1983e-08 | 0 | 0 | 2.4036e-08 | 0 | 0 | 4.0248e-08 | 7.6948e-10 | 0 | 0 | 0 | 0 | 0.00018917 | 0.00034898
842 | 0 | 0 | 2.1596e-10 | 0 | 0 | 0 | 3.7505e-09 | 0 | 2.8278e-08 | 0 | 0 | 0 | 8.7685e-10 | 1.0744e-11 | 0 | 0 | 0 | 0.00020758 | 0.00024694
843 | 0 | 5.3345e-07 | 4.7991e-11 | 0 | 0 | 0 | 0 | 0 | 4.713e-10 | 0 | 0 | 0 | 8.5895e-10 | 0 | 0 | 0 | 0 | 0.00022809 | 0.00021071
844 | 0 | 5.628e-07 | 0 | 0 | 0 | 0 | 0 | 0 | 0 | 0 | 0 | 0 | 8.5895e-10 | 0 | 0 | 0 | 0 | 0.0002437 | 0.00014006
845 | 0 | 7.8835e-09 | 1.4397e-10 | 0 | 0 | 0 | 0 | 0 | 2.3565e-10 | 0 | 0 | 0 | 8.7685e-10 | 0 | 0 | 0 | 0 | 0.00025159 | 0.00017224
846 | 1.7679e-09 | 0 | 3.4793e-10 | 6.4407e-10 | 0 | 5.7006e-10 | 1.046e-09 | 1.8923e-10 | 0 | 0 | 3.4645e-10 | 2.1535e-10 | 7.0058e-09 | 1.8547e-09 | 9.1972e-09 | 0 | 1.2244e-09 | 0.00025946 | 0.00017293
847 | 1.3967e-07 | 4.3364e-08 | 2.2676e-09 | 9.9417e-08 | 0 | 1.8165e-07 | 4.0124e-08 | 7.7955e-08 | 4.146e-08 | 2.8955e-08 | 6.3515e-10 | 1.432e-08 | 2.4462e-07 | 9.0393e-08 | 2.7184e-10 | 0 | 7.9027e-09 | 0.00025169 | 0.00019823
848 | 7.3709e-06 | 3.7246e-06 | 2.1053e-06 | 8.1732e-06 | 2.409e-06 | 5.0865e-06 | 6.4754e-06 | 7.3421e-06 | 3.3796e-06 | 2.016e-06 | 1.7414e-06 | 2.4933e-06 | 2.0559e-05 | 5.437e-06 | 6.1812e-06 | 2.554e-06 | 3.8855e-06 | 0.00023361 | 0.00010987
849 | 2.8404e-05 | 2.466e-05 | 2.5366e-05 | 1.9559e-05 | 2.2251e-05 | 2.5616e-05 | 2.8593e-05 | 2.6626e-05 | 1.3527e-05 | 2.2819e-05 | 2.25e-05 | 1.4249e-05 | 0.00012986 | 2.3264e-05 | 2.9403e-05 | 2.2031e-05 | 3.4513e-05 | 0.00023312 | 8.8117e-05
850 | 4.6872e-05 | 7.0129e-05 | 6.6602e-05 | 2.9446e-05 | 7.3502e-05 | 4.8761e-05 | 7.1623e-05 | 3.7172e-05 | 2.8416e-05 | 6.5604e-05 | 4.182e-05 | 4.6797e-05 | 0.00027746 | 3.9772e-05 | 6.7961e-05 | 8.0225e-05 | 4.2248e-05 | 0.00022854 | 0.00016749
851 | 4.8303e-05 | 0.000131 | 7.8056e-05 | 2.7043e-05 | 0.00011113 | 8.9241e-05 | 0.00011212 | 5.2957e-05 | 6.1537e-05 | 9.8769e-05 | 4.8282e-05 | 8.9076e-05 | 0.00022565 | 5.8611e-05 | 8.7112e-05 | 0.00011418 | 5.8944e-05 | 0.00020555 | 0.00033654
852 | 6.0816e-05 | 0.00014202 | 7.2833e-05 | 7.3159e-05 | 0.00014442 | 0.00011736 | 0.00011358 | 6.8873e-05 | 5.8556e-05 | 0.00012169 | 6.5376e-05 | 0.00010584 | 0.00013677 | 8.4208e-05 | 9.6915e-05 | 0.00013817 | 8.0675e-05 | 0.00016755 | 0.0003994
853 | 7.4634e-05 | 0.00012003 | 9.501e-05 | 9.5733e-05 | 0.00013929 | 0.00011929 | 0.00010478 | 8.9695e-05 | 5.0415e-05 | 8.7468e-05 | 0.00010726 | 0.00010293 | 0.00017538 | 9.8356e-05 | 0.00012208 | 0.00014886 | 9.5784e-05 | 0.00016065 | 0.0004668
854 | 4.9148e-05 | 0.0001084 | 7.9671e-05 | 7.8027e-05 | 9.0256e-05 | 0.00010847 | 0.00010063 | 6.2173e-05 | 4.753e-05 | 0.00010873 | 0.00012046 | 7.2705e-05 | 0.00023973 | 6.862e-05 | 0.0001475 | 9.1446e-05 | 9.2145e-05 | 0.00016194 | 0.00053054
855 | 4.1616e-05 | 6.6489e-05 | 3.9448e-05 | 5.9077e-05 | 4.7378e-05 | 6.7916e-05 | 7.2797e-05 | 5.2217e-05 | 3.8805e-05 | 5.5515e-05 | 7.9545e-05 | 4.9137e-05 | 0.00019248 | 5.9131e-05 | 0.00010461 | 5.2282e-05 | 4.4944e-05 | 0.0001532 | 0.00048
856 | 2.8907e-05 | 8.3136e-05 | 5.755e-05 | 3.8841e-05 | 1.4766e-05 | 4.8878e-05 | 4.1013e-05 | 3.2937e-05 | 2.7935e-05 | 3.634e-05 | 3.6913e-05 | 4.4184e-05 | 0.0001071 | 0.00012755 | 2.4961e-05 | 4.0792e-05 | 2.938e-05 | 0.00014802 | 0.00054491
857 | 8.3754e-06 | 3.7589e-05 | 1.2071e-05 | 9.4559e-06 | 1.4614e-06 | 1.7181e-05 | 1.2212e-05 | 9.8828e-06 | 1.6586e-05 | 1.0753e-05 | 3.7673e-06 | 1.1086e-05 | 3.4121e-05 | 1.9701e-05 | 2.0364e-06 | 1.1655e-05 | 3.5558e-06 | 0.00013734 | 0.00047689
858 | 3.2204e-06 | 1.2087e-05 | 7.0079e-06 | 3.2687e-06 | 0 | 2.5193e-05 | 4.1545e-06 | 4.5416e-06 | 1.3549e-05 | 5.6209e-06 | 7.9931e-07 | 7.6341e-06 | 5.6505e-06 | 3.0299e-06 | 3.2083e-06 | 6.2252e-09 | 3.0531e-07 | 0.00011754 | 0.00045564
859 | 0 | 4.0378e-06 | 3.9326e-06 | 0 | 0 | 9.3915e-06 | 3.0034e-06 | 1.3832e-06 | 7.3692e-06 | 1.697e-06 | 0 | 4.3068e-06 | 4.0284e-06 | 1.0323e-06 | 4.5343e-06 | 0 | 0 | 0.00010043 | 0.00043716
860 | 0 | 6.7824e-06 | 1.1851e-06 | 0 | 0 | 4.3299e-06 | 4.5772e-06 | 2.563e-07 | 4.3929e-07 | 8.5709e-07 | 0 | 1.2132e-06 | 1.3378e-07 | 1.108e-07 | 0 | 0 | 0 | 8.3172e-05 | 0.00038087
861 | 0 | 4.0899e-06 | 2.8581e-07 | 0 | 0 | 9.3768e-07 | 1.9588e-07 | 1.9068e-09 | 2.1897e-08 | 5.4075e-08 | 1.1548e-09 | 2.4989e-07 | 5.1895e-10 | 1.9339e-10 | 0 | 0 | 0 | 7.9049e-05 | 0.00028158
862 | 0 | 2.6103e-08 | 2.6779e-08 | 0 | 0 | 4.0908e-09 | 0 | 0 | 1.4139e-07 | 0 | 0 | 1.8915e-08 | 8.4106e-10 | 0 | 0 | 0 | 0 | 6.3851e-05 | 0.00037331
863 | 0 | 0 | 1.0635e-07 | 0 | 0 | 1.7438e-08 | 0 | 0 | 0 | 0 | 0 | 0 | 8.7685e-10 | 0 | 0 | 0 | 0 | 4.5989e-05 | 0.0003637
864 | 0 | 0 | 5.327e-09 | 0 | 0 | 0 | 1.5419e-08 | 0 | 0 | 0 | 0 | 0 | 8.4106e-10 | 0 | 0 | 0 | 0 | 4.0708e-05 | 0.00034197
865 | 0 | 0 | 1.4397e-10 | 0 | 0 | 0 | 0 | 0 | 0 | 0 | 0 | 0 | 8.2316e-10 | 0 | 0 | 0 | 0 | 3.3075e-05 | 0.00033327
866 | 0 | 0 | 4.7991e-11 | 0 | 0 | 0 | 0 | 0 | 0 | 0 | 0 | 0 | 8.9474e-10 | 0 | 0 | 0 | 0 | 3.8056e-05 | 0.00029309
867 | 0 | 5.3345e-07 | 9.5981e-11 | 0 | 0 | 0 | 0 | 0 | 0 | 0 | 0 | 0 | 8.7685e-10 | 0 | 0 | 0 | 0 | 4.2551e-05 | 0.00026843
868 | 0 | 1.6643e-08 | 4.7991e-11 | 0 | 0 | 0 | 0 | 0 | 0 | 0 | 0 | 0 | 9.1264e-10 | 0 | 0 | 0 | 0 | 3.986e-05 | 0.00028626
869 | 0 | 0 | 9.5981e-11 | 0 | 0 | 0 | 0 | 0 | 0 | 0 | 0 | 0 | 8.9474e-10 | 1.0744e-11 | 0 | 0 | 0 | 3.3805e-05 | 0.00032406
870 | 1.7247e-09 | 0 | 1.3437e-10 | 6.4407e-10 | 0 | 5.3407e-10 | 1.0001e-09 | 2.9468e-10 | 4.713e-11 | 0 | 3.4645e-10 | 7.5371e-10 | 1.6537e-08 | 1.5334e-09 | 1.3592e-10 | 0 | 1.2244e-09 | 3.6183e-05 | 0.00032551
871 | 1.9076e-06 | 1.9326e-08 | 2.6873e-07 | 3.0469e-07 | 4.0113e-09 | 2.3766e-07 | 8.8162e-08 | 8.8503e-07 | 2.2402e-08 | 4.8471e-08 | 1.9054e-09 | 1.4022e-07 | 2.2914e-06 | 5.2234e-08 | 3.8963e-09 | 8.3521e-08 | 1.0442e-06 | 3.9054e-05 | 0.00027605
872 | 2.5724e-05 | 2.368e-06 | 2.0345e-05 | 1.2583e-05 | 8.8446e-06 | 1.0161e-05 | 5.6316e-06 | 2.1013e-05 | 2.3084e-06 | 4.5622e-06 | 2.6403e-06 | 1.1547e-05 | 5.2423e-05 | 5.6012e-06 | 4.7079e-06 | 1.1241e-05 | 2.2721e-05 | 5.0376e-05 | 0.00027903
873 | 8.7028e-05 | 1.4114e-05 | 6.7389e-05 | 3.6696e-05 | 5.2309e-05 | 3.598e-05 | 2.3194e-05 | 7.2937e-05 | 9.6021e-06 | 2.1802e-05 | 1.5925e-05 | 3.4259e-05 | 0.00014984 | 2.885e-05 | 2.2746e-05 | 4.6154e-05 | 8.3683e-05 | 5.8029e-05 | 0.00025361
874 | 0.00014248 | 3.4206e-05 | 0.00011097 | 7.1262e-05 | 7.9881e-05 | 6.3199e-05 | 6.3e-05 | 9.9673e-05 | 2.386e-05 | 6.3978e-05 | 3.8602e-05 | 6.9919e-05 | 0.00024103 | 6.7209e-05 | 4.096e-05 | 9.1323e-05 | 0.00015619 | 5.4032e-05 | 0.00026202
875 | 0.00018431 | 6.0848e-05 | 0.00014336 | 9.1071e-05 | 6.9685e-05 | 8.1127e-05 | 9.2848e-05 | 0.00011097 | 5.4202e-05 | 0.0001101 | 6.9368e-05 | 0.00020258 | 0.00024446 | 0.00012195 | 7.2707e-05 | 0.00010834 | 0.00017302 | 3.3024e-05 | 0.00022517
876 | 0.000232 | 8.3074e-05 | 0.00014548 | 9.0742e-05 | 8.7436e-05 | 9.2691e-05 | 0.00010676 | 0.0001241 | 9.0044e-05 | 0.00011726 | 9.3311e-05 | 0.00031782 | 0.00021731 | 0.00018142 | 0.00013514 | 0.00010092 | 0.00013774 | 2.2792e-05 | 0.00025849
877 | 0.00016084 | 7.3006e-05 | 0.00013364 | 0.0001038 | 9.6374e-05 | 8.2495e-05 | 0.00010552 | 0.00011922 | 8.2509e-05 | 0.00014138 | 8.3854e-05 | 0.00024504 | 0.00020382 | 0.00020688 | 0.0001022 | 9.1755e-05 | 0.00018201 | 2.2026e-05 | 0.0002979
878 | 8.044e-05 | 5.4189e-05 | 0.00010849 | 8.9137e-05 | 5.8905e-05 | 6.8807e-05 | 7.8571e-05 | 9.0823e-05 | 4.6137e-05 | 0.00013829 | 0.00010894 | 0.00024012 | 0.00016203 | 0.00018211 | 7.6502e-05 | 8.0145e-05 | 0.00011593 | 2.5153e-05 | 0.0003497
879 | 3.2524e-05 | 3.0206e-05 | 9.1506e-05 | 5.5351e-05 | 6.4535e-05 | 5.3901e-05 | 6.605e-05 | 5.7318e-05 | 3.0554e-05 | 0.00014403 | 0.00011714 | 0.00017611 | 0.0001818 | 0.00020749 | 0.00010624 | 5.9459e-05 | 4.0512e-05 | 2.8258e-05 | 0.0003605
880 | 2.2074e-05 | 3.0769e-05 | 0.000114 | 2.9875e-05 | 3.3398e-05 | 4.2191e-05 | 5.6239e-05 | 3.7321e-05 | 2.5163e-05 | 0.00011566 | 5.9609e-05 | 8.7287e-05 | 0.00015737 | 0.00019351 | 4.866e-05 | 4.2324e-05 | 1.2871e-05 | 3.3599e-05 | 0.00035721
881 | 1.2986e-05 | 1.2748e-05 | 6.0189e-05 | 3.9654e-06 | 1.6492e-06 | 1.1279e-05 | 1.6076e-05 | 1.5123e-05 | 1.2954e-05 | 3.8597e-05 | 1.6732e-05 | 3.4885e-05 | 3.7767e-05 | 0.00012783 | 9.1782e-06 | 4.1585e-06 | 3.1708e-06 | 4.1731e-05 | 0.00038648
882 | 8.0772e-06 | 3.9447e-06 | 1.4764e-05 | 6.8129e-06 | 0 | 2.4511e-05 | 3.4257e-06 | 1.0485e-05 | 1.86e-05 | 9.9668e-06 | 8.0837e-07 | 2.0541e-05 | 9.2009e-06 | 8.5114e-05 | 2.8981e-06 | 0 | 2.4367e-06 | 4.1837e-05 | 0.00046415
883 | 1.3476e-06 | 2.1575e-06 | 6.3803e-06 | 6.1831e-07 | 0 | 4.5554e-06 | 1.5023e-06 | 4.6218e-06 | 1.0469e-05 | 8.0744e-06 | 2.0671e-07 | 1.2741e-05 | 9.9588e-06 | 2.7805e-05 | 3.6499e-06 | 0 | 4.3799e-07 | 3.6407e-05 | 0.0004706
884 | 4.9205e-08 | 2.1412e-06 | 3.256e-06 | 0 | 0 | 1.6787e-06 | 4.8063e-06 | 1.5638e-06 | 7.4347e-06 | 1.4347e-06 | 0 | 4.6543e-06 | 7.07e-06 | 1.523e-05 | 0 | 0 | 0 | 2.6624e-05 | 0.00049848
885 | 0 | 4.8812e-07 | 1.0408e-06 | 0 | 0 | 4.3275e-07 | 3.2917e-07 | 1.7966e-07 | 2.7708e-06 | 3.687e-07 | 0 | 6.4743e-07 | 3.6673e-06 | 1.2614e-06 | 0 | 0 | 0 | 3.3862e-05 | 0.00040879
886 | 0 | 1.4716e-07 | 1.5847e-07 | 0 | 0 | 7.4505e-08 | 0 | 0 | 0 | 0 | 0 | 3.7477e-07 | 3.0513e-07 | 1.198e-07 | 0 | 0 | 0 | 5.3419e-05 | 0.00040297
887 | 0 | 8.1989e-08 | 8.9023e-09 | 0 | 0 | 0 | 0 | 0 | 0 | 0 | 1.1548e-09 | 1.5703e-07 | 7.8737e-10 | 5.9091e-09 | 0 | 0 | 0 | 6.5176e-05 | 0.0004017
888 | 0 | 0 | 1.5957e-08 | 0 | 0 | 0 | 1.4377e-08 | 0 | 0 | 0 | 0 | 0 | 7.6948e-10 | 7.1984e-10 | 0 | 0 | 0 | 7.8452e-05 | 0.00039043
889 | 0 | 0 | 9.5981e-11 | 0 | 0 | 0 | 0 | 0 | 0 | 0 | 0 | 0 | 2.2548e-09 | 2.1273e-09 | 0 | 0 | 0 | 7.7274e-05 | 0.0003379
890 | 0 | 0 | 9.5981e-11 | 0 | 0 | 0 | 0 | 0 | 0 | 0 | 0 | 0 | 7.8737e-10 | 7.7356e-10 | 0 | 0 | 0 | 7.0745e-05 | 0.00031147
891 | 0 | 2.6804e-07 | 9.5981e-11 | 0 | 0 | 0 | 0 | 0 | 0 | 0 | 0 | 0 | 7.1579e-10 | 0 | 0 | 0 | 0 | 7.9983e-05 | 0.00032693
892 | 0 | 0 | 9.5981e-11 | 0 | 0 | 0 | 0 | 0 | 0 | 0 | 0 | 0 | 7.6948e-10 | 0 | 0 | 0 | 0 | 6.9359e-05 | 0.00039802
893 | 0 | 0 | 9.5981e-11 | 0 | 0 | 0 | 0 | 0 | 0 | 0 | 0 | 0 | 5.0106e-10 | 0 | 0 | 0 | 0 | 6.531e-05 | 0.00041087
894 | 1.5825e-09 | 0 | 2.2796e-10 | 5.9807e-10 | 0 | 4.7915e-10 | 1.046e-09 | 9.9527e-10 | 0 | 0 | 3.4645e-10 | 2.5483e-09 | 3.6696e-08 | 1.6909e-08 | 1.3592e-10 | 0 | 7.2349e-10 | 7.0984e-05 | 0.00040729
895 | 7.6988e-06 | 7.5025e-07 | 1.5425e-06 | 3.5351e-06 | 2.0497e-07 | 3.5052e-06 | 7.9828e-07 | 5.4527e-06 | 3.6459e-07 | 1.6583e-06 | 1.3616e-06 | 1.7305e-06 | 4.6239e-06 | 2.0415e-06 | 7.3047e-07 | 2.6716e-07 | 8.4892e-06 | 6.3843e-05 | 0.00037419
896 | 0.00010014 | 2.6681e-05 | 5.3107e-05 | 5.6072e-05 | 3.1434e-05 | 6.5214e-05 | 2.9644e-05 | 8.6308e-05 | 1.6322e-05 | 5.0192e-05 | 5.6949e-05 | 5.7993e-05 | 7.8167e-05 | 4.6434e-05 | 2.592e-05 | 2.5992e-05 | 0.00010948 | 5.7438e-05 | 0.0002923
897 | 0.00026056 | 9.1956e-05 | 0.00015928 | 0.00017009 | 9.0867e-05 | 0.00019775 | 8.8882e-05 | 0.0002351 | 6.5705e-05 | 0.00024496 | 0.00016193 | 0.0002198 | 0.00023853 | 0.00014177 | 7.9833e-05 | 0.00011021 | 0.00028609 | 5.7059e-05 | 0.00027479
898 | 0.00038732 | 0.00015937 | 0.00020842 | 0.00026126 | 0.00020474 | 0.00030639 | 0.00013841 | 0.00035056 | 8.8713e-05 | 0.00039728 | 0.00020923 | 0.00034735 | 0.00034599 | 0.00023534 | 0.00012053 | 0.00026682 | 0.00041282 | 4.4727e-05 | 0.00026742
899 | 0.00045663 | 0.00018812 | 0.00027594 | 0.00037316 | 0.00028276 | 0.00035865 | 0.00019158 | 0.0004317 | 0.00010907 | 0.00049473 | 0.00033582 | 0.00042139 | 0.0004364 | 0.00029259 | 0.00023796 | 0.00023601 | 0.00048634 | 3.7216e-05 | 0.00032404
900 | 0.00047344 | 0.00014583 | 0.00028401 | 0.00040998 | 0.00025328 | 0.00035996 | 0.00016444 | 0.00047519 | 0.00010525 | 0.00053052 | 0.00029012 | 0.00047139 | 0.00049202 | 0.00029689 | 0.00018639 | 0.00020301 | 0.00046266 | 3.4169e-05 | 0.00039135
901 | 0.00043211 | 0.00012603 | 0.00026904 | 0.00040596 | 0.00034148 | 0.0003312 | 0.00015197 | 0.00048001 | 0.00010765 | 0.0005168 | 0.00028098 | 0.00047933 | 0.00046843 | 0.00028499 | 0.0001231 | 0.00020992 | 0.00038453 | 3.4219e-05 | 0.0003976
902 | 0.0003523 | 0.00012081 | 0.00022998 | 0.0003496 | 0.00029236 | 0.00027282 | 0.00013237 | 0.00042301 | 0.00010025 | 0.0004342 | 0.00023493 | 0.00043219 | 0.00037606 | 0.00027428 | 9.0369e-05 | 0.00020155 | 0.00029471 | 3.9586e-05 | 0.00039907
903 | 0.00026571 | 0.00010954 | 0.00021315 | 0.00026549 | 0.00018687 | 0.00020266 | 0.0001045 | 0.00031513 | 7.848e-05 | 0.00034575 | 0.00017573 | 0.00035225 | 0.00025647 | 0.00027532 | 6.6074e-05 | 0.00014085 | 0.00019271 | 4.95e-05 | 0.00040077
904 | 0.00012897 | 0.00010833 | 0.00019317 | 0.00015206 | 9.3079e-05 | 0.00013621 | 8.7601e-05 | 0.00017194 | 6.3777e-05 | 0.00019337 | 0.00021006 | 0.00022731 | 0.00013251 | 0.00024415 | 3.423e-05 | 0.00010918 | 0.00011295 | 4.9471e-05 | 0.00038005
905 | 3.7994e-05 | 5.7839e-05 | 0.00010309 | 4.7398e-05 | 1.8358e-05 | 5.7921e-05 | 4.4467e-05 | 6.103e-05 | 4.1468e-05 | 7.0832e-05 | 9.57e-05 | 8.5885e-05 | 3.9556e-05 | 0.00016757 | 9.5247e-06 | 5.7697e-05 | 2.2295e-05 | 4.3916e-05 | 0.00039269
906 | 1.7788e-05 | 2.922e-05 | 6.5924e-05 | 2.7344e-05 | 1.209e-08 | 6.1507e-05 | 1.7661e-05 | 4.0966e-05 | 3.1213e-05 | 2.9744e-05 | 2.8229e-05 | 5.4493e-05 | 1.1383e-05 | 0.00013871 | 2.9844e-06 | 3.8338e-05 | 3.2978e-06 | 4.6668e-05 | 0.00038658
907 | 1.569e-05 | 1.4608e-05 | 5.0302e-05 | 2.1057e-05 | 0 | 6.1128e-05 | 9.7792e-06 | 4.2038e-05 | 2.6057e-05 | 2.4348e-05 | 5.9069e-06 | 5.4351e-05 | 1.4429e-05 | 8.9906e-05 | 3.3998e-06 | 1.4418e-05 | 5.8825e-06 | 5.2722e-05 | 0.00033709
908 | 1.0532e-05 | 1.0134e-05 | 2.1604e-05 | 9.0563e-06 | 0 | 4.6815e-05 | 8.8976e-06 | 3.1961e-05 | 1.1509e-05 | 1.1833e-05 | 2.6445e-07 | 3.8894e-05 | 8.0215e-06 | 3.0599e-05 | 0 | 0 | 5.9365e-06 | 4.4777e-05 | 0.0003173
909 | 2.7915e-06 | 7.2047e-06 | 9.1631e-06 | 1.7776e-06 | 0 | 2.575e-05 | 7.2426e-06 | 2.0647e-05 | 3.0423e-06 | 7.2739e-06 | 0 | 1.9542e-05 | 2.4896e-06 | 8.1719e-06 | 0 | 0 | 4.9659e-06 | 3.6357e-05 | 0.00036831
910 | 3.4913e-07 | 1.0227e-06 | 3.914e-06 | 0 | 0 | 6.5325e-06 | 2.8976e-06 | 9.0616e-06 | 3.7709e-07 | 4.8063e-06 | 0 | 9.3798e-06 | 1.0438e-07 | 3.0321e-06 | 0 | 0 | 6.9288e-07 | 2.9374e-05 | 0.00037245
911 | 1.4638e-07 | 1.356e-07 | 1.0347e-06 | 0 | 0 | 1.2915e-06 | 3.8285e-07 | 1.9356e-06 | 6.5511e-09 | 1.5849e-06 | 0 | 1.9835e-06 | 4.4737e-10 | 6.8201e-07 | 0 | 0 | 0 | 2.6556e-05 | 0.00036234
912 | 0 | 0 | 4.2078e-07 | 0 | 0 | 1.1265e-07 | 1.6461e-08 | 4.2427e-07 | 0 | 0 | 0 | 2.8353e-07 | 4.8316e-10 | 1.3529e-07 | 0 | 0 | 0 | 2.3061e-05 | 0.00034353
913 | 0 | 0 | 8.8759e-08 | 0 | 0 | 1.2916e-08 | 0 | 1.1111e-07 | 0 | 0 | 0 | 4.3184e-08 | 1.7984e-09 | 9.1086e-09 | 0 | 0 | 0 | 2.1057e-05 | 0.00032625
914 | 0 | 0 | 1.6797e-10 | 0 | 0 | 0 | 0 | 8.6671e-09 | 0 | 0 | 0 | 2.6448e-08 | 5.5474e-10 | 3.3005e-09 | 0 | 0 | 0 | 2.2418e-05 | 0.00028823
915 | 0 | 5.3389e-07 | 9.5981e-11 | 0 | 0 | 9.5451e-09 | 0 | 0 | 0 | 0 | 0 | 2.6498e-08 | 5.1895e-10 | 0 | 0 | 0 | 0 | 3.1824e-05 | 0.00029078
916 | 0 | 2.3913e-07 | 4.3192e-10 | 0 | 0 | 0 | 0 | 0 | 0 | 0 | 1.1548e-09 | 1.6625e-08 | 7.9632e-10 | 5.1571e-11 | 0 | 0 | 0 | 3.2635e-05 | 0.00028944
917 | 0 | 0 | 9.5981e-11 | 0 | 0 | 1.8939e-11 | 0 | 0 | 0 | 0 | 0 | 0 | 5.3685e-10 | 0 | 0 | 0 | 0 | 3.4772e-05 | 0.00037819
918 | 1.6567e-09 | 7.8835e-10 | 1.0798e-10 | 5.5206e-10 | 0 | 5.0756e-10 | 8.6679e-10 | 7.6271e-10 | 9.426e-11 | 0 | 3.4645e-10 | 2.8713e-09 | 4.633e-08 | 1.7308e-08 | 0 | 0 | 9.461e-10 | 3.3224e-05 | 0.00037684
919 | 9.6179e-06 | 2.8845e-06 | 2.7964e-06 | 3.8956e-06 | 2.0408e-06 | 4.9426e-06 | 2.2571e-06 | 5.4613e-06 | 1.848e-06 | 3.0045e-06 | 1.5938e-06 | 3.7982e-06 | 5.5054e-06 | 4.2318e-06 | 1.9634e-06 | 2.5679e-06 | 7.0358e-06 | 4.5379e-05 | 0.00029504
920 | 9.6394e-05 | 5.4777e-05 | 6.633e-05 | 7.1814e-05 | 6.378e-05 | 7.4331e-05 | 5.831e-05 | 8.0744e-05 | 3.734e-05 | 7.4031e-05 | 5.6332e-05 | 6.3407e-05 | 8.4029e-05 | 6.3132e-05 | 6.7252e-05 | 6.058e-05 | 0.00010262 | 5.7215e-05 | 0.00029579
921 | 0.00024055 | 0.00016787 | 0.0001919 | 0.00019623 | 0.00019262 | 0.00021212 | 0.00019526 | 0.00023086 | 0.00010777 | 0.00022227 | 0.00018384 | 0.00017396 | 0.00025333 | 0.00016914 | 0.00023129 | 0.00018409 | 0.00027523 | 6.4147e-05 | 0.00031488
922 | 0.000365 | 0.00026946 | 0.0002773 | 0.00030299 | 0.00032151 | 0.00032573 | 0.00031454 | 0.00034226 | 0.00019594 | 0.00035237 | 0.00029466 | 0.00032385 | 0.00036095 | 0.00026344 | 0.00037269 | 0.00032343 | 0.00040903 | 5.936e-05 | 0.00032699
923 | 0.00042856 | 0.00030431 | 0.00034757 | 0.00037969 | 0.00038033 | 0.00040345 | 0.00037102 | 0.0004193 | 0.00025777 | 0.00045736 | 0.00036626 | 0.00037785 | 0.00034123 | 0.00030837 | 0.0004178 | 0.00040032 | 0.00048353 | 5.1887e-05 | 0.00033277
924 | 0.00043551 | 0.00035074 | 0.00039119 | 0.00040883 | 0.00044481 | 0.00044517 | 0.00040586 | 0.00044022 | 0.00029715 | 0.00048589 | 0.00043661 | 0.0004187 | 0.00026046 | 0.00033404 | 0.00051345 | 0.00046932 | 0.00050296 | 3.5288e-05 | 0.00026726
925 | 0.0004078 | 0.00038518 | 0.00039837 | 0.00039648 | 0.00046054 | 0.0004588 | 0.00041749 | 0.0004462 | 0.00033035 | 0.00049644 | 0.0004665 | 0.00048591 | 0.00024048 | 0.00037181 | 0.00051473 | 0.00047137 | 0.0004574 | 3.067e-05 | 0.00025456
926 | 0.00034808 | 0.00037345 | 0.00041168 | 0.00035365 | 0.00041865 | 0.00042478 | 0.00038992 | 0.00039739 | 0.00032263 | 0.00046253 | 0.00041799 | 0.00044773 | 0.00024292 | 0.00041016 | 0.00045355 | 0.00041315 | 0.00038679 | 2.6718e-05 | 0.00024584
927 | 0.00024449 | 0.00032336 | 0.00033686 | 0.00027764 | 0.00030597 | 0.00032723 | 0.00030978 | 0.00030369 | 0.0002696 | 0.00035806 | 0.00033713 | 0.00036415 | 0.00023764 | 0.00035143 | 0.0003396 | 0.00031098 | 0.00026879 | 2.9951e-05 | 0.00024506
928 | 0.0001348 | 0.00021721 | 0.00022036 | 0.00016558 | 0.00015975 | 0.00018374 | 0.00017746 | 0.00017367 | 0.00015882 | 0.00020448 | 0.00024918 | 0.00022635 | 0.00018393 | 0.00026784 | 0.00017734 | 0.0001946 | 0.00012833 | 3.106e-05 | 0.00030451
929 | 4.1521e-05 | 0.00011096 | 0.00010356 | 5.8329e-05 | 2.566e-05 | 6.2922e-05 | 6.446e-05 | 6.4932e-05 | 7.1788e-05 | 6.0848e-05 | 0.00010114 | 7.9735e-05 | 5.9481e-05 | 0.00017188 | 3.6185e-05 | 7.0252e-05 | 2.5158e-05 | 3.0835e-05 | 0.00032243
930 | 1.6251e-05 | 9.2796e-05 | 7.9191e-05 | 2.7631e-05 | 3.2258e-08 | 6.2501e-05 | 3.8975e-05 | 4.2241e-05 | 6.7119e-05 | 3.0264e-05 | 3.3108e-05 | 5.4795e-05 | 1.0315e-05 | 0.00014258 | 3.2135e-06 | 4.2333e-05 | 3.3168e-06 | 3.4955e-05 | 0.0003677
931 | 1.587e-05 | 7.4612e-05 | 6.7547e-05 | 2.1428e-05 | 0 | 6.71e-05 | 3.874e-05 | 4.4049e-05 | 7.1538e-05 | 2.4748e-05 | 3.273e-05 | 5.5107e-05 | 1.3003e-05 | 0.00012707 | 7.3759e-06 | 4.1384e-05 | 5.8664e-06 | 4.138e-05 | 0.00036261
932 | 1.1196e-05 | 4.0023e-05 | 3.2256e-05 | 9.0376e-06 | 0 | 5.4983e-05 | 2.8286e-05 | 3.257e-05 | 5.3531e-05 | 1.1985e-05 | 1.2568e-05 | 4.0485e-05 | 5.1869e-06 | 8.8502e-05 | 7.4484e-06 | 1.9635e-05 | 6.0166e-06 | 3.497e-05 | 0.0003871
933 | 2.8107e-06 | 1.8763e-05 | 1.421e-05 | 1.9543e-06 | 0 | 3.1792e-05 | 1.5506e-05 | 2.1579e-05 | 2.7549e-05 | 7.3552e-06 | 9.6427e-08 | 2.0234e-05 | 1.3914e-06 | 1.5592e-05 | 7.4665e-06 | 8.5753e-06 | 5.4479e-06 | 2.8875e-05 | 0.0002888
934 | 3.4975e-07 | 9.9812e-06 | 5.1141e-06 | 0 | 0 | 9.7364e-06 | 9.2084e-06 | 8.9902e-06 | 6.412e-06 | 4.6756e-06 | 0 | 9.5384e-06 | 1.2247e-07 | 3.8869e-06 | 6.5531e-06 | 0 | 2.2879e-06 | 1.9805e-05 | 0.00019928
935 | 1.4218e-07 | 4.5715e-06 | 1.1193e-06 | 0 | 0 | 1.5125e-06 | 1.8758e-06 | 2.3533e-06 | 1.2614e-06 | 1.7476e-06 | 0 | 2.3395e-06 | 7.6948e-10 | 8.7284e-07 | 4.7662e-07 | 0 | 0 | 1.8006e-05 | 0.00025266
936 | 0 | 1.8386e-07 | 3.0606e-07 | 0 | 0 | 1.3144e-07 | 1.2126e-07 | 5.8631e-07 | 1.9648e-07 | 0 | 0 | 2.8982e-07 | 7.8737e-10 | 1.4357e-07 | 0 | 0 | 0 | 2.2083e-05 | 0.00024546
937 | 0 | 0 | 7.8465e-08 | 0 | 0 | 2.7423e-08 | 1.7669e-09 | 9.9961e-08 | 7.0695e-10 | 0 | 0 | 7.3677e-08 | 1.2616e-09 | 2.7321e-08 | 0 | 0 | 0 | 2.3588e-05 | 0.00025478
938 | 0 | 0 | 9.5981e-11 | 0 | 0 | 2.4749e-07 | 0 | 4.7958e-09 | 1.6034e-07 | 0 | 0 | 2.6441e-08 | 8.0527e-10 | 3.7131e-09 | 0 | 0 | 0 | 2.2469e-05 | 0.00025014
939 | 0 | 5.3258e-07 | 2.6395e-10 | 0 | 0 | 5.1066e-07 | 0 | 0 | 2.0252e-07 | 0 | 1.1548e-09 | 2.6466e-08 | 8.9474e-10 | 0 | 0 | 0 | 0 | 3.8151e-05 | 0.00029303
940 | 0 | 5.7944e-07 | 9.5981e-11 | 0 | 0 | 5.1203e-07 | 0 | 0 | 2.0209e-07 | 0 | 0 | 1.6912e-08 | 8.9474e-10 | 0 | 0 | 0 | 0 | 6.3459e-05 | 0.00036192
941 | 0 | 5.7856e-07 | 2.3995e-10 | 0 | 0 | 5.0998e-07 | 0 | 0 | 1.6733e-07 | 0 | 0 | 6.4604e-10 | 8.9474e-10 | 3.8678e-11 | 0 | 0 | 0 | 7.5346e-05 | 0.00042685
942 | 1.8174e-09 | 2.3327e-07 | 2.5195e-10 | 5.9807e-10 | 0 | 5.921e-08 | 8.6679e-10 | 5.9225e-10 | 0 | 0 | 3.4645e-10 | 2.1893e-09 | 3.5069e-08 | 1.9572e-08 | 0 | 0 | 2.2261e-09 | 7.6989e-05 | 0.00038727
943 | 5.2872e-06 | 3.4099e-06 | 3.7286e-06 | 3.3855e-06 | 2.3903e-06 | 5.116e-06 | 2.6463e-06 | 5.2975e-06 | 3.0984e-06 | 2.5833e-06 | 2.026e-06 | 3.0493e-06 | 4.9744e-06 | 4.9131e-06 | 2.2323e-06 | 2.7763e-06 | 4.6607e-06 | 6.6406e-05 | 0.00026216
944 | 4.094e-05 | 6.0365e-05 | 7.4424e-05 | 6.9826e-05 | 7.4872e-05 | 7.7707e-05 | 6.4657e-05 | 6.7828e-05 | 5.8137e-05 | 8.0074e-05 | 6.6984e-05 | 8.8887e-05 | 7.6243e-05 | 6.4211e-05 | 6.8348e-05 | 6.3401e-05 | 4.5747e-05 | 5.621e-05 | 0.00023548
945 | 9.2232e-05 | 0.00017797 | 0.00019896 | 0.00018129 | 0.00022993 | 0.00021753 | 0.00020802 | 0.00017589 | 0.00017383 | 0.00026001 | 0.00020447 | 0.00027348 | 0.00023348 | 0.00015974 | 0.00022633 | 0.00020307 | 8.7784e-05 | 6.2483e-05 | 0.0002371
946 | 0.00013055 | 0.00030212 | 0.0002854 | 0.00030532 | 0.0003406 | 0.00033093 | 0.0003264 | 0.00029989 | 0.00027001 | 0.00042267 | 0.00032649 | 0.00038249 | 0.00034355 | 0.00026059 | 0.00037715 | 0.00034498 | 0.0001435 | 5.8567e-05 | 0.00025893
947 | 0.00022086 | 0.00037302 | 0.00036209 | 0.00038496 | 0.00044572 | 0.00042135 | 0.0004007 | 0.00038115 | 0.00033691 | 0.00046911 | 0.00039894 | 0.0003995 | 0.00043078 | 0.00032606 | 0.0004114 | 0.00043953 | 0.00019872 | 5.3676e-05 | 0.00025548
948 | 0.000281 | 0.00040899 | 0.00037731 | 0.00042339 | 0.00051243 | 0.00045968 | 0.00042538 | 0.00043788 | 0.00036969 | 0.00042885 | 0.00041903 | 0.00038979 | 0.00040891 | 0.00037093 | 0.00050941 | 0.00048024 | 0.00024551 | 6.3303e-05 | 0.00030695
949 | 0.00026979 | 0.00041632 | 0.00043589 | 0.00041609 | 0.00048879 | 0.00048372 | 0.00040889 | 0.00047297 | 0.00037089 | 0.00050661 | 0.00040898 | 0.00043522 | 0.00038822 | 0.00039473 | 0.00048499 | 0.00045895 | 0.00033237 | 9.0743e-05 | 0.00038635
950 | 0.00032292 | 0.00038096 | 0.00041433 | 0.00037701 | 0.00037047 | 0.00045915 | 0.00036626 | 0.00044212 | 0.0003524 | 0.00045094 | 0.00044669 | 0.00035977 | 0.00041232 | 0.00040104 | 0.0004138 | 0.00035903 | 0.00027501 | 0.0001134 | 0.00045037
951 | 0.00025792 | 0.00029174 | 0.00033613 | 0.00029308 | 0.00026895 | 0.00035931 | 0.00030636 | 0.00035053 | 0.00027612 | 0.00029525 | 0.00037857 | 0.00034409 | 0.00032997 | 0.0003649 | 0.00033184 | 0.00033099 | 0.00021939 | 0.00012713 | 0.00043741
952 | 0.0001467 | 0.00020826 | 0.00022917 | 0.00017899 | 0.00017546 | 0.00020015 | 0.0001847 | 0.00020808 | 0.00016191 | 0.00018065 | 0.00027252 | 0.00022948 | 0.00018616 | 0.00028051 | 0.0002127 | 0.00021539 | 0.00012011 | 0.00013337 | 0.00040813
953 | 3.9924e-05 | 0.00011509 | 0.00011041 | 6.5319e-05 | 3.8723e-05 | 6.5706e-05 | 6.6473e-05 | 7.0228e-05 | 7.5542e-05 | 6.7131e-05 | 0.00012619 | 8.8724e-05 | 5.4486e-05 | 0.00017411 | 3.9063e-05 | 8.1779e-05 | 2.9335e-05 | 0.00015313 | 0.00032109
954 | 1.4768e-05 | 9.2195e-05 | 7.9372e-05 | 4.2268e-05 | 5.8387e-08 | 6.3094e-05 | 3.8423e-05 | 4.2289e-05 | 7.0566e-05 | 3.0486e-05 | 4.3113e-05 | 5.4456e-05 | 1.0211e-05 | 0.00014289 | 3.2456e-06 | 4.2678e-05 | 3.4295e-06 | 0.00017851 | 0.00033881
955 | 1.0435e-05 | 8.5255e-05 | 7.116e-05 | 2.3944e-05 | 0 | 6.8138e-05 | 4.0429e-05 | 4.5215e-05 | 8.1189e-05 | 2.4858e-05 | 3.5198e-05 | 5.4944e-05 | 1.2042e-05 | 0.00012734 | 7.4121e-06 | 4.1402e-05 | 3.3459e-06 | 0.00016609 | 0.00036264
956 | 6.3238e-06 | 4.78e-05 | 3.5927e-05 | 9.1798e-06 | 0 | 5.6172e-05 | 3.3921e-05 | 3.2034e-05 | 6.0769e-05 | 1.1446e-05 | 7.5214e-06 | 3.9639e-05 | 4.1079e-06 | 8.9965e-05 | 7.4919e-06 | 2.013e-05 | 5.1312e-07 | 0.00017144 | 0.00029377
957 | 1.0353e-06 | 1.8307e-05 | 1.6111e-05 | 1.9322e-06 | 0 | 3.2554e-05 | 2.0174e-05 | 1.9627e-05 | 2.9849e-05 | 6.5021e-06 | 1.6918e-07 | 1.9266e-05 | 6.2527e-07 | 1.4098e-05 | 7.4882e-06 | 1.1711e-05 | 0 | 0.00016798 | 0.0002275
958 | 6.5524e-08 | 1.0786e-05 | 6.1756e-06 | 0 | 0 | 9.9904e-06 | 9.2387e-06 | 8.6302e-06 | 8.4729e-06 | 4.7758e-06 | 3.4645e-08 | 8.4589e-06 | 4.8316e-10 | 3.9975e-06 | 5.7122e-06 | 0 | 0 | 0.00017372 | 0.00019966
959 | 0 | 5.7262e-06 | 1.0855e-06 | 0 | 0 | 1.5191e-06 | 1.9105e-06 | 2.1391e-06 | 1.8736e-06 | 1.4984e-06 | 0 | 1.7469e-06 | 4.2948e-10 | 8.5716e-07 | 1.1055e-07 | 0 | 0 | 0.00019557 | 0.00019867
960 | 0 | 1.3036e-06 | 2.9877e-07 | 0 | 0 | 1.1607e-07 | 8.5845e-08 | 3.2289e-07 | 5.487e-07 | 0 | 1.1548e-09 | 2.3896e-07 | 4.4737e-10 | 1.3668e-07 | 0 | 0 | 0 | 0.00021544 | 0.00016644
961 | 0 | 0 | 7.976e-08 | 0 | 0 | 2.4507e-08 | 1.8086e-09 | 1.3867e-09 | 2.3565e-08 | 0 | 0 | 1.3842e-07 | 9.7527e-10 | 2.6799e-08 | 0 | 0 | 0 | 0.0002141 | 0.00013567
962 | 0 | 0 | 1.9196e-10 | 0 | 0 | 9.5451e-09 | 0 | 0 | 2.8749e-08 | 0 | 0 | 4.2233e-08 | 6.0843e-10 | 3.3134e-09 | 0 | 0 | 0 | 0.00021041 | 0.00013543
963 | 0 | 5.3258e-07 | 9.5981e-11 | 0 | 0 | 7.2725e-08 | 0 | 0 | 2.3565e-10 | 0 | 0 | 2.5332e-08 | 6.8001e-10 | 0 | 0 | 0 | 0 | 0.00019537 | 0.00012943
964 | 0 | 5.79e-07 | 3.8393e-10 | 0 | 0 | 2.0454e-07 | 0 | 0 | 2.3565e-10 | 0 | 0 | 1.2921e-09 | 6.6211e-10 | 5.1571e-11 | 0 | 0 | 0 | 0.00017227 | 0.00012574
965 | 0 | 5.7856e-07 | 9.5981e-11 | 0 | 0 | 0 | 0 | 0 | 0 | 0 | 0 | 0 | 6.2632e-10 | 0 | 0 | 0 | 0 | 0.00017671 | 0.00013879
966 | 1.7247e-09 | 4.5803e-07 | 1.5597e-10 | 6.4407e-10 | 0 | 1.2945e-09 | 8.8346e-10 | 1.2914e-09 | 9.426e-11 | 0 | 3.4645e-10 | 3.2302e-09 | 3.5488e-08 | 1.7516e-08 | 0 | 0 | 1.447e-09 | 0.00016774 | 8.9605e-05
967 | 9.2565e-06 | 3.4437e-06 | 2.8637e-06 | 5.1143e-06 | 2.5017e-06 | 6.3393e-06 | 1.5806e-06 | 6.9351e-06 | 2.8035e-06 | 3.7786e-06 | 1.3836e-06 | 3.7974e-06 | 3.7911e-06 | 4.3802e-06 | 1.4086e-06 | 2.9947e-06 | 9.4355e-06 | 0.00016695 | 5.2652e-05
968 | 0.00010972 | 5.3418e-05 | 5.9957e-05 | 7.9774e-05 | 6.321e-05 | 8.0171e-05 | 4.2574e-05 | 9.2786e-05 | 4.3559e-05 | 7.5591e-05 | 4.6535e-05 | 8.3927e-05 | 4.4929e-05 | 6.2838e-05 | 3.8156e-05 | 5.8673e-05 | 0.00011818 | 0.0001659 | 3.4912e-05
969 | 0.00025774 | 0.00014716 | 0.00015793 | 0.00020035 | 0.00019199 | 0.00020477 | 0.00013028 | 0.00024198 | 0.00011657 | 0.00023281 | 0.00014014 | 0.00023708 | 9.4107e-05 | 0.000161 | 9.5295e-05 | 0.00016356 | 0.00029047 | 0.00016157 | 1.9215e-05
970 | 0.00036836 | 0.00022902 | 0.00022672 | 0.00028772 | 0.00030491 | 0.00029916 | 0.00023484 | 0.00036112 | 0.0001749 | 0.00036364 | 0.00023173 | 0.00033791 | 0.00023253 | 0.00024239 | 0.00018535 | 0.00027725 | 0.00041486 | 0.00015436 | 6.3189e-06
971 | 0.00043797 | 0.00028259 | 0.00028531 | 0.00035534 | 0.00038613 | 0.00035723 | 0.00032043 | 0.00043871 | 0.00021668 | 0.00044218 | 0.00029366 | 0.00039117 | 0.00027632 | 0.00029847 | 0.00028249 | 0.00035661 | 0.00048152 | 0.00014756 | 3.996e-06
972 | 0.00046939 | 0.00027682 | 0.00026067 | 0.00039078 | 0.0003301 | 0.00036108 | 0.00033353 | 0.00047777 | 0.00024169 | 0.00049291 | 0.0004009 | 0.00041117 | 0.00034727 | 0.0003095 | 0.00030189 | 0.00036171 | 0.00050102 | 0.00015557 | 1.1706e-05
973 | 0.0004545 | 0.00022911 | 0.00024863 | 0.00038237 | 0.00027895 | 0.00033797 | 0.00031303 | 0.00047854 | 0.00025008 | 0.00043886 | 0.00045066 | 0.00039979 | 0.00028572 | 0.00029728 | 0.00043914 | 0.00020271 | 0.00047341 | 0.00017559 | 3.0887e-05
974 | 0.00039786 | 0.00019635 | 0.00024715 | 0.00031942 | 0.0002069 | 0.00027323 | 0.0003085 | 0.00042351 | 0.00023499 | 0.00035357 | 0.00041077 | 0.00033344 | 0.00026216 | 0.00026655 | 0.00044829 | 0.00022779 | 0.00040225 | 0.00017812 | 6.4524e-05
975 | 0.00028974 | 0.00016483 | 0.00024236 | 0.00025029 | 0.00017351 | 0.00020717 | 0.00027089 | 0.00030349 | 0.00019848 | 0.00028308 | 0.00034233 | 0.00024733 | 0.00019838 | 0.00024088 | 0.00035091 | 0.00015308 | 0.00029178 | 0.00017576 | 0.00010394
976 | 0.00015123 | 0.00015663 | 0.00019257 | 0.00016121 | 9.3356e-05 | 0.00012919 | 0.00017267 | 0.00015957 | 0.00013581 | 0.00017203 | 0.00025187 | 0.00015604 | 8.7212e-05 | 0.00022349 | 0.00018661 | 0.00013063 | 0.00014332 | 0.00016289 | 9.0904e-05
977 | 3.9202e-05 | 0.00010689 | 0.00010558 | 6.2575e-05 | 1.3889e-05 | 5.459e-05 | 6.5234e-05 | 6.3597e-05 | 6.6418e-05 | 6.7375e-05 | 0.00011958 | 7.027e-05 | 2.0597e-05 | 0.00016362 | 3.621e-05 | 6.1621e-05 | 2.9901e-05 | 0.00013758 | 0.00014169
978 | 1.6268e-05 | 7.7221e-05 | 7.5708e-05 | 3.7395e-05 | 3.2202e-08 | 6.155e-05 | 3.7622e-05 | 4.2276e-05 | 5.3067e-05 | 2.9592e-05 | 3.7825e-05 | 5.3958e-05 | 9.0476e-06 | 0.00014077 | 3.2288e-06 | 3.9709e-05 | 3.3507e-06 | 0.00013023 | 0.00017043
979 | 1.6024e-05 | 4.6595e-05 | 4.9854e-05 | 2.1699e-05 | 0 | 6.1899e-05 | 3.352e-05 | 4.1148e-05 | 5.5322e-05 | 2.3539e-05 | 3.2692e-05 | 5.1546e-05 | 9.0634e-06 | 0.00010885 | 7.3994e-06 | 2.2996e-05 | 5.8742e-06 | 0.00013195 | 0.00016623
980 | 1.1354e-05 | 2.3678e-05 | 1.7876e-05 | 8.9523e-06 | 0 | 4.8018e-05 | 2.5416e-05 | 3.2727e-05 | 3.2548e-05 | 1.0499e-05 | 3.5065e-06 | 3.6047e-05 | 2.8087e-06 | 3.9824e-05 | 7.49e-06 | 9.4623e-07 | 6.0189e-06 | 0.00013536 | 0.0001916
981 | 2.7034e-06 | 1.0996e-05 | 7.8538e-06 | 2.1199e-06 | 0 | 2.3675e-05 | 1.2295e-05 | 2.1617e-05 | 1.6025e-05 | 6.6609e-06 | 9.5272e-08 | 1.8716e-05 | 1.3327e-06 | 7.418e-06 | 7.2037e-06 | 0 | 5.4668e-06 | 0.00012836 | 0.00017245
982 | 3.5062e-07 | 4.736e-06 | 3.5187e-06 | 0 | 0 | 6.1909e-06 | 7.4744e-06 | 9.5496e-06 | 4.9727e-06 | 4.315e-06 | 3.4645e-08 | 8.4974e-06 | 5.9769e-08 | 3.339e-06 | 2.7492e-06 | 0 | 2.2155e-06 | 0.00012202 | 0.00013469
983 | 1.4959e-07 | 1.4233e-06 | 7.7243e-07 | 0 | 0 | 1.0707e-06 | 1.0132e-06 | 2.2467e-06 | 6.4539e-07 | 7.7279e-07 | 0 | 2.0381e-06 | 4.2948e-10 | 7.1026e-07 | 0 | 0 | 3.0053e-08 | 0.00011028 | 9.7969e-05
984 | 0 | 1.9709e-08 | 2.3446e-07 | 0 | 0 | 4.1375e-08 | 1.7919e-08 | 5.5987e-07 | 1.0114e-07 | 0 | 1.1548e-09 | 2.3759e-07 | 4.6527e-10 | 1.3625e-07 | 0 | 0 | 0 | 0.00010779 | 4.5984e-05
985 | 0 | 0 | 7.7577e-08 | 0 | 0 | 0 | 0 | 1.1458e-07 | 7.6704e-08 | 0 | 0 | 8.0349e-08 | 5.1895e-10 | 3.2949e-08 | 0 | 0 | 0 | 0.00010681 | 5.754e-05
986 | 0 | 0 | 1.5903e-09 | 0 | 0 | 0 | 0 | 1.7334e-09 | 0 | 0 | 0 | 2.7195e-08 | 5.5474e-10 | 3.8678e-11 | 0 | 0 | 0 | 0.00011297 | 9.1407e-05
987 | 0 | 5.3258e-07 | 1.6797e-10 | 0 | 0 | 0 | 0 | 0 | 1.6022e-07 | 0 | 0 | 1.9891e-08 | 5.7264e-10 | 0 | 0 | 0 | 0 | 0.00012437 | 0.00010906
988 | 0 | 5.79e-07 | 1.4397e-10 | 0 | 0 | 0 | 0 | 0 | 1.5419e-07 | 0 | 0 | 0 | 6.2632e-10 | 0 | 0 | 0 | 0 | 0.00015017 | 0.00010467
989 | 0 | 4.1651e-07 | 2.1596e-10 | 0 | 0 | 0 | 0 | 0 | 0 | 0 | 0 | 0 | 8.4106e-10 | 5.1571e-11 | 0 | 0 | 0 | 0.00016677 | 0.00013787
990 | 1.6999e-09 | 2.3651e-09 | 1.5543e-09 | 5.9807e-10 | 0 | 4.8483e-10 | 8.5012e-10 | 1.7941e-09 | 0 | 0 | 3.4645e-10 | 2.8713e-09 | 4.0136e-08 | 1.4791e-08 | 0 | 0 | 1.0574e-09 | 0.00017087 | 0.00011334
991 | 8.8689e-06 | 4.2228e-06 | 2.6737e-06 | 4.6881e-06 | 2.5659e-06 | 6.2955e-06 | 3.0064e-06 | 6.9813e-06 | 4.4292e-06 | 1.9159e-06 | 2.4582e-06 | 2.0296e-06 | 5.0957e-06 | 3.2593e-06 | 2.5325e-06 | 3.1472e-06 | 8.7237e-06 | 0.00017807 | 7.9391e-05
992 | 0.00010402 | 6.2039e-05 | 5.7122e-05 | 7.5857e-05 | 5.6281e-05 | 8.9954e-05 | 6.6615e-05 | 8.3742e-05 | 7.3442e-05 | 5.2045e-05 | 6.5558e-05 | 6.0892e-05 | 9.6188e-05 | 5.314e-05 | 7.778e-05 | 5.6834e-05 | 0.00011865 | 0.00018935 | 8.638e-05
993 | 0.00024959 | 0.0001675 | 0.00012873 | 0.00019662 | 0.00017431 | 0.00023228 | 0.00019208 | 0.00021775 | 0.00020765 | 0.00015335 | 0.00017052 | 0.0001383 | 0.0002442 | 0.00013916 | 0.00024306 | 0.00016033 | 0.00029667 | 0.00021542 | 0.00013462
994 | 0.00034968 | 0.00023502 | 0.00020268 | 0.00028669 | 0.00019221 | 0.00032668 | 0.00026617 | 0.00032821 | 0.00028354 | 0.00028167 | 0.00025121 | 0.00020932 | 0.00033017 | 0.00023477 | 0.00034508 | 0.00021085 | 0.00041878 | 0.00024257 | 0.00020682
995 | 0.0004203 | 0.00022635 | 0.00023455 | 0.00034785 | 0.00013683 | 0.00035083 | 0.00030087 | 0.00038789 | 0.00031247 | 0.00041281 | 0.00030998 | 0.00031275 | 0.00041429 | 0.00028536 | 0.00037161 | 0.00018255 | 0.00049129 | 0.00026538 | 0.00026845
996 | 0.00045181 | 0.00019299 | 0.00025687 | 0.00034432 | 0.00014508 | 0.00031919 | 0.00029461 | 0.00038041 | 0.00030548 | 0.00038929 | 0.00037932 | 0.00033286 | 0.00042411 | 0.0002855 | 0.00046644 | 0.00018282 | 0.00051516 | 0.00030458 | 0.00034228
997 | 0.00042905 | 0.00016761 | 0.00031972 | 0.00024875 | 0.00017736 | 0.00028311 | 0.00028546 | 0.00039433 | 0.00027237 | 0.00035356 | 0.00034646 | 0.00039579 | 0.00043248 | 0.00033925 | 0.0003169 | 0.00018682 | 0.00048256 | 0.00032769 | 0.00043978
998 | 0.00036249 | 0.00014885 | 0.00031691 | 0.00023207 | 0.00020818 | 0.00022685 | 0.00024797 | 0.00033467 | 0.00023908 | 0.00044858 | 0.00025276 | 0.00036765 | 0.00043988 | 0.00036108 | 0.00019643 | 0.00029921 | 0.00039281 | 0.00031335 | 0.00049674
999 | 0.00023905 | 0.00016401 | 0.00025305 | 0.00020038 | 0.00014171 | 0.00019418 | 0.00016189 | 0.0002604 | 0.0001699 | 0.00032706 | 0.00017558 | 0.00031097 | 0.00048297 | 0.00035111 | 8.9702e-05 | 0.00022787 | 0.00025936 | 0.00030759 | 0.00052238
1000 | 0.00013034 | 0.00015271 | 0.00017189 | 0.0001513 | 0.00014507 | 0.00012892 | 0.00011711 | 0.00017376 | 0.00010887 | 0.00018936 | 0.00018305 | 0.00019025 | 0.00031464 | 0.00027686 | 9.7412e-05 | 0.0001573 | 0.00013343 | 0.00028382 | 0.00053588
1001 | 3.8313e-05 | 0.00010824 | 9.9834e-05 | 6.6554e-05 | 3.8443e-05 | 5.5473e-05 | 5.7962e-05 | 6.8347e-05 | 6.7985e-05 | 7.5461e-05 | 0.00010111 | 8.1367e-05 | 8.5933e-05 | 0.00017628 | 3.0658e-05 | 7.4946e-05 | 3.0706e-05 | 0.00027176 | 0.00051481
1002 | 1.6242e-05 | 6.3032e-05 | 7.3312e-05 | 3.4687e-05 | 1.2658e-07 | 6.283e-05 | 3.5084e-05 | 4.1984e-05 | 6.7166e-05 | 2.9718e-05 | 3.1678e-05 | 4.8836e-05 | 1.2663e-05 | 0.00014294 | 3.2404e-06 | 2.5981e-05 | 3.3989e-06 | 0.00028674 | 0.0004989
1003 | 1.5776e-05 | 2.4142e-05 | 4.4098e-05 | 1.7999e-05 | 0 | 6.1981e-05 | 2.9931e-05 | 4.2086e-05 | 7.2117e-05 | 2.2763e-05 | 1.8753e-05 | 3.8994e-05 | 1.6776e-05 | 0.00012739 | 7.4121e-06 | 4.5319e-06 | 5.8664e-06 | 0.00029238 | 0.00044978
1004 | 1.1246e-05 | 1.4433e-05 | 2.0604e-05 | 7.1513e-06 | 0 | 4.3482e-05 | 2.3772e-05 | 3.0844e-05 | 3.927e-05 | 1.1168e-05 | 2.9448e-08 | 2.4335e-05 | 1.2462e-05 | 8.7062e-05 | 7.3795e-06 | 0 | 6.0161e-06 | 0.00028143 | 0.00042855
1005 | 2.6635e-06 | 9.6616e-06 | 6.1646e-06 | 1.8549e-06 | 0 | 1.8729e-05 | 1.4656e-05 | 2.0345e-05 | 1.9196e-05 | 6.1162e-06 | 0 | 1.3661e-05 | 5.385e-06 | 1.3527e-05 | 4.1356e-06 | 0 | 5.5274e-06 | 0.00027086 | 0.00033361
1006 | 3.5185e-07 | 6.023e-06 | 3.4559e-06 | 0 | 0 | 5.3838e-06 | 6.2575e-06 | 6.4823e-06 | 6.6944e-06 | 3.2258e-06 | 0 | 4.9094e-06 | 3.9718e-07 | 3.5926e-06 | 0 | 0 | 2.2762e-06 | 0.00022068 | 0.00028017
1007 | 1.1597e-07 | 1.1361e-06 | 5.9853e-07 | 0 | 0 | 9.4608e-07 | 7.0848e-07 | 1.8365e-06 | 1.6255e-06 | 1.2388e-07 | 0 | 6.2454e-07 | 7.6948e-10 | 8.0187e-07 | 0 | 0 | 7.0123e-08 | 0.00018284 | 0.00025748
1008 | 0 | 0 | 2.8722e-08 | 0 | 0 | 3.7475e-08 | 1.9169e-08 | 4.5289e-07 | 4.1211e-07 | 0 | 0 | 1.4948e-07 | 8.4106e-10 | 1.3674e-07 | 0 | 0 | 0 | 0.00012602 | 0.0002743
1009 | 0 | 0 | 3.5993e-10 | 0 | 0 | 1.0271e-08 | 0 | 4.6802e-08 | 1.626e-08 | 0 | 0 | 2.2256e-08 | 1.1811e-09 | 2.7657e-08 | 0 | 0 | 0 | 7.9707e-05 | 0.00019234
1010 | 0 | 0 | 9.5981e-11 | 0 | 0 | 0 | 0 | 0 | 1.4375e-08 | 0 | 0 | 0 | 8.5895e-10 | 3.5197e-09 | 0 | 0 | 0 | 5.7225e-05 | 0.00016352
1011 | 0 | 5.3258e-07 | 2.1596e-10 | 0 | 0 | 0 | 0 | 0 | 1.8303e-07 | 0 | 0 | 0 | 8.7685e-10 | 0 | 0 | 0 | 0 | 4.5025e-05 | 0.00010817
1012 | 0 | 5.7813e-07 | 4.7991e-11 | 0 | 0 | 0 | 0 | 0 | 4.7342e-08 | 0 | 0 | 0 | 1.0021e-09 | 3.8678e-11 | 0 | 0 | 0 | 4.108e-05 | 6.9263e-05
1013 | 0 | 2.5841e-08 | 1.4397e-10 | 0 | 0 | 0 | 0 | 0 | 0 | 0 | 0 | 0 | 8.7685e-10 | 0 | 0 | 0 | 0 | 5.5339e-05 | 0.00011673
1014 | 1.6072e-09 | 1.5767e-09 | 1.5597e-10 | 5.5206e-10 | 0 | 5.1135e-10 | 8.2511e-10 | 5.5903e-10 | 0 | 0 | 1.5013e-09 | 3.2661e-09 | 7.1255e-08 | 2.1155e-08 | 0 | 0 | 1.447e-09 | 7.149e-05 | 6.4348e-05
1015 | 1.0527e-05 | 4.2283e-06 | 3.9631e-06 | 5.3351e-06 | 2.8858e-06 | 7.0529e-06 | 3.0454e-06 | 7.5486e-06 | 5.0286e-06 | 4.346e-06 | 2.3985e-06 | 4.7039e-06 | 1.0191e-05 | 5.4721e-06 | 2.8255e-06 | 3.7925e-06 | 1.0813e-05 | 6.4919e-05 | 2.294e-05
1016 | 0.00011589 | 6.5567e-05 | 7.9164e-05 | 8.2154e-05 | 7.6004e-05 | 8.9915e-05 | 6.6293e-05 | 9.7899e-05 | 7.3071e-05 | 8.7236e-05 | 6.7183e-05 | 9.5781e-05 | 0.00015479 | 8.0128e-05 | 7.4101e-05 | 7.0887e-05 | 0.0001212 | 8.2212e-05 | 1.2045e-05
1017 | 0.00026857 | 0.00019743 | 0.00022247 | 0.00021292 | 0.00023598 | 0.0002401 | 0.00021352 | 0.00025445 | 0.00020394 | 0.00026557 | 0.00020426 | 0.00026803 | 0.00040278 | 0.00021015 | 0.00023786 | 0.0002071 | 0.00029631 | 0.00011517 | 1.4597e-06
1018 | 0.00038482 | 0.00031767 | 0.00033242 | 0.00032339 | 0.00037497 | 0.00035845 | 0.00033947 | 0.00037734 | 0.00031476 | 0.00041981 | 0.00034242 | 0.00039021 | 0.00058195 | 0.0003088 | 0.00039494 | 0.00034434 | 0.00042858 | 0.00010347 | 5.0582e-07
1019 | 0.00045079 | 0.0004037 | 0.00040848 | 0.00039254 | 0.00046998 | 0.00043916 | 0.00042726 | 0.00045769 | 0.00039313 | 0.00051713 | 0.00043208 | 0.00047019 | 0.00069496 | 0.00037608 | 0.0004926 | 0.00043733 | 0.00050293 | 0.00010077 | 8.1999e-07
1020 | 0.00047952 | 0.00044534 | 0.0004534 | 0.0004265 | 0.00051166 | 0.00048077 | 0.00046731 | 0.00050084 | 0.00043035 | 0.0005629 | 0.00048023 | 0.00051463 | 0.00074164 | 0.00042652 | 0.00053897 | 0.00048874 | 0.00053107 | 0.00011653 | 3.9587e-06
1021 | 0.00047535 | 0.00047543 | 0.00047131 | 0.00042587 | 0.00050694 | 0.00049802 | 0.00047094 | 0.00051022 | 0.00045437 | 0.00055435 | 0.00047759 | 0.0005298 | 0.00072688 | 0.00048328 | 0.00053727 | 0.0005003 | 0.00051537 | 0.0001249 | 8.4231e-06
1022 | 0.00042408 | 0.00047347 | 0.0004455 | 0.00039649 | 0.00045772 | 0.00047001 | 0.00043911 | 0.0004733 | 0.00043142 | 0.00050184 | 0.00044614 | 0.00050638 | 0.00065085 | 0.00049006 | 0.00048374 | 0.00045886 | 0.00045999 | 0.00013222 | 1.7489e-05
1023 | 0.00031477 | 0.00038028 | 0.00034941 | 0.00030858 | 0.00035884 | 0.00037241 | 0.00034008 | 0.00037298 | 0.0003441 | 0.00038948 | 0.00036323 | 0.00040856 | 0.00051496 | 0.00037795 | 0.00038568 | 0.00037337 | 0.00035316 | 0.00013397 | 1.1987e-05
1024 | 0.00017275 | 0.00025271 | 0.00023255 | 0.00018949 | 0.00021851 | 0.0002192 | 0.00019818 | 0.00021866 | 0.00020131 | 0.00023995 | 0.00026126 | 0.00025734 | 0.00030564 | 0.00028631 | 0.00021932 | 0.00023833 | 0.00019282 | 0.00013018 | 1.3626e-05
1025 | 4.5558e-05 | 0.00012515 | 0.00010966 | 6.8817e-05 | 4.7223e-05 | 7.3526e-05 | 7.1063e-05 | 7.36e-05 | 8.2461e-05 | 8.0582e-05 | 0.00012739 | 9.0687e-05 | 8.6773e-05 | 0.00017932 | 4.2536e-05 | 8.4869e-05 | 3.4813e-05 | 0.00014131 | 2.8767e-05
1026 | 1.6276e-05 | 9.6257e-05 | 7.674e-05 | 4.2278e-05 | 7.6438e-08 | 6.2873e-05 | 3.835e-05 | 4.2426e-05 | 7.0773e-05 | 2.9975e-05 | 4.011e-05 | 5.2935e-05 | 1.2539e-05 | 0.00014329 | 3.2463e-06 | 4.28e-05 | 3.4163e-06 | 0.00017821 | 6.7547e-05
1027 | 1.607e-05 | 9.1161e-05 | 6.7443e-05 | 2.5422e-05 | 0 | 6.7307e-05 | 3.9856e-05 | 4.5835e-05 | 8.5455e-05 | 2.5334e-05 | 3.47e-05 | 5.4385e-05 | 1.7025e-05 | 0.00012842 | 7.3994e-06 | 4.1385e-05 | 5.8591e-06 | 0.00020415 | 7.8246e-05
1028 | 1.1852e-05 | 5.6254e-05 | 3.6013e-05 | 9.2023e-06 | 0 | 5.6758e-05 | 3.4067e-05 | 3.4024e-05 | 6.7065e-05 | 1.2097e-05 | 1.7301e-05 | 4.1748e-05 | 1.5214e-05 | 9.2161e-05 | 7.4792e-06 | 2.0032e-05 | 6.0233e-06 | 0.00021973 | 0.00010787
1029 | 2.8904e-06 | 2.2217e-05 | 1.6777e-05 | 2.2303e-06 | 0 | 3.2476e-05 | 1.7498e-05 | 2.248e-05 | 3.6651e-05 | 7.5851e-06 | 9.5272e-08 | 1.9621e-05 | 9.5131e-06 | 1.7628e-05 | 7.481e-06 | 1.2255e-05 | 5.5686e-06 | 0.00023696 | 0.00015584
1030 | 3.5247e-07 | 1.1739e-05 | 8.0541e-06 | 0 | 0 | 9.7055e-06 | 8.798e-06 | 9.9258e-06 | 1.2042e-05 | 4.8378e-06 | 0 | 9.0285e-06 | 2.0314e-06 | 4.1258e-06 | 6.5694e-06 | 0 | 2.358e-06 | 0.00024816 | 0.00017863
1031 | 1.4786e-07 | 5.8395e-06 | 1.2989e-06 | 0 | 0 | 1.5047e-06 | 2.0091e-06 | 2.5286e-06 | 2.5759e-06 | 1.815e-06 | 0 | 2.4467e-06 | 8.4106e-10 | 1.0914e-06 | 4.5306e-07 | 0 | 8.5149e-08 | 0.00025196 | 0.00028976
1032 | 0 | 1.3154e-06 | 4.7983e-07 | 0 | 0 | 1.328e-07 | 2.7904e-07 | 6.2495e-07 | 5.564e-07 | 2.1139e-08 | 0 | 2.9788e-07 | 8.4106e-10 | 2.5841e-07 | 0 | 0 | 0 | 0.00026527 | 0.00032179
1033 | 0 | 0 | 2.198e-07 | 0 | 0 | 2.3825e-08 | 4.4006e-08 | 1.1516e-07 | 1.7862e-07 | 0 | 0 | 1.2546e-07 | 1.9684e-09 | 5.303e-08 | 0 | 0 | 0 | 0.00027711 | 0.00027639
1034 | 0 | 0 | 4.3671e-09 | 0 | 0 | 0 | 0 | 3.4668e-09 | 2.3079e-07 | 0 | 1.1548e-09 | 4.2624e-08 | 8.858e-10 | 7.6002e-09 | 0 | 0 | 0 | 0.00028432 | 0.0002882
1035 | 0 | 5.3258e-07 | 4.7991e-11 | 0 | 0 | 0 | 0 | 0 | 2.019e-07 | 0 | 0 | 2.6416e-08 | 1.0826e-09 | 0 | 0 | 0 | 0 | 0.00028102 | 0.00031947
1036 | 0 | 5.79e-07 | 2.6395e-10 | 0 | 0 | 0 | 0 | 0 | 1.4188e-07 | 0 | 0 | 1.8068e-08 | 9.3053e-10 | 0 | 0 | 0 | 0 | 0.0002696 | 0.00029335
1037 | 0 | 5.7769e-07 | 9.5981e-11 | 0 | 0 | 0 | 0 | 0 | 0 | 0 | 0 | 0 | 6.0843e-10 | 2.759e-09 | 0 | 0 | 0 | 0.00026431 | 0.00032978
1038 | 1.8236e-09 | 4.569e-07 | 2.2796e-10 | 5.9807e-10 | 0 | 4.8483e-10 | 9.5013e-10 | 6.0814e-10 | 4.713e-11 | 0 | 3.4645e-10 | 3.948e-09 | 5.576e-08 | 1.8566e-08 | 1.3592e-10 | 0 | 8.9045e-10 | 0.00025901 | 0.00034399
1039 | 9.7289e-06 | 5.071e-06 | 4.2625e-06 | 5.7403e-06 | 2.7243e-06 | 7.7832e-06 | 3.8104e-06 | 7.4544e-06 | 4.7554e-06 | 4.0748e-06 | 2.4095e-06 | 5.4034e-06 | 6.3368e-06 | 5.2153e-06 | 3.1328e-06 | 4.6705e-06 | 1.1291e-05 | 0.0002629 | 0.00023688
1040 | 0.00010052 | 6.9882e-05 | 7.5583e-05 | 8.221e-05 | 6.3597e-05 | 9.412e-05 | 6.7171e-05 | 8.7256e-05 | 6.6656e-05 | 6.8969e-05 | 6.0317e-05 | 0.00010199 | 9.9688e-05 | 6.4336e-05 | 6.9103e-05 | 7.612e-05 | 0.00011391 | 0.00025873 | 0.00023139
1041 | 0.00021266 | 0.0001936 | 0.00020596 | 0.00021139 | 0.00020802 | 0.00024453 | 0.00018804 | 0.00021567 | 0.00016401 | 0.00020636 | 0.00018249 | 0.00026389 | 0.00027829 | 0.00015098 | 0.00021683 | 0.00020603 | 0.00028201 | 0.0002859 | 0.00027938
1042 | 0.00029822 | 0.0003091 | 0.00030608 | 0.00031425 | 0.00033677 | 0.00035699 | 0.00030346 | 0.00031193 | 0.00025952 | 0.00029237 | 0.00030162 | 0.00035447 | 0.00046667 | 0.00023795 | 0.00036152 | 0.00032555 | 0.00041409 | 0.00029788 | 0.00032405
1043 | 0.00033871 | 0.00038045 | 0.00036398 | 0.00038089 | 0.0004284 | 0.00043337 | 0.00033069 | 0.0003835 | 0.00032993 | 0.00037696 | 0.00032722 | 0.00043352 | 0.00058873 | 0.00030945 | 0.00040097 | 0.00035898 | 0.00047696 | 0.00031136 | 0.00032289
1044 | 0.00039567 | 0.00039026 | 0.00039461 | 0.00040775 | 0.00046543 | 0.00047203 | 0.00029331 | 0.00043497 | 0.00034184 | 0.00044731 | 0.00037398 | 0.00049551 | 0.00065374 | 0.00037 | 0.00039463 | 0.000351 | 0.00050863 | 0.0003229 | 0.00030245
1045 | 0.00039177 | 0.00038222 | 0.00040967 | 0.0004037 | 0.00048928 | 0.00048781 | 0.00026635 | 0.00046731 | 0.00034737 | 0.00052606 | 0.00042544 | 0.00050719 | 0.0007128 | 0.00041248 | 0.00036198 | 0.00037927 | 0.00050431 | 0.00029488 | 0.00025177
1046 | 0.00039584 | 0.00038721 | 0.00039645 | 0.00038013 | 0.00042977 | 0.00045782 | 0.00027302 | 0.00045025 | 0.00033974 | 0.00047168 | 0.00037279 | 0.00048433 | 0.00058468 | 0.00044472 | 0.00029917 | 0.00036433 | 0.00044789 | 0.00027099 | 0.00032356
1047 | 0.00031509 | 0.00032245 | 0.00032818 | 0.00029991 | 0.00029489 | 0.00036016 | 0.00023922 | 0.0003618 | 0.00028103 | 0.00036688 | 0.00031481 | 0.00039211 | 0.00049015 | 0.0003704 | 0.0003056 | 0.00031001 | 0.00034678 | 0.00028308 | 0.00024302
1048 | 0.00017632 | 0.00023351 | 0.00022688 | 0.00018864 | 0.00017642 | 0.0002121 | 0.00016747 | 0.0002163 | 0.00017616 | 0.00022641 | 0.00022338 | 0.00023934 | 0.00031339 | 0.00029209 | 0.00018019 | 0.00021671 | 0.00018831 | 0.00025971 | 0.00021509
1049 | 4.6481e-05 | 0.0001232 | 0.00011542 | 6.8953e-05 | 4.2226e-05 | 7.32e-05 | 6.8773e-05 | 7.4357e-05 | 8.2312e-05 | 7.9743e-05 | 0.00010279 | 9.371e-05 | 8.7195e-05 | 0.00018206 | 3.8593e-05 | 8.5547e-05 | 3.4762e-05 | 0.00025393 | 0.00017538
1050 | 1.8504e-05 | 9.5962e-05 | 7.9636e-05 | 4.2027e-05 | 1.1822e-07 | 6.269e-05 | 3.3441e-05 | 4.2354e-05 | 7.2012e-05 | 3.0135e-05 | 3.3644e-05 | 5.3554e-05 | 1.2154e-05 | 0.00014278 | 3.3292e-06 | 4.2918e-05 | 3.4279e-06 | 0.00025513 | 0.00019678
1051 | 1.6067e-05 | 8.5832e-05 | 6.7938e-05 | 2.4477e-05 | 0 | 6.6207e-05 | 2.9828e-05 | 4.6343e-05 | 7.4202e-05 | 2.4809e-05 | 1.3868e-05 | 5.487e-05 | 1.7464e-05 | 0.00012728 | 7.3813e-06 | 3.8804e-05 | 5.8664e-06 | 0.00025897 | 0.00024432
1052 | 8.34e-06 | 5.166e-05 | 3.4696e-05 | 9.0592e-06 | 0 | 5.6304e-05 | 2.0829e-05 | 3.3158e-05 | 4.678e-05 | 1.0432e-05 | 0 | 4.2026e-05 | 1.5714e-05 | 9.5341e-05 | 7.4719e-06 | 9.9012e-07 | 6.0244e-06 | 0.00028263 | 0.00025715
1053 | 1.9096e-06 | 2.0663e-05 | 1.1153e-05 | 2.672e-06 | 0 | 3.2457e-05 | 1.1542e-05 | 2.1399e-05 | 1.9389e-05 | 6.9489e-06 | 0 | 2.0434e-05 | 7.4745e-06 | 1.7989e-05 | 7.4701e-06 | 0 | 5.5391e-06 | 0.00029325 | 0.00020867
1054 | 4.2405e-08 | 1.1603e-05 | 5.04e-06 | 0 | 0 | 1.0404e-05 | 6.7437e-06 | 8.9948e-06 | 7.7675e-06 | 4.589e-06 | 1.1548e-09 | 9.3757e-06 | 1.4886e-06 | 3.9083e-06 | 3.5846e-06 | 0 | 2.6007e-06 | 0.00030515 | 0.0002132
1055 | 0 | 5.7258e-06 | 1.3617e-06 | 0 | 0 | 1.5517e-06 | 9.2158e-07 | 2.3751e-06 | 1.6147e-06 | 6.4104e-07 | 0 | 2.3252e-06 | 6.0843e-10 | 9.6032e-07 | 0 | 0 | 1.2021e-07 | 0.00029197 | 0.00023961
1056 | 0 | 1.351e-06 | 5.589e-07 | 0 | 0 | 1.3708e-07 | 5.8216e-08 | 4.7127e-07 | 5.5071e-07 | 0 | 0 | 3.2758e-07 | 6.4422e-10 | 1.5697e-07 | 0 | 0 | 0 | 0.00029012 | 0.00023695
1057 | 0 | 0 | 2.1728e-07 | 0 | 0 | 2.4393e-08 | 0 | 1.1978e-07 | 2.1706e-07 | 0 | 0 | 1.1865e-07 | 1.6911e-09 | 3.045e-08 | 0 | 0 | 0 | 0.00028746 | 0.00025334
1058 | 0 | 0 | 9.0222e-09 | 0 | 0 | 0 | 0 | 5.7781e-10 | 2.643e-07 | 0 | 0 | 4.1906e-08 | 9.3948e-10 | 2.9266e-09 | 0 | 0 | 0 | 0.00028212 | 0.00027862
1059 | 0 | 5.3302e-07 | 0 | 0 | 0 | 0 | 0 | 0 | 2.0707e-07 | 0 | 0 | 1.071e-08 | 8.5895e-10 | 2.5785e-11 | 0 | 0 | 0 | 0.00027128 | 0.00027479
1060 | 0 | 5.7856e-07 | 0 | 0 | 0 | 0 | 0 | 0 | 1.778e-07 | 0 | 0 | 0 | 8.7685e-10 | 0 | 0 | 0 | 0 | 0.00025717 | 0.00029243
1061 | 0 | 5.7813e-07 | 2.3995e-11 | 0 | 0 | 1.8939e-11 | 0 | 0 | 0 | 0 | 0 | 6.4604e-10 | 1.0558e-09 | 2.5785e-11 | 0 | 0 | 0 | 0.00023951 | 0.00031014
1062 | 1.8174e-09 | 4.5637e-07 | 1.3437e-10 | 6.4407e-10 | 0 | 1.2206e-09 | 1.1043e-09 | 2.5279e-10 | 9.426e-11 | 0 | 4.0419e-10 | 3.5891e-10 | 6.6144e-09 | 6.3819e-10 | 9.3331e-09 | 0 | 1.9479e-09 | 0.00023674 | 0.0003184
1063 | 1.3862e-06 | 3.4123e-07 | 1.1644e-06 | 3.9722e-06 | 4.0225e-08 | 2.297e-06 | 1.1107e-06 | 1.7736e-06 | 1.1797e-06 | 2.1252e-07 | 1.0955e-06 | 2.6501e-07 | 4.8442e-07 | 3.2916e-07 | 5.2542e-07 | 5.2893e-07 | 2.4169e-06 | 0.00021213 | 0.00022941
1064 | 1.2969e-05 | 1.6673e-05 | 2.671e-05 | 3.0395e-05 | 8.2512e-06 | 2.693e-05 | 2.171e-05 | 1.7706e-05 | 2.642e-05 | 7.8936e-06 | 4.1392e-05 | 1.196e-05 | 1.8477e-05 | 6.8311e-06 | 3.102e-05 | 2.6792e-05 | 4.3924e-05 | 0.00019534 | 0.00020084
1065 | 9.2991e-05 | 5.0073e-05 | 6.3507e-05 | 4.1761e-05 | 9.4971e-05 | 6.6752e-05 | 6.6278e-05 | 3.9087e-05 | 0.00011301 | 3.1438e-05 | 0.00011557 | 6.6976e-05 | 7.9754e-05 | 3.4104e-05 | 9.893e-05 | 6.5654e-05 | 5.0766e-05 | 0.00021425 | 0.00015921
1066 | 8.4678e-05 | 8.6242e-05 | 0.00013213 | 5.98e-05 | 0.0001524 | 9.6545e-05 | 0.00013613 | 6.2103e-05 | 0.00016935 | 5.66e-05 | 0.0002068 | 0.00010966 | 7.6181e-05 | 7.6715e-05 | 0.00014739 | 0.00012299 | 8.6018e-05 | 0.00022522 | 0.00016407
1067 | 5.8086e-05 | 0.00013619 | 0.0001781 | 8.338e-05 | 0.00017468 | 0.00013387 | 0.00021403 | 8.9119e-05 | 0.00021201 | 9.0538e-05 | 0.00023753 | 0.00012912 | 8.125e-05 | 0.00011864 | 0.00021666 | 0.00017244 | 9.1414e-05 | 0.00023047 | 0.00017311
1068 | 9.6975e-05 | 0.00017749 | 0.00022039 | 0.00016021 | 0.00020421 | 0.00020531 | 0.00027648 | 0.00015477 | 0.00023964 | 0.00018949 | 0.00015011 | 0.00011841 | 0.00018319 | 0.00015908 | 0.00032196 | 0.00018175 | 9.011e-05 | 0.00020666 | 0.00016239
1069 | 0.00018199 | 0.00019912 | 0.00021622 | 0.00025565 | 0.00014892 | 0.00026992 | 0.00031783 | 0.00017877 | 0.00024327 | 0.00018447 | 0.00024419 | 0.00012702 | 0.00020077 | 0.00018893 | 0.00039541 | 0.00020629 | 0.00019571 | 0.00019317 | 0.00020477
1070 | 0.00022655 | 0.00022239 | 0.00018611 | 0.00021474 | 0.00027582 | 0.00023604 | 0.0003002 | 0.00017668 | 0.00025489 | 0.00028387 | 0.00025377 | 0.00022021 | 0.00024837 | 0.00019197 | 0.00037946 | 0.00027719 | 0.00019922 | 0.00019421 | 0.00018648
1071 | 0.000159 | 0.0002294 | 0.00017691 | 0.0002133 | 0.00023898 | 0.00021191 | 0.00025062 | 0.00012291 | 0.00022575 | 0.00026405 | 0.00027691 | 0.0002671 | 0.00016378 | 0.00021215 | 0.00028052 | 0.00024508 | 0.00017333 | 0.00018702 | 0.00019377
1072 | 8.522e-05 | 0.00019616 | 0.00014224 | 0.00015907 | 0.00017318 | 0.00015109 | 0.00015221 | 8.0883e-05 | 0.00015256 | 0.00020815 | 0.00018566 | 0.0002057 | 7.4987e-05 | 0.0002241 | 0.0001587 | 0.00018299 | 9.8182e-05 | 0.00015416 | 0.0001757
1073 | 2.147e-05 | 9.3881e-05 | 8.3084e-05 | 3.8907e-05 | 3.6403e-05 | 6.2755e-05 | 6.2394e-05 | 3.0144e-05 | 7.337e-05 | 6.9412e-05 | 6.6399e-05 | 8.4669e-05 | 2.3216e-05 | 0.00015487 | 2.3813e-05 | 6.9039e-05 | 2.7509e-05 | 0.00015369 | 0.00016357
1074 | 8.9966e-06 | 3.4992e-05 | 3.9011e-05 | 7.1221e-06 | 4.4292e-08 | 4.7345e-05 | 3.0612e-05 | 1.2328e-05 | 5.5859e-05 | 1.2308e-05 | 7.6949e-06 | 2.6876e-05 | 6.486e-06 | 7.1749e-05 | 3.3262e-06 | 1.4823e-05 | 2.8162e-06 | 0.00014055 | 0.00021015
1075 | 1.5213e-06 | 1.1929e-05 | 1.4597e-05 | 3.6436e-07 | 0 | 3.4927e-05 | 2.1394e-05 | 7.7435e-06 | 5.6119e-05 | 7.3378e-06 | 8.7535e-07 | 1.7464e-05 | 6.9537e-06 | 2.2435e-05 | 7.3868e-06 | 0 | 1.4147e-06 | 0.00014009 | 0.00021199
1076 | 0 | 8.756e-06 | 6.2601e-06 | 0 | 0 | 1.8103e-05 | 1.4977e-05 | 3.6177e-06 | 3.3041e-05 | 1.4563e-06 | 3.2797e-07 | 9.3833e-06 | 2.8041e-06 | 6.0864e-06 | 6.1961e-06 | 0 | 0 | 0.00015282 | 0.0001815
1077 | 1.0385e-08 | 4.1338e-06 | 2.9169e-06 | 0 | 0 | 4.2657e-06 | 9.0155e-06 | 1.3174e-06 | 1.4376e-05 | 6.5751e-07 | 0 | 3.2857e-06 | 3.8837e-07 | 9.1834e-07 | 1.8521e-06 | 0 | 0 | 0.00017579 | 0.00012998
1078 | 0 | 1.1869e-07 | 1.003e-06 | 0 | 0 | 6.435e-07 | 6.0194e-06 | 6.9279e-08 | 4.0374e-06 | 0 | 0 | 6.608e-07 | 7.2474e-09 | 1.2739e-07 | 0 | 4.7311e-07 | 0 | 0.00018108 | 5.851e-05
1079 | 0 | 0 | 3.3478e-07 | 0 | 0 | 2.0757e-08 | 8.3075e-07 | 0 | 4.2179e-07 | 0 | 0 | 1.5285e-07 | 6.4422e-10 | 0 | 0 | 0 | 0 | 0.0001782 | 4.6778e-05
1080 | 0 | 0 | 3.9544e-08 | 0 | 0 | 1.1983e-08 | 1.9586e-08 | 0 | 2.8278e-09 | 0 | 0 | 1.6115e-08 | 7.5158e-10 | 6.4463e-11 | 0 | 0 | 0 | 0.00018756 | 1.3305e-05
1081 | 0 | 0 | 8.3504e-09 | 0 | 0 | 0 | 0 | 0 | 1.5895e-07 | 0 | 0 | 0 | 7.1579e-10 | 3.0942e-09 | 0 | 0 | 0 | 0.00017885 | 6.2806e-06
1082 | 0 | 0 | 0 | 0 | 0 | 0 | 0 | 0 | 2.0089e-07 | 0 | 0 | 3.5891e-11 | 7.3369e-10 | 0 | 0 | 0 | 0 | 0.00015405 | 1.5196e-05
1083 | 0 | 5.3258e-07 | 0 | 0 | 0 | 0 | 0 | 0 | 1.946e-07 | 0 | 0 | 6.4604e-10 | 7.8737e-10 | 0 | 0 | 0 | 0 | 0.00015048 | 1.9617e-05
1084 | 0 | 5.755e-07 | 1.4397e-10 | 0 | 0 | 1.1983e-08 | 0 | 0 | 0 | 0 | 1.1548e-09 | 0 | 7.8737e-10 | 0 | 0 | 0 | 0 | 0.00015287 | 7.3338e-06
1085 | 0 | 1.1825e-08 | 0 | 0 | 0 | 0 | 0 | 0 | 0 | 0 | 0 | 0 | 8.4106e-10 | 0 | 0 | 0 | 0 | 0.00016113 | 1.0602e-05
1086 | 1.37e-06 | 0 | 1.7996e-10 | 6.9008e-10 | 0 | 5.7953e-10 | 9.1679e-10 | 4.7525e-10 | 0 | 0 | 3.4645e-10 | 3.2661e-09 | 7.674e-08 | 9.1565e-09 | 9.1972e-09 | 0 | 1.1131e-09 | 0.0001393 | 3.1797e-06
1087 | 3.7565e-06 | 1.2211e-06 | 4.0223e-07 | 1.5115e-06 | 1.585e-06 | 3.4343e-06 | 2.1997e-08 | 3.7934e-06 | 6.5177e-07 | 9.3295e-07 | 3.4645e-10 | 6.3881e-07 | 8.4146e-06 | 1.3156e-06 | 2.7184e-10 | 2.4092e-06 | 3.7177e-06 | 9.0508e-05 | 5.1633e-06
1088 | 7.3986e-05 | 9.7025e-06 | 2.3413e-06 | 2.0802e-05 | 1.3496e-05 | 4.3389e-05 | 1.1965e-06 | 4.8419e-05 | 4.3559e-06 | 2.1344e-05 | 1.037e-07 | 1.1318e-05 | 0.00012071 | 2.1295e-05 | 3.4623e-07 | 4.1806e-06 | 6.6763e-05 | 6.6484e-05 | 8.5373e-06
1089 | 0.00020652 | 1.3376e-05 | 5.4929e-06 | 9.1591e-05 | 5.3671e-06 | 0.00011074 | 3.9717e-06 | 0.00013321 | 8.963e-06 | 2.8609e-05 | 1.1613e-06 | 1.6899e-05 | 0.00027649 | 5.1295e-05 | 9.3068e-07 | 5.2658e-06 | 0.00026462 | 0.00013072 | 8.7875e-06
1090 | 0.00034064 | 1.5911e-05 | 7.2874e-06 | 0.00014176 | 1.0637e-05 | 0.00016936 | 1.1178e-05 | 0.00024185 | 1.7382e-05 | 3.5964e-05 | 1.3185e-05 | 2.6355e-05 | 0.00021283 | 5.5841e-05 | 7.0397e-06 | 1.2784e-05 | 0.00037653 | 0.00017911 | 0.00014728
1091 | 0.0003746 | 1.2175e-05 | 9.6696e-06 | 0.00027481 | 3.032e-06 | 0.0001598 | 1.4435e-05 | 0.00028907 | 1.1285e-05 | 7.7057e-05 | 1.5814e-05 | 3.311e-05 | 0.00019438 | 6.5864e-05 | 1.4339e-05 | 7.9715e-06 | 0.000432 | 0.00019925 | 0.00038502
1092 | 0.00042831 | 1.0621e-05 | 2.1197e-05 | 0.00015936 | 4.4259e-06 | 9.0845e-05 | 1.9661e-05 | 0.00025905 | 6.5953e-06 | 9.7195e-05 | 2.3248e-05 | 2.5264e-05 | 0.00019648 | 6.5038e-05 | 2.163e-05 | 1.0523e-05 | 0.00040914 | 0.0002182 | 0.00061171
1093 | 0.0004101 | 1.6613e-05 | 4.1779e-05 | 4.295e-05 | 8.1623e-06 | 4.8987e-05 | 2.6497e-05 | 0.0002419 | 6.7333e-06 | 3.5485e-05 | 3.6925e-05 | 2.8392e-05 | 0.00026337 | 7.9346e-05 | 3.0418e-05 | 1.5606e-05 | 0.00034178 | 0.00023753 | 0.00066175
1094 | 0.00029741 | 2.3934e-05 | 0.00014942 | 3.1197e-05 | 3.6127e-05 | 3.139e-05 | 4.6954e-05 | 0.00020951 | 6.754e-06 | 3.81e-05 | 0.00022338 | 5.0395e-05 | 0.00017861 | 6.5403e-05 | 4.8337e-05 | 3.3351e-05 | 0.00017845 | 0.0002266 | 0.00066429
1095 | 0.00017816 | 2.6099e-05 | 0.00020723 | 1.1401e-05 | 2.4974e-05 | 4.3389e-05 | 8.3945e-05 | 0.00013082 | 7.0255e-06 | 5.9572e-05 | 0.00019745 | 0.00020044 | 0.00011596 | 9.9271e-05 | 0.00013143 | 3.4868e-05 | 4.8349e-05 | 0.00023226 | 0.00064231
1096 | 2.8173e-05 | 4.3852e-05 | 0.00014368 | 4.9173e-05 | 9.3209e-05 | 3.7934e-05 | 6.099e-05 | 6.2705e-05 | 1.1362e-05 | 0.00015567 | 0.00018259 | 0.00015834 | 5.7644e-05 | 0.00014252 | 0.00010801 | 0.00010814 | 8.873e-06 | 0.00020167 | 0.00063969
1097 | 1.3949e-05 | 1.4375e-05 | 3.9798e-05 | 4.1352e-05 | 2.7179e-05 | 2.5592e-05 | 1.6119e-05 | 5.1975e-05 | 3.205e-06 | 5.3144e-05 | 5.7869e-05 | 5.1472e-05 | 1.8518e-05 | 4.4003e-05 | 1.7697e-05 | 2.5235e-05 | 2.4297e-06 | 0.00019425 | 0.00064329
1098 | 1.7307e-05 | 1.0674e-07 | 3.4025e-06 | 6.8063e-06 | 5.7719e-08 | 2.8599e-05 | 1.307e-06 | 2.621e-05 | 3.7696e-07 | 3.9964e-06 | 9.3116e-07 | 3.6011e-06 | 4.9431e-06 | 6.1111e-06 | 1.9194e-06 | 2.5575e-07 | 3.245e-06 | 0.0001789 | 0.00064662
1099 | 1.4683e-05 | 8.0964e-07 | 2.6687e-06 | 1.3249e-07 | 0 | 1.1205e-05 | 2.765e-07 | 2.5522e-05 | 1.3762e-06 | 1.026e-06 | 0 | 1.2073e-06 | 2.9751e-06 | 3.1822e-06 | 1.5513e-06 | 0 | 5.8831e-06 | 0.00017612 | 0.0006285
1100 | 9.1968e-06 | 1.2449e-06 | 1.4404e-06 | 0 | 0 | 3.858e-06 | 9.3763e-09 | 1.5208e-05 | 0 | 1.6346e-07 | 0 | 3.2277e-07 | 4.0006e-07 | 1.3345e-06 | 0 | 0 | 5.6221e-06 | 0.0001716 | 0.00069085
1101 | 1.5913e-06 | 6.854e-07 | 1.4527e-07 | 0 | 0 | 1.2488e-06 | 0 | 5.5557e-06 | 0 | 9.3403e-09 | 0 | 4.6263e-08 | 2.6572e-07 | 4.6371e-07 | 0 | 0 | 2.9852e-06 | 0.00016214 | 0.00065338
1102 | 1.083e-07 | 0 | 6.4787e-09 | 0 | 0 | 2.8228e-07 | 0 | 1.4501e-06 | 0 | 0 | 0 | 5.1683e-09 | 2.5733e-08 | 3.4684e-08 | 0 | 0 | 0 | 0.00014896 | 0.00062785
1103 | 0 | 0 | 1.4397e-10 | 0 | 0 | 5.1476e-08 | 0 | 3.3135e-07 | 0 | 0 | 0 | 0 | 4.8316e-10 | 0 | 0 | 0 | 0 | 0.00011033 | 0.00062704
1104 | 0 | 0 | 5.039e-10 | 0 | 0 | 1.0227e-09 | 1.3544e-08 | 4.1024e-08 | 0 | 0 | 0 | 0 | 4.4737e-10 | 0 | 0 | 0 | 0 | 8.3358e-05 | 0.00053182
1105 | 0 | 0 | 9.5981e-11 | 0 | 0 | 6.8179e-10 | 0 | 0 | 0 | 0 | 1.1548e-09 | 0 | 4.8316e-10 | 0 | 0 | 0 | 0 | 7.0125e-05 | 0.00052658
1106 | 0 | 0 | 9.5981e-11 | 0 | 0 | 6.8179e-10 | 0 | 0 | 0 | 2.0155e-08 | 0 | 0 | 4.1158e-10 | 0 | 0 | 0 | 0 | 4.9253e-05 | 0.0004715
1107 | 0 | 6.3068e-08 | 9.5981e-11 | 0 | 0 | 6.8179e-10 | 0 | 0 | 0 | 0 | 0 | 0 | 5.3685e-10 | 0 | 0 | 0 | 0 | 4.0027e-05 | 0.00039015
1108 | 0 | 0 | 9.5981e-11 | 0 | 0 | 5.2839e-08 | 0 | 0 | 0 | 0 | 0 | 0 | 5.3685e-10 | 0 | 0 | 0 | 0 | 3.301e-05 | 0.00036208
1109 | 0 | 0 | 4.7991e-11 | 0 | 0 | 3.1452e-08 | 0 | 0 | 0 | 0 | 0 | 0 | 5.1895e-10 | 0 | 0 | 0 | 0 | 2.3273e-05 | 0.00032937
1110 | 1.6999e-09 | 1.4979e-08 | 2.0396e-10 | 6.4407e-10 | 0 | 2.284e-09 | 8.7512e-10 | 6.9192e-10 | 0 | 0 | 3.4645e-10 | 3.2302e-09 | 1.0377e-07 | 2.3028e-08 | 0 | 0 | 1.2244e-09 | 2.0285e-05 | 0.00025621
1111 | 1.088e-05 | 4.8261e-06 | 7.0014e-06 | 6.9277e-06 | 3.665e-06 | 6.3896e-06 | 4.458e-06 | 8.7094e-06 | 1.0685e-06 | 7.0829e-06 | 4.3601e-06 | 8.7974e-06 | 1.2464e-05 | 7.8065e-06 | 4.4853e-06 | 6.6442e-06 | 3.0868e-06 | 1.7212e-05 | 0.0001712
1112 | 0.00011693 | 6.3295e-05 | 9.836e-05 | 8.0248e-05 | 7.3819e-05 | 7.4786e-05 | 7.2319e-05 | 9.5646e-05 | 1.9332e-05 | 8.0112e-05 | 8.4984e-05 | 0.00012941 | 0.0001766 | 9.4566e-05 | 9.9966e-05 | 9.0819e-05 | 4.13e-05 | 1.3902e-05 | 6.5013e-05
1113 | 0.00025722 | 0.00017485 | 0.00024005 | 0.00019371 | 0.00025686 | 0.00019931 | 0.00019055 | 0.00025977 | 5.8008e-05 | 0.00025467 | 0.00023736 | 0.00030295 | 0.00042069 | 0.00022742 | 0.00028174 | 0.00022373 | 0.00010853 | 2.623e-05 | 3.8739e-05
1114 | 0.00036781 | 0.00027546 | 0.00034864 | 0.00029363 | 0.0003627 | 0.00026541 | 0.00029596 | 0.00037876 | 9.1252e-05 | 0.00044375 | 0.00038017 | 0.0004059 | 0.00057305 | 0.0003183 | 0.00039189 | 0.00036288 | 0.00019374 | 2.7088e-05 | 3.8131e-05
1115 | 0.00041678 | 0.00033286 | 0.0004213 | 0.00036592 | 0.00042819 | 0.00034645 | 0.0003505 | 0.00044664 | 0.00012425 | 0.00053972 | 0.00044736 | 0.00048484 | 0.00064182 | 0.00038684 | 0.00040607 | 0.00045051 | 0.00029514 | 2.1471e-05 | 3.1996e-05
1116 | 0.00041404 | 0.00040205 | 0.00047073 | 0.00043392 | 0.00050751 | 0.00041738 | 0.00037163 | 0.00049824 | 0.00017588 | 0.00058355 | 0.00047466 | 0.00053431 | 0.00063988 | 0.00043577 | 0.00043793 | 0.00051291 | 0.00032689 | 1.5747e-05 | 3.6362e-05
1117 | 0.0004492 | 0.0004619 | 0.00050374 | 0.0004392 | 0.0005238 | 0.00046646 | 0.00038004 | 0.00052037 | 0.00022811 | 0.00058374 | 0.00049437 | 0.0005513 | 0.0005471 | 0.00053403 | 0.00045418 | 0.00052114 | 0.00033634 | 1.4928e-05 | 3.5768e-05
1118 | 0.00040626 | 0.00046873 | 0.00048139 | 0.0004057 | 0.00046956 | 0.00047136 | 0.00038407 | 0.00048535 | 0.00024378 | 0.00054141 | 0.00046368 | 0.00052768 | 0.00040311 | 0.00052583 | 0.00039264 | 0.00048 | 0.00038897 | 1.2359e-05 | 4.0971e-05
1119 | 0.00033206 | 0.00039139 | 0.00038797 | 0.00033059 | 0.00035561 | 0.00039113 | 0.00034133 | 0.00038912 | 0.00023916 | 0.00043437 | 0.00039786 | 0.00042996 | 0.00034097 | 0.0004264 | 0.00037694 | 0.00038707 | 0.0003651 | 1.5897e-05 | 2.6775e-05
1120 | 0.0001915 | 0.00026779 | 0.00026467 | 0.00021056 | 0.00021203 | 0.00023957 | 0.00021669 | 0.00023717 | 0.0001643 | 0.00027748 | 0.00028542 | 0.00028161 | 0.00021137 | 0.00032174 | 0.00022557 | 0.00026135 | 0.0002017 | 2.4665e-05 | 2.3568e-05
1121 | 5.5941e-05 | 0.00013077 | 0.00013168 | 7.6394e-05 | 5.4083e-05 | 8.3817e-05 | 8.2603e-05 | 8.0296e-05 | 7.021e-05 | 9.8375e-05 | 0.00015393 | 0.00011493 | 8.3508e-05 | 0.00019708 | 5.311e-05 | 9.9001e-05 | 4.0736e-05 | 2.831e-05 | 1.4858e-05
1122 | 1.8456e-05 | 9.4102e-05 | 8.0535e-05 | 4.2533e-05 | 4.0392e-07 | 6.3252e-05 | 3.679e-05 | 4.2538e-05 | 4.4294e-05 | 3.1769e-05 | 5.7233e-05 | 5.5594e-05 | 1.3323e-05 | 0.00014443 | 3.6249e-06 | 4.3276e-05 | 3.5853e-06 | 3.6661e-05 | 3.1068e-05
1123 | 1.6114e-05 | 8.8718e-05 | 7.513e-05 | 2.6843e-05 | 0 | 6.5442e-05 | 3.6453e-05 | 4.6853e-05 | 4.1153e-05 | 2.6588e-05 | 3.5812e-05 | 5.7251e-05 | 1.8219e-05 | 0.00012911 | 7.3795e-06 | 4.2356e-05 | 5.823e-06 | 5.4221e-05 | 1.9977e-05
1124 | 1.1426e-05 | 5.1459e-05 | 4.0151e-05 | 9.4106e-06 | 0 | 5.4511e-05 | 2.2898e-05 | 3.4472e-05 | 2.318e-05 | 1.3208e-05 | 1.9835e-05 | 4.4787e-05 | 1.6218e-05 | 0.00010607 | 7.4774e-06 | 1.9919e-05 | 5.873e-06 | 7.3526e-05 | 9.2411e-06
1125 | 2.4884e-06 | 2.011e-05 | 1.5922e-05 | 2.3187e-06 | 0 | 3.1362e-05 | 6.8994e-06 | 2.2791e-05 | 1.3914e-05 | 7.9321e-06 | 9.1808e-08 | 2.1573e-05 | 9.4245e-06 | 2.7622e-05 | 7.2563e-06 | 1.2818e-05 | 2.2651e-06 | 8.3244e-05 | 2.2296e-06
1126 | 3.4913e-07 | 1.1724e-05 | 5.7524e-06 | 0 | 0 | 9.3173e-06 | 2.9107e-06 | 9.7475e-06 | 4.5704e-06 | 4.868e-06 | 0 | 9.0338e-06 | 1.9265e-06 | 4.2984e-06 | 4.2044e-06 | 0 | 0 | 9.9028e-05 | 3.9643e-06
1127 | 1.4737e-07 | 5.6632e-06 | 1.3552e-06 | 0 | 0 | 1.4369e-06 | 1.1741e-06 | 2.5393e-06 | 1.1278e-06 | 1.6242e-06 | 0 | 2.2407e-06 | 5.0106e-10 | 9.9406e-07 | 2.5372e-08 | 0 | 0 | 0.00011919 | 3.6077e-06
1128 | 0 | 1.2934e-06 | 5.1705e-07 | 0 | 0 | 1.1265e-07 | 1.5377e-08 | 6.8141e-07 | 2.4036e-08 | 1.5239e-08 | 1.1548e-09 | 3.017e-07 | 5.3685e-10 | 1.6746e-07 | 0 | 0 | 0 | 0.0001309 | 2.0502e-06
1129 | 0 | 0 | 2.2244e-07 | 0 | 0 | 3.5013e-08 | 0 | 1.1868e-07 | 0 | 0 | 0 | 7.8063e-08 | 1.9774e-09 | 3.5344e-08 | 0 | 0 | 0 | 0.00014991 | 3.0487e-07
1130 | 0 | 0 | 9.3822e-09 | 0 | 0 | 0 | 0 | 1.1556e-09 | 1.5979e-07 | 0 | 0 | 9.7623e-09 | 1.0826e-09 | 8.7799e-09 | 0 | 0 | 0 | 0.00015157 | 4.8958e-07
1131 | 0 | 4.6863e-07 | 2.6395e-10 | 0 | 0 | 0 | 0 | 0 | 2.02e-07 | 0 | 0 | 0 | 5.7264e-10 | 6.4463e-11 | 0 | 0 | 0 | 0.00015784 | 1.1825e-06
1132 | 0 | 5.0936e-07 | 9.5981e-11 | 0 | 0 | 0 | 0 | 0 | 7.0271e-08 | 0 | 0 | 0 | 5.9053e-10 | 0 | 0 | 0 | 0 | 0.00015928 | 4.0719e-06
1133 | 0 | 5.0893e-07 | 3.8393e-10 | 0 | 0 | 0 | 0 | 0 | 0 | 0 | 0 | 6.4604e-10 | 6.4422e-10 | 0 | 0 | 0 | 0 | 0.00015527 | 1.1975e-05
1134 | 1.6752e-09 | 4.2238e-07 | 2.5195e-10 | 6.4407e-10 | 0 | 4.6589e-10 | 9.418e-10 | 1.1123e-10 | 4.713e-11 | 0 | 3.4645e-10 | 3.4455e-09 | 8.554e-08 | 2.4625e-08 | 0 | 0 | 9.461e-10 | 0.00014626 | 2.8222e-05
1135 | 1.5547e-05 | 6.3446e-06 | 3.2384e-06 | 8.8158e-06 | 5.3974e-06 | 1.1183e-05 | 4.6079e-06 | 1.0449e-05 | 6.7088e-06 | 7.2127e-06 | 4.2125e-06 | 6.1346e-06 | 1.2962e-05 | 8.5737e-06 | 5.0417e-06 | 8.2874e-06 | 1.5076e-05 | 0.00014684 | 2.3318e-05
1136 | 0.00014277 | 7.3528e-05 | 5.3912e-05 | 0.0001013 | 9.7324e-05 | 0.00011692 | 6.7183e-05 | 0.00011599 | 7.2189e-05 | 0.00011576 | 8.4377e-05 | 8.2359e-05 | 0.00016694 | 8.7807e-05 | 8.3394e-05 | 7.3775e-05 | 0.00014697 | 0.00014147 | 2.4317e-05
1137 | 0.00029942 | 0.00020789 | 0.00013727 | 0.00023857 | 0.00025737 | 0.00027952 | 0.00018107 | 0.00027835 | 0.00017863 | 0.00030487 | 0.00020717 | 0.00018743 | 0.00037321 | 0.00019386 | 0.00017289 | 0.00022627 | 0.00032571 | 0.00013812 | 8.4082e-06
1138 | 0.00041258 | 0.0003231 | 0.00022496 | 0.00034167 | 0.00039068 | 0.00038841 | 0.00029672 | 0.00039657 | 0.00027027 | 0.00043919 | 0.00025277 | 0.00028672 | 0.0005393 | 0.00027693 | 0.00027175 | 0.00036841 | 0.00044981 | 0.0001014 | 1.6321e-05
1139 | 0.0004848 | 0.00041417 | 0.0003081 | 0.00040463 | 0.000477 | 0.00046162 | 0.00040574 | 0.00047215 | 0.00038192 | 0.00052703 | 0.00025001 | 0.00047202 | 0.00067028 | 0.00037688 | 0.00036963 | 0.00045997 | 0.0005171 | 0.00011376 | 1.4081e-05
1140 | 0.00051648 | 0.00046251 | 0.00036905 | 0.00043147 | 0.00053665 | 0.00050343 | 0.00047432 | 0.00051773 | 0.00044306 | 0.00057714 | 0.00036424 | 0.00052779 | 0.00074362 | 0.00045249 | 0.00055675 | 0.00052884 | 0.00054847 | 9.2873e-05 | 2.1377e-05
1141 | 0.00050557 | 0.00048911 | 0.00041352 | 0.00043854 | 0.00052602 | 0.00052166 | 0.00047875 | 0.00052434 | 0.00047536 | 0.0005776 | 0.00044293 | 0.0005474 | 0.00075772 | 0.00050595 | 0.00055988 | 0.0005306 | 0.00053231 | 9.6035e-05 | 1.8548e-05
1142 | 0.00045631 | 0.00048348 | 0.00044182 | 0.0004101 | 0.00047065 | 0.00049186 | 0.00044626 | 0.00048906 | 0.00046015 | 0.00052936 | 0.0004195 | 0.00052425 | 0.00070687 | 0.00050878 | 0.00050291 | 0.00049597 | 0.0004743 | 9.4725e-05 | 5.1176e-05
1143 | 0.00035213 | 0.00039088 | 0.00038985 | 0.00033023 | 0.00036702 | 0.00039048 | 0.00036157 | 0.00039331 | 0.00038372 | 0.00042808 | 0.00037172 | 0.00042972 | 0.00057946 | 0.00042121 | 0.00039891 | 0.00039524 | 0.00036614 | 9.017e-05 | 9.637e-05
1144 | 0.00020761 | 0.00026661 | 0.00026886 | 0.00021397 | 0.00022448 | 0.0002377 | 0.00022148 | 0.00024151 | 0.00023519 | 0.00027875 | 0.00029838 | 0.00028485 | 0.00037413 | 0.00032788 | 0.00023575 | 0.00026634 | 0.00021113 | 8.8078e-05 | 0.00011227
1145 | 5.9268e-05 | 0.00013495 | 0.00013352 | 7.8926e-05 | 5.7963e-05 | 8.4779e-05 | 8.1919e-05 | 8.5331e-05 | 9.4325e-05 | 0.00010018 | 0.00013477 | 0.00011698 | 0.00012 | 0.00019971 | 5.5266e-05 | 0.00010047 | 4.4503e-05 | 0.00010359 | 0.00010683
1146 | 1.6437e-05 | 9.6998e-05 | 7.827e-05 | 4.2464e-05 | 5.0003e-07 | 6.3355e-05 | 3.7794e-05 | 4.2651e-05 | 7.1805e-05 | 3.1807e-05 | 3.0361e-05 | 5.5433e-05 | 1.3857e-05 | 0.00014438 | 3.8046e-06 | 4.3417e-05 | 3.6581e-06 | 0.00012132 | 0.00012639
1147 | 1.6117e-05 | 9.1954e-05 | 7.0009e-05 | 2.8331e-05 | 0 | 6.8209e-05 | 3.912e-05 | 4.7101e-05 | 8.5361e-05 | 2.6679e-05 | 3.2288e-05 | 5.7369e-05 | 1.8324e-05 | 0.00013059 | 7.3922e-06 | 4.2433e-05 | 5.8569e-06 | 0.00013407 | 8.8126e-05
1148 | 1.2044e-05 | 5.9256e-05 | 3.4211e-05 | 9.4449e-06 | 0 | 5.8962e-05 | 3.3203e-05 | 3.4701e-05 | 6.7252e-05 | 1.3337e-05 | 1.0218e-05 | 4.5107e-05 | 1.6571e-05 | 0.00010997 | 7.4737e-06 | 2.0068e-05 | 6.0255e-06 | 0.00013655 | 0.00012562
1149 | 3.2873e-06 | 2.2574e-05 | 1.5188e-05 | 2.8266e-06 | 0 | 3.4056e-05 | 1.918e-05 | 2.2997e-05 | 3.7885e-05 | 7.8451e-06 | 5.3122e-08 | 2.2231e-05 | 1.0473e-05 | 2.9579e-05 | 7.4737e-06 | 1.3086e-05 | 5.4211e-06 | 0.00014838 | 0.00013241
1150 | 3.495e-07 | 1.196e-05 | 5.5555e-06 | 0 | 0 | 1.0004e-05 | 8.7972e-06 | 1.0102e-05 | 1.1998e-05 | 4.8737e-06 | 1.5313e-06 | 9.9068e-06 | 2.0164e-06 | 4.5531e-06 | 6.5875e-06 | 0 | 2.3803e-06 | 0.00015268 | 0.00012943
1151 | 1.4762e-07 | 5.8218e-06 | 1.36e-06 | 0 | 0 | 1.5072e-06 | 2.0228e-06 | 2.5699e-06 | 3.5326e-06 | 1.7737e-06 | 4.1573e-07 | 2.4974e-06 | 4.8316e-10 | 1.0075e-06 | 4.4763e-07 | 0 | 9.0158e-08 | 0.00015264 | 0.00017976
1152 | 0 | 1.368e-06 | 5.1722e-07 | 0 | 0 | 1.238e-07 | 2.8071e-07 | 7.089e-07 | 5.4018e-07 | 0 | 0 | 3.5205e-07 | 4.6527e-10 | 1.6035e-07 | 0 | 0 | 0 | 0.00014821 | 0.00028004
1153 | 0 | 0 | 2.3069e-07 | 0 | 0 | 2.4507e-08 | 6.5101e-08 | 1.2273e-07 | 1.9323e-08 | 0 | 0 | 1.0014e-07 | 3.409e-09 | 3.0533e-08 | 0 | 0 | 0 | 0.0001443 | 0.00021524
1154 | 0 | 0 | 8.7343e-09 | 0 | 0 | 9.5451e-09 | 0 | 8.6671e-09 | 1.7155e-07 | 0 | 0 | 3.1225e-08 | 7.0685e-10 | 2.7332e-09 | 0 | 0 | 0 | 0.00015781 | 0.00021889
1155 | 0 | 4.6863e-07 | 2.3995e-10 | 0 | 0 | 0 | 0 | 0 | 2.164e-07 | 0 | 0 | 1.3028e-08 | 5.9053e-10 | 2.5785e-11 | 0 | 0 | 0 | 0.00016673 | 0.00020933
1156 | 0 | 5.098e-07 | 9.5981e-11 | 0 | 0 | 0 | 0 | 0 | 8.8911e-08 | 0 | 0 | 6.4604e-10 | 3.7579e-10 | 0 | 0 | 0 | 0 | 0.00017533 | 0.00018805
1157 | 0 | 5.0849e-07 | 2.8794e-10 | 0 | 0 | 0 | 0 | 0 | 0 | 0 | 0 | 0 | 1.0379e-09 | 0 | 0 | 0 | 0 | 0.00016878 | 0.00021749
1158 | 1.7741e-09 | 4.3044e-07 | 1.7996e-10 | 5.9807e-10 | 0 | 4.7347e-10 | 9.1679e-10 | 8.0893e-11 | 0 | 0 | 3.4645e-10 | 3.625e-09 | 1.5314e-08 | 3.9596e-09 | 0 | 0 | 1.0018e-09 | 0.00017876 | 0.00021963
1159 | 2.084e-05 | 8.015e-06 | 2.2985e-06 | 1.0668e-05 | 3.3348e-06 | 1.241e-05 | 8.2345e-06 | 7.6443e-06 | 1.1428e-05 | 1.1308e-06 | 7.3949e-06 | 2.5519e-06 | 2.2202e-06 | 1.7244e-06 | 8.3654e-06 | 6.1084e-06 | 1.6119e-05 | 0.0001883 | 0.00028505
1160 | 8.4408e-05 | 7.4574e-05 | 2.4445e-05 | 5.8376e-05 | 4.8042e-05 | 0.00010738 | 8.3585e-05 | 5.7409e-05 | 0.00010941 | 2.1345e-05 | 6.2616e-05 | 3.0869e-05 | 3.0542e-05 | 2.3087e-05 | 0.00010504 | 4.618e-05 | 0.00014732 | 0.0001974 | 0.0003024
1161 | 0.00017431 | 0.00017598 | 4.456e-05 | 0.00011645 | 0.00011829 | 0.00021278 | 0.00016838 | 0.00014116 | 0.00026127 | 5.6349e-05 | 7.0652e-05 | 6.8635e-05 | 7.1628e-05 | 4.5155e-05 | 0.00016026 | 0.00012422 | 0.00025893 | 0.00021079 | 0.00031619
1162 | 0.00032283 | 0.00023841 | 6.1245e-05 | 0.00028075 | 0.00014559 | 0.00030052 | 0.00017253 | 0.00021547 | 0.00035266 | 6.9599e-05 | 3.5071e-05 | 7.1687e-05 | 0.00011084 | 6.4694e-05 | 0.00014353 | 0.00012521 | 0.00029675 | 0.00020394 | 0.00027959
1163 | 0.00026798 | 0.00018381 | 4.7153e-05 | 0.00031712 | 0.00011475 | 0.00037019 | 0.00010791 | 0.0001509 | 0.00036933 | 6.8959e-05 | 4.0325e-05 | 6.1527e-05 | 0.00012813 | 6.0154e-05 | 8.19e-05 | 9.8579e-05 | 0.00033498 | 0.00017362 | 0.00026526
1164 | 0.00015518 | 9.9461e-05 | 4.0524e-05 | 0.00019403 | 9.218e-05 | 0.00030837 | 6.7467e-05 | 9.7123e-05 | 0.00029664 | 5.0294e-05 | 3.5549e-05 | 4.8126e-05 | 0.00011723 | 4.4135e-05 | 5.5643e-05 | 7.8875e-05 | 0.00030503 | 0.00016192 | 0.00028704
1165 | 8.867e-05 | 7.9915e-05 | 3.7176e-05 | 5.2089e-05 | 7.5157e-05 | 0.00020355 | 5.4457e-05 | 5.335e-05 | 0.00021548 | 4.283e-05 | 3.0191e-05 | 3.2237e-05 | 9.0057e-05 | 4.6701e-05 | 4.1748e-05 | 8.7839e-05 | 0.00019427 | 0.00014747 | 0.00042028
1166 | 3.8731e-05 | 5.6047e-05 | 2.448e-05 | 5.1664e-05 | 2.7146e-05 | 0.0001313 | 4.3109e-05 | 3.4966e-05 | 0.00014695 | 2.5432e-05 | 2.707e-05 | 3.2807e-05 | 4.9265e-05 | 3.4051e-05 | 4.1594e-05 | 3.7006e-05 | 9.4216e-05 | 0.00016485 | 0.00041749
1167 | 2.3971e-05 | 3.1766e-05 | 2.7457e-05 | 2.7802e-05 | 2.4601e-05 | 7.3822e-05 | 2.7998e-05 | 1.7094e-05 | 0.00011214 | 1.7723e-05 | 2.102e-05 | 2.6758e-05 | 2.2239e-05 | 3.3137e-05 | 2.7681e-05 | 2.0352e-05 | 6.9441e-05 | 0.0001736 | 0.00046877
1168 | 1.3701e-05 | 8.5055e-05 | 3.4865e-05 | 4.6204e-05 | 2.4795e-05 | 5.5828e-05 | 3.209e-05 | 1.6798e-05 | 9.55e-05 | 1.9784e-05 | 1.0076e-05 | 4.5341e-05 | 1.355e-05 | 8.8183e-05 | 9.8965e-06 | 4.7984e-05 | 2.1842e-05 | 0.0001703 | 0.0005074
1169 | 1.1871e-05 | 6.9382e-05 | 1.2218e-05 | 2.4519e-05 | 1.8159e-06 | 3.7313e-05 | 1.9557e-05 | 1.1742e-05 | 6.2545e-05 | 5.2505e-06 | 1.5286e-06 | 1.4334e-05 | 4.818e-06 | 7.796e-06 | 6.4852e-07 | 4.5991e-06 | 4.3672e-06 | 0.00017098 | 0.00048204
1170 | 1.1988e-05 | 2.6184e-05 | 3.2904e-06 | 1.0833e-05 | 0 | 5.9697e-05 | 1.045e-05 | 1.1514e-05 | 6.9665e-05 | 1.2023e-06 | 7.6082e-06 | 5.3966e-06 | 2.3234e-06 | 2.1362e-06 | 2.4414e-06 | 4.4095e-08 | 3.2627e-06 | 0.00018622 | 0.00059966
1171 | 4.5108e-06 | 1.1197e-05 | 9.2176e-07 | 3.7651e-06 | 0 | 5.5184e-05 | 7.0004e-06 | 8.4364e-06 | 5.8487e-05 | 7.9614e-07 | 7.2199e-06 | 2.8455e-06 | 7.7211e-06 | 6.2999e-07 | 2.0841e-06 | 0 | 5.5347e-06 | 0.00018978 | 0.0005865
1172 | 5.4867e-07 | 1.0999e-05 | 2.2856e-07 | 0 | 0 | 3.0722e-05 | 8.3143e-07 | 2.4155e-06 | 2.7751e-05 | 0 | 1.0393e-06 | 6.5977e-07 | 2.0814e-06 | 1.9595e-07 | 0 | 0 | 1.5644e-06 | 0.00020178 | 0.00055272
1173 | 0 | 5.1137e-06 | 2.7129e-07 | 0 | 0 | 1.1078e-05 | 1.3788e-07 | 2.3291e-07 | 1.3572e-05 | 0 | 0 | 1.7543e-07 | 4.9569e-09 | 7.8559e-09 | 0 | 0 | 0 | 0.00023075 | 0.00049485
1174 | 0 | 1.1749e-06 | 2.0228e-08 | 0 | 0 | 1.7993e-06 | 0 | 0 | 6.7804e-06 | 0 | 0 | 8.1831e-09 | 8.4106e-10 | 3.0942e-09 | 0 | 0 | 0 | 0.00024112 | 0.00043056
1175 | 0 | 9.0398e-08 | 9.8381e-09 | 0 | 0 | 1.3681e-07 | 0 | 0 | 1.8297e-06 | 0 | 0 | 0 | 5.1895e-10 | 0 | 0 | 0 | 0 | 0.00026095 | 0.0005069
1176 | 0 | 0 | 2.3995e-11 | 0 | 0 | 0 | 1.3127e-08 | 0 | 3.5442e-07 | 0 | 0 | 0 | 4.1158e-10 | 0 | 0 | 0 | 0 | 0.00025339 | 0.0004602
1177 | 0 | 0 | 0 | 0 | 0 | 1.0271e-08 | 0 | 0 | 1.7598e-07 | 0 | 0 | 0 | 4.2948e-10 | 0 | 0 | 0 | 0 | 0.00023026 | 0.00036961
1178 | 0 | 0 | 0 | 0 | 0 | 0 | 0 | 0 | 2.1522e-07 | 0 | 1.1548e-09 | 0 | 4.1158e-10 | 0 | 0 | 0 | 0 | 0.00023774 | 0.00045445
1179 | 0 | 4.6819e-07 | 0 | 0 | 0 | 1.1983e-08 | 0 | 0 | 2.1482e-07 | 0 | 0 | 0 | 3.7579e-10 | 0 | 0 | 0 | 0 | 0.00022774 | 0.00046426
1180 | 0 | 1.0073e-07 | 0 | 0 | 0 | 0 | 0 | 0 | 1.2254e-09 | 0 | 0 | 0 | 4.2948e-10 | 0 | 0 | 0 | 0 | 0.00023193 | 0.00046046
1181 | 0 | 0 | 0 | 0 | 0 | 0 | 0 | 0 | 0 | 0 | 0 | 0 | 4.4737e-10 | 0 | 0 | 0 | 0 | 0.00019253 | 0.000473
1182 | 1.8916e-09 | 0 | 3.8393e-11 | 6.9008e-10 | 0 | 4.4695e-10 | 9.5013e-10 | 2.5568e-10 | 1.1002e-07 | 0 | 4.0419e-10 | 8.9727e-10 | 9.6767e-09 | 3.4918e-10 | 9.3331e-09 | 0 | 1.0574e-09 | 0.00012585 | 0.00042393
1183 | 9.4899e-08 | 2.5768e-08 | 1.119e-08 | 3.3952e-07 | 0 | 4.1037e-07 | 1.1254e-08 | 1.1578e-06 | 2.0117e-07 | 3.2563e-07 | 4.5615e-09 | 9.9034e-08 | 1.7672e-06 | 1.6405e-07 | 3.0808e-09 | 5.1877e-09 | 1.0182e-07 | 0.00011412 | 0.00040261
1184 | 1.0654e-05 | 3.3991e-06 | 1.3143e-06 | 7.2185e-06 | 8.7971e-08 | 8.4742e-06 | 2.0507e-06 | 1.4859e-05 | 4.5054e-06 | 7.6511e-06 | 1.6901e-06 | 3.858e-06 | 7.4229e-05 | 6.5442e-06 | 2.6051e-06 | 2.141e-06 | 1.867e-05 | 0.00011869 | 0.00030359
1185 | 2.1812e-05 | 1.2696e-05 | 1.3532e-05 | 1.0235e-05 | 1.639e-05 | 2.5346e-05 | 1.2815e-05 | 3.2359e-05 | 2.0449e-05 | 1.4246e-05 | 1.5418e-05 | 2.1605e-05 | 0.0002137 | 2.123e-05 | 1.7297e-05 | 1.3079e-05 | 3.2703e-05 | 0.00013645 | 0.00022657
1186 | 5.1194e-05 | 2.6159e-05 | 3.5219e-05 | 4.6529e-05 | 5.5189e-05 | 4.3881e-05 | 2.4047e-05 | 8.5755e-05 | 3.3184e-05 | 5.0299e-05 | 3.063e-05 | 3.3955e-05 | 0.00023345 | 5.7877e-05 | 2.3686e-05 | 3.2999e-05 | 2.8889e-05 | 0.00012419 | 0.00020089
1187 | 0.00028742 | 3.9936e-05 | 5.9381e-05 | 8.8737e-05 | 4.966e-05 | 0.00010837 | 3.586e-05 | 0.00017851 | 6.1068e-05 | 5.2327e-05 | 5.2461e-05 | 3.77e-05 | 0.00034471 | 6.8543e-05 | 2.8734e-05 | 5.7637e-05 | 0.00016202 | 0.00013728 | 0.00011957
1188 | 0.00034648 | 4.1042e-05 | 5.2884e-05 | 0.00017095 | 7.4737e-05 | 0.00015364 | 4.4314e-05 | 0.00024643 | 8.9087e-05 | 3.2476e-05 | 4.0701e-05 | 4.4444e-05 | 0.00031946 | 7.7739e-05 | 3.7311e-05 | 6.867e-05 | 0.00027875 | 0.00015808 | 0.0001125
1189 | 0.00042651 | 3.3137e-05 | 4.2571e-05 | 0.000174 | 6.0236e-05 | 0.0001593 | 2.8221e-05 | 0.00025947 | 0.00010828 | 3.5789e-05 | 2.4816e-05 | 3.1097e-05 | 0.00034319 | 7.0095e-05 | 2.0168e-05 | 5.7676e-05 | 0.00031976 | 0.00015721 | 0.0001079
1190 | 0.00033916 | 1.9674e-05 | 4.0239e-05 | 0.00026745 | 2.6812e-05 | 0.00013209 | 3.6015e-05 | 0.0002125 | 8.3076e-05 | 3.18e-05 | 4.6742e-05 | 4.7818e-05 | 0.00028176 | 6.7948e-05 | 4.4216e-05 | 4.4367e-05 | 0.00034537 | 0.0001327 | 8.8918e-05
1191 | 0.00023225 | 2.6802e-05 | 2.109e-05 | 0.00010953 | 3.2846e-05 | 7.3573e-05 | 1.7545e-05 | 0.00016974 | 3.7817e-05 | 4.0727e-05 | 7.7852e-06 | 2.5246e-05 | 0.00025822 | 5.8592e-05 | 1.6096e-05 | 3.3529e-05 | 0.00020297 | 0.00017934 | 4.5473e-05
1192 | 0.00014962 | 1.8281e-05 | 2.3259e-05 | 0.00013787 | 1.9024e-06 | 6.4302e-05 | 5.7915e-06 | 0.00014834 | 2.6166e-05 | 1.4222e-05 | 5.9699e-06 | 1.2495e-05 | 0.00014157 | 7.5038e-05 | 5.2354e-06 | 2.4056e-05 | 9.0067e-05 | 0.00018986 | 8.5055e-05
1193 | 4.2489e-05 | 3.7173e-06 | 1.1467e-05 | 3.6806e-05 | 0 | 2.6485e-05 | 1.8173e-06 | 5.3931e-05 | 1.4911e-05 | 7.2763e-06 | 8.6646e-07 | 4.4772e-06 | 2.3472e-05 | 1.0312e-05 | 1.042e-08 | 6.8944e-07 | 3.1236e-05 | 0.00018333 | 0.0002877
1194 | 1.1758e-05 | 1.2809e-06 | 2.2873e-06 | 6.8705e-06 | 0 | 3.0409e-05 | 3.1178e-07 | 2.9887e-05 | 1.1154e-05 | 1.6774e-06 | 1.9802e-07 | 2.0155e-06 | 5.1962e-06 | 3.2681e-06 | 4.9185e-07 | 0 | 2.3321e-06 | 0.00016447 | 0.00046924
1195 | 6.2787e-06 | 6.8408e-07 | 8.012e-07 | 3.5994e-06 | 0 | 1.4572e-05 | 3.8205e-07 | 1.7988e-05 | 1.0495e-05 | 2.2023e-07 | 0 | 1.1755e-06 | 6.8447e-06 | 1.7329e-06 | 0 | 0 | 4.6409e-06 | 0.00013792 | 0.00051481
1196 | 2.6838e-06 | 1.3144e-06 | 2.2349e-07 | 0 | 0 | 4.1719e-06 | 2.7122e-07 | 8.1548e-06 | 4.403e-06 | 0 | 1.1548e-09 | 5.7461e-07 | 9.6918e-07 | 1.0731e-06 | 0 | 0 | 1.5355e-06 | 0.00011896 | 0.0003579
1197 | 1.7556e-08 | 0 | 2.6174e-07 | 0 | 0 | 1.4661e-06 | 0 | 3.3093e-06 | 5.0981e-07 | 0 | 0 | 5.66e-08 | 5.8731e-08 | 3.9967e-07 | 0 | 0 | 0 | 0.00012817 | 0.00021167
1198 | 0 | 0 | 2.2268e-08 | 0 | 0 | 4.9294e-07 | 0 | 1.2496e-06 | 2.6393e-08 | 0 | 0 | 1.4428e-08 | 3.239e-09 | 8.4275e-08 | 0 | 0 | 0 | 0.00012113 | 9.5086e-05
1199 | 0 | 0 | 1.6989e-08 | 0 | 0 | 4.6073e-08 | 0 | 4.6832e-07 | 1.4139e-10 | 0 | 0 | 0 | 4.8316e-10 | 0 | 0 | 0 | 0 | 0.00010408 | 0.00018037
1200 | 0 | 0 | 9.5981e-11 | 0 | 0 | 1.0271e-08 | 5.2091e-09 | 4.6282e-08 | 0 | 0 | 0 | 0 | 4.8316e-10 | 0 | 0 | 0 | 0 | 9.7137e-05 | 0.00026756
1201 | 0 | 0 | 9.5981e-11 | 0 | 0 | 0 | 0 | 0 | 3.4593e-08 | 0 | 0 | 0 | 5.1895e-10 | 0 | 0 | 0 | 0 | 9.5816e-05 | 0.00035013
1202 | 0 | 0 | 9.5981e-11 | 0 | 0 | 0 | 0 | 0 | 0 | 0 | 0 | 0 | 4.6527e-10 | 0 | 0 | 0 | 0 | 9.0305e-05 | 0.00024154
1203 | 0 | 3.46e-08 | 4.7991e-11 | 0 | 0 | 0 | 0 | 0 | 0 | 0 | 0 | 0 | 5.0106e-10 | 0 | 0 | 0 | 0 | 0.00011831 | 0.00016706
1204 | 0 | 0 | 9.5981e-11 | 0 | 0 | 1.0227e-08 | 0 | 0 | 0 | 0 | 0 | 0 | 4.6527e-10 | 0 | 0 | 0 | 0 | 0.00012302 | 0.0001373
1205 | 0 | 0 | 9.5981e-11 | 0 | 0 | 0 | 0 | 0 | 0 | 0 | 1.1548e-09 | 0 | 4.6527e-10 | 1.0744e-11 | 0 | 0 | 0 | 0.00017722 | 0.00019703
1206 | 1.601e-09 | 0 | 3.0234e-10 | 6.4407e-10 | 0 | 5.1892e-10 | 1.1168e-09 | 3.4235e-10 | 4.713e-11 | 0 | 3.4645e-10 | 4.3787e-09 | 7.0081e-09 | 3.5992e-10 | 1.3592e-10 | 0 | 2.1705e-09 | 0.00015303 | 0.00014445
1207 | 8.7308e-08 | 4.8685e-07 | 3.4938e-07 | 6.872e-08 | 3.0904e-07 | 3.4214e-07 | 7.2516e-07 | 1.7061e-07 | 8.2628e-07 | 2.0999e-06 | 1.395e-06 | 5.8052e-07 | 8.1902e-07 | 4.2664e-07 | 8.6431e-07 | 5.4001e-07 | 2.9617e-07 | 0.00012135 | 6.8909e-05
1208 | 6.7618e-06 | 1.3216e-05 | 1.9376e-05 | 3.04e-06 | 1.4418e-05 | 7.6454e-06 | 1.8539e-05 | 4.1617e-06 | 1.3214e-05 | 8.8323e-06 | 2.5622e-05 | 7.238e-06 | 5.6369e-06 | 8.8877e-06 | 1.8588e-05 | 1.4349e-05 | 7.3894e-06 | 0.00011325 | 6.5372e-05
1209 | 2.4749e-05 | 3.0052e-05 | 3.8642e-05 | 1.6741e-05 | 4.0543e-05 | 2.0912e-05 | 5.1764e-05 | 1.41e-05 | 3.8886e-05 | 1.9487e-05 | 7.7212e-05 | 2.7896e-05 | 2.1219e-05 | 2.2433e-05 | 4.5551e-05 | 4.1805e-05 | 2.2428e-05 | 0.00013676 | 9.9609e-05
1210 | 4.1418e-05 | 4.6128e-05 | 8.3287e-05 | 2.5411e-05 | 6.3834e-05 | 2.6613e-05 | 7.1797e-05 | 2.3601e-05 | 6.0149e-05 | 3.2448e-05 | 6.563e-05 | 5.9131e-05 | 3.6002e-05 | 2.6996e-05 | 6.6741e-05 | 8.2184e-05 | 4.1363e-05 | 0.00013893 | 5.0274e-05
1211 | 5.166e-05 | 6.0611e-05 | 9.2108e-05 | 3.8313e-05 | 4.9376e-05 | 3.2206e-05 | 7.808e-05 | 3.1766e-05 | 6.588e-05 | 4.2931e-05 | 6.5964e-05 | 5.1469e-05 | 5.412e-05 | 3.0903e-05 | 3.8197e-05 | 7.9843e-05 | 3.9481e-05 | 0.00012965 | 2.869e-05
1212 | 7.7174e-05 | 4.6972e-05 | 6.201e-05 | 4.971e-05 | 3.6628e-05 | 3.2345e-05 | 6.5276e-05 | 4.7947e-05 | 5.1838e-05 | 3.0478e-05 | 5.2558e-05 | 3.5287e-05 | 5.5697e-05 | 2.9779e-05 | 4.8958e-05 | 5.6862e-05 | 3.518e-05 | 0.00014317 | 3.7161e-05
1213 | 8.634e-05 | 2.9138e-05 | 4.4852e-05 | 4.2077e-05 | 3.686e-05 | 3.0182e-05 | 4.9528e-05 | 4.1752e-05 | 4.0087e-05 | 4.0515e-05 | 3.5465e-05 | 3.1431e-05 | 8.9339e-05 | 3.0913e-05 | 4.7082e-05 | 2.7455e-05 | 4.7908e-05 | 0.00014281 | 3.9997e-05
1214 | 4.7853e-05 | 2.7415e-05 | 3.5823e-05 | 1.6301e-05 | 2.7732e-05 | 2.2123e-05 | 4.4563e-05 | 2.7493e-05 | 3.6108e-05 | 2.7935e-05 | 4.4048e-05 | 2.4227e-05 | 5.795e-05 | 2.4683e-05 | 5.5232e-05 | 2.9759e-05 | 2.6795e-05 | 0.00014366 | 2.2904e-05
1215 | 2.1397e-05 | 2.6303e-05 | 3.2025e-05 | 1.175e-05 | 2.613e-05 | 1.6806e-05 | 3.2195e-05 | 1.8736e-05 | 2.8502e-05 | 1.9288e-05 | 2.791e-05 | 2.0201e-05 | 3.2108e-05 | 1.5654e-05 | 3.9105e-05 | 3.3238e-05 | 1.5008e-05 | 0.00014402 | 0.00010325
1216 | 1.2525e-05 | 3.6851e-05 | 3.9227e-05 | 1.4033e-05 | 1.1751e-05 | 1.3137e-05 | 2.6318e-05 | 1.1781e-05 | 2.723e-05 | 1.2006e-05 | 2.961e-05 | 1.3126e-05 | 2.0427e-05 | 2.4214e-05 | 1.9685e-05 | 2.8529e-05 | 9.6571e-06 | 0.00015204 | 0.00016306
1217 | 5.7209e-06 | 9.9437e-06 | 9.0511e-06 | 6.1539e-07 | 6.5714e-07 | 2.1701e-06 | 8.0728e-06 | 2.3946e-06 | 1.3343e-05 | 1.963e-06 | 3.9341e-06 | 3.6651e-06 | 3.5487e-06 | 9.6823e-07 | 4.1333e-06 | 1.2525e-06 | 1.5404e-06 | 0.00015961 | 0.00021541
1218 | 3.819e-06 | 1.4445e-06 | 2.7118e-06 | 3.9781e-07 | 0 | 4.7314e-06 | 1.1222e-06 | 1.6086e-06 | 1.827e-05 | 4.3064e-07 | 2.7356e-06 | 1.5299e-06 | 1.621e-06 | 4.6358e-07 | 1.7513e-06 | 0 | 1.783e-07 | 0.00015487 | 0.00030248
1219 | 0 | 4.4223e-07 | 1.3486e-06 | 0 | 0 | 5.2228e-07 | 6.7476e-07 | 2.3927e-07 | 5.4375e-06 | 4.3506e-07 | 0 | 8.3182e-07 | 8.23e-07 | 1.0454e-07 | 4.2769e-07 | 0 | 0 | 0.0001551 | 0.00029401
1220 | 0 | 6.1584e-07 | 5.1674e-07 | 0 | 0 | 2.3552e-07 | 5.4998e-07 | 1.4929e-07 | 3.2748e-07 | 0 | 0 | 2.8124e-07 | 6.5692e-08 | 2.2777e-09 | 0 | 0 | 0 | 0.00016007 | 0.00026458
1221 | 0 | 0 | 5.9172e-08 | 0 | 0 | 0 | 7.5344e-09 | 2.3112e-09 | 8.4834e-09 | 0 | 0 | 1.5433e-08 | 3.579e-10 | 1.1654e-08 | 0 | 0 | 0 | 0.00015885 | 0.0003134
1222 | 0 | 0 | 2.3275e-09 | 0 | 0 | 0 | 0 | 0 | 2.8278e-09 | 0 | 0 | 3.8762e-09 | 6.4422e-10 | 0 | 0 | 0 | 0 | 0.00016495 | 0.00030382
1223 | 0 | 0 | 1.4397e-10 | 0 | 0 | 0 | 0 | 0 | 0 | 0 | 0 | 0 | 8.7685e-10 | 0 | 0 | 0 | 0 | 0.00016297 | 0.00027507
1224 | 0 | 0 | 9.5981e-11 | 0 | 0 | 0 | 0 | 0 | 0 | 0 | 0 | 0 | 7.6948e-10 | 0 | 0 | 0 | 0 | 0.00015315 | 0.00027745
1225 | 0 | 0 | 4.7991e-11 | 0 | 0 | 0 | 0 | 0 | 1.5956e-07 | 0 | 0 | 0 | 7.6948e-10 | 0 | 0 | 0 | 0 | 0.00014996 | 0.00024737
1226 | 0 | 0 | 9.5981e-11 | 0 | 0 | 0 | 0 | 0 | 3.3344e-08 | 0 | 0 | 0 | 7.1579e-10 | 0 | 0 | 0 | 0 | 0.00016196 | 0.00025481
1227 | 0 | 4.9929e-08 | 9.5981e-11 | 0 | 0 | 0 | 0 | 0 | 0 | 0 | 0 | 0 | 7.5158e-10 | 0 | 0 | 0 | 0 | 0.0001589 | 0.00027235
1228 | 0 | 0 | 4.7991e-11 | 0 | 0 | 0 | 0 | 0 | 0 | 0 | 0 | 0 | 8.0527e-10 | 0 | 0 | 0 | 0 | 0.0001574 | 0.00025281
1229 | 0 | 0 | 9.5981e-11 | 0 | 0 | 0 | 0 | 0 | 0 | 0 | 1.1548e-09 | 0 | 8.2316e-10 | 0 | 0 | 0 | 0 | 0.00016508 | 0.0002966
1230 | 1.9657e-09 | 0 | 2.7835e-10 | 6.4407e-10 | 0 | 4.7347e-10 | 9.3346e-10 | 2.4701e-10 | 0 | 0 | 3.4645e-10 | 8.9727e-10 | 6.7329e-09 | 1.5678e-09 | 9.1972e-09 | 0 | 9.461e-10 | 0.00015819 | 0.00024169
1231 | 4.4813e-07 | 5.9787e-07 | 8.7895e-08 | 6.7984e-08 | 5.9334e-08 | 4.3459e-07 | 3.547e-07 | 1.1196e-07 | 1.4809e-07 | 1.0427e-07 | 1.5246e-07 | 1.1588e-07 | 1.8648e-07 | 6.9319e-08 | 5.8259e-07 | 4.1823e-07 | 9.4716e-07 | 0.00017876 | 0.00021101
1232 | 3.197e-06 | 1.0757e-05 | 7.7004e-06 | 3.1317e-06 | 4.1343e-06 | 8.566e-06 | 5.911e-06 | 5.0822e-06 | 4.0486e-06 | 8.5467e-06 | 4.8836e-06 | 2.689e-06 | 9.8743e-06 | 9.4806e-06 | 6.0689e-06 | 6.3739e-06 | 7.8191e-06 | 0.00018713 | 0.00026015
1233 | 2.7221e-05 | 3.1644e-05 | 2.4878e-05 | 1.8366e-05 | 1.3974e-05 | 2.196e-05 | 2.8147e-05 | 2.6333e-05 | 1.116e-05 | 5.9723e-05 | 2.4283e-05 | 2.9917e-05 | 4.3892e-05 | 3.816e-05 | 3.0545e-05 | 2.1537e-05 | 2.8251e-05 | 0.00018796 | 0.00024334
1234 | 8.9189e-05 | 5.401e-05 | 3.8109e-05 | 3.0003e-05 | 4.4264e-05 | 3.75e-05 | 4.0437e-05 | 4.8007e-05 | 2.911e-05 | 3.371e-05 | 3.8448e-05 | 3.7958e-05 | 3.0657e-05 | 3.3112e-05 | 5.1162e-05 | 4.7281e-05 | 5.5752e-05 | 0.00018972 | 0.00013189
1235 | 5.0429e-05 | 5.284e-05 | 4.2406e-05 | 3.684e-05 | 3.8344e-05 | 4.52e-05 | 4.1828e-05 | 4.8899e-05 | 2.9641e-05 | 4.6434e-05 | 4.3889e-05 | 5.4385e-05 | 2.9722e-05 | 3.9637e-05 | 5.9576e-05 | 4.0923e-05 | 6.0005e-05 | 0.00017682 | 9.7567e-05
1236 | 8.167e-05 | 4.7866e-05 | 3.8095e-05 | 3.6092e-05 | 5.7775e-05 | 4.3583e-05 | 3.6042e-05 | 5.0146e-05 | 2.8745e-05 | 6.9306e-05 | 3.9163e-05 | 5.7931e-05 | 8.1959e-05 | 4.4346e-05 | 5.0718e-05 | 5.3186e-05 | 6.6039e-05 | 0.00016819 | 0.00021654
1237 | 4.5295e-05 | 4.956e-05 | 3.7531e-05 | 4.5841e-05 | 4.681e-05 | 3.8907e-05 | 4.4668e-05 | 5.2713e-05 | 2.6671e-05 | 6.049e-05 | 4.9308e-05 | 3.7323e-05 | 0.00014487 | 4.9265e-05 | 5.1808e-05 | 4.5321e-05 | 5.0635e-05 | 0.00016551 | 0.00015101
1238 | 3.924e-05 | 4.8201e-05 | 4.5404e-05 | 4.4987e-05 | 3.8266e-05 | 3.3487e-05 | 5.0948e-05 | 4.5397e-05 | 2.4491e-05 | 7.0017e-05 | 7.0031e-05 | 4.6951e-05 | 5.3172e-05 | 3.9097e-05 | 8.0443e-05 | 4.4902e-05 | 5.5965e-05 | 0.00015794 | 8.664e-05
1239 | 2.4271e-05 | 4.1201e-05 | 3.7787e-05 | 3.749e-05 | 2.4727e-05 | 2.9926e-05 | 4.6933e-05 | 2.2331e-05 | 2.1561e-05 | 2.4658e-05 | 6.4435e-05 | 2.4991e-05 | 5.1171e-05 | 1.6892e-05 | 7.8226e-05 | 3.9851e-05 | 3.5704e-05 | 0.0001659 | 0.00013263
1240 | 1.0027e-05 | 4.3923e-05 | 2.2507e-05 | 1.6662e-05 | 1.1683e-05 | 2.1393e-05 | 2.7561e-05 | 7.1067e-06 | 2.0458e-05 | 1.8849e-05 | 2.3892e-05 | 1.6901e-05 | 2.9947e-05 | 4.0258e-05 | 3.2481e-05 | 2.5705e-05 | 1.126e-05 | 0.00016688 | 0.00020815
1241 | 3.7606e-06 | 9.0989e-06 | 4.604e-06 | 6.0566e-07 | 2.2514e-07 | 2.7963e-06 | 4.832e-06 | 2.5012e-06 | 6.4567e-06 | 5.056e-06 | 2.4707e-06 | 4.1537e-06 | 6.833e-06 | 2.5826e-06 | 4.0743e-06 | 2.2259e-06 | 4.2783e-07 | 0.00017961 | 0.00019107
1242 | 2.5403e-06 | 1.2423e-06 | 1.5065e-06 | 7.7335e-07 | 0 | 8.0636e-06 | 5.8881e-07 | 2.4806e-06 | 1.6814e-06 | 1.6223e-06 | 3.1602e-07 | 3.0304e-06 | 4.1239e-06 | 9.457e-07 | 2.028e-06 | 0 | 2.0199e-07 | 0.00017781 | 0.00023317
1243 | 0 | 1.0536e-06 | 7.0365e-07 | 0 | 0 | 8.7734e-07 | 8.0211e-07 | 8.8592e-07 | 3.8872e-06 | 1.0043e-06 | 1.1548e-09 | 1.3556e-06 | 2.4733e-06 | 2.2533e-07 | 1.7833e-06 | 0 | 0 | 0.00017708 | 0.0002034
1244 | 0 | 2.9675e-06 | 2.8686e-07 | 0 | 0 | 5.1743e-07 | 1.988e-07 | 7.1648e-08 | 1.8381e-08 | 5.6533e-08 | 0 | 3.9354e-07 | 8.6647e-08 | 5.1173e-08 | 0 | 0 | 0 | 0.00017943 | 0.00020443
1245 | 0 | 3.022e-08 | 1.1958e-07 | 0 | 0 | 1.8939e-10 | 4.0839e-08 | 0 | 5.6556e-09 | 0 | 0 | 1.3926e-08 | 8.2316e-10 | 0 | 0 | 0 | 0 | 0.00017475 | 0.00016338
1246 | 0 | 0 | 7.9089e-09 | 0 | 0 | 0 | 0 | 0 | 0 | 0 | 0 | 1.9381e-09 | 8.4106e-10 | 0 | 0 | 0 | 0 | 0.00016058 | 0.00014504
1247 | 0 | 0 | 1.4397e-10 | 0 | 0 | 0 | 0 | 0 | 0 | 0 | 0 | 0 | 7.8737e-10 | 0 | 0 | 0 | 0 | 0.0001527 | 0.00013187
1248 | 0 | 0 | 1.4397e-10 | 0 | 0 | 0 | 1.021e-08 | 0 | 0 | 0 | 0 | 0 | 7.3369e-10 | 0 | 0 | 0 | 0 | 0.00013857 | 0.00015526
1249 | 0 | 0 | 9.5981e-11 | 0 | 0 | 0 | 0 | 0 | 0 | 0 | 0 | 0 | 7.6948e-10 | 0 | 0 | 0 | 0 | 0.00013324 | 0.00016619
1250 | 0 | 0 | 1.1998e-10 | 0 | 0 | 0 | 0 | 0 | 1.5791e-07 | 0 | 0 | 0 | 7.8737e-10 | 1.0744e-11 | 0 | 0 | 0 | 0.00012362 | 0.00019874
1251 | 0 | 4.3359e-08 | 9.5981e-11 | 0 | 0 | 0 | 0 | 0 | 0 | 0 | 0 | 0 | 6.8001e-10 | 0 | 0 | 0 | 0 | 0.00011609 | 0.0002243
1252 | 0 | 0 | 9.5981e-11 | 0 | 0 | 0 | 0 | 0 | 0 | 0 | 0 | 0 | 8.0527e-10 | 0 | 0 | 0 | 0 | 0.00010991 | 0.00029671
1253 | 0 | 0 | 1.4397e-10 | 0 | 0 | 0 | 0 | 0 | 0 | 0 | 0 | 0 | 8.5895e-10 | 0 | 0 | 0 | 0 | 0.00010942 | 0.00043756
1254 | 2.077e-09 | 0 | 3.0234e-10 | 5.9807e-10 | 0 | 6.8369e-10 | 9.0846e-10 | 6.0381e-10 | 4.713e-11 | 0 | 1.5013e-09 | 1.2921e-09 | 9.5738e-09 | 2.2277e-09 | 2.7184e-10 | 0 | 1.5026e-09 | 0.00011966 | 0.00047031
1255 | 1.1155e-06 | 1.5701e-08 | 4.4664e-07 | 5.5769e-07 | 1.2641e-07 | 2.4536e-07 | 7.0449e-08 | 1.0092e-06 | 4.7667e-08 | 3.1962e-07 | 6.3515e-10 | 4.2952e-07 | 1.0627e-06 | 2.6504e-07 | 1.3592e-10 | 8.1135e-08 | 3.4904e-07 | 0.00010592 | 0.00048061
1256 | 1.306e-05 | 1.3697e-06 | 1.2022e-05 | 9.047e-06 | 1.6351e-05 | 5.0242e-06 | 1.7137e-06 | 1.0378e-05 | 1.2724e-06 | 5.1432e-06 | 4.2034e-07 | 1.9946e-05 | 1.2937e-05 | 6.9264e-06 | 2.2245e-08 | 6.6281e-06 | 1.3794e-05 | 0.00010512 | 0.0004106
1257 | 3.8272e-05 | 5.9872e-06 | 2.9894e-05 | 2.1407e-05 | 4.3573e-05 | 1.8795e-05 | 4.4695e-06 | 2.9625e-05 | 4.2015e-06 | 2.8498e-05 | 1.2261e-06 | 3.555e-05 | 2.7661e-05 | 1.8923e-05 | 1.3062e-07 | 2.0905e-05 | 2.6269e-05 | 0.00013099 | 0.000399
1258 | 6.9077e-05 | 8.4662e-06 | 4.8407e-05 | 4.4671e-05 | 7.307e-05 | 2.9301e-05 | 5.2061e-06 | 5.4904e-05 | 4.8189e-06 | 3.8507e-05 | 4.2056e-06 | 5.5945e-05 | 5.4245e-05 | 3.1967e-05 | 1.5178e-07 | 3.2132e-05 | 6.3587e-05 | 0.00012713 | 0.00040711
1259 | 7.7917e-05 | 1.628e-05 | 6.6471e-05 | 5.7467e-05 | 9.8574e-05 | 4.6017e-05 | 9.9474e-06 | 6.1501e-05 | 5.1224e-06 | 5.7013e-05 | 9.5545e-06 | 6.5727e-05 | 5.3713e-05 | 4.2456e-05 | 1.0403e-06 | 5.8432e-05 | 7.9671e-05 | 9.9943e-05 | 0.00038764
1260 | 8.5989e-05 | 2.2965e-05 | 8.9036e-05 | 7.9523e-05 | 0.0001013 | 6.2354e-05 | 1.7143e-05 | 6.7048e-05 | 8.7371e-06 | 8.3777e-05 | 2.8679e-05 | 6.7656e-05 | 4.02e-05 | 6.4603e-05 | 4.5209e-06 | 6.3234e-05 | 9.1807e-05 | 8.9294e-05 | 0.00037591
1261 | 8.0532e-05 | 2.7732e-05 | 0.00010176 | 7.0862e-05 | 0.00011721 | 5.9815e-05 | 2.5993e-05 | 7.9727e-05 | 1.1868e-05 | 8.9411e-05 | 2.8012e-05 | 7.7302e-05 | 5.9872e-05 | 5.7993e-05 | 4.9075e-06 | 9.1545e-05 | 6.8557e-05 | 8.1032e-05 | 0.00036108
1262 | 8.5969e-05 | 3.1845e-05 | 7.7688e-05 | 6.7053e-05 | 9.1099e-05 | 5.4901e-05 | 2.2795e-05 | 8.1017e-05 | 1.0837e-05 | 8.0829e-05 | 2.2608e-05 | 6.1295e-05 | 5.4916e-05 | 4.6121e-05 | 3.299e-06 | 8.5927e-05 | 5.6544e-05 | 7.9864e-05 | 0.00037793
1263 | 6.2097e-05 | 1.8037e-05 | 5.5374e-05 | 3.9984e-05 | 4.4249e-05 | 3.4827e-05 | 1.7523e-05 | 5.0095e-05 | 6.583e-06 | 5.1642e-05 | 1.9548e-05 | 4.4531e-05 | 4.3802e-05 | 3.4073e-05 | 3.4936e-06 | 4.1857e-05 | 4.3998e-05 | 8.5852e-05 | 0.00037908
1264 | 3.5107e-05 | 1.8954e-05 | 6.6757e-05 | 2.7245e-05 | 2.2194e-05 | 2.4804e-05 | 1.4156e-05 | 3.2119e-05 | 5.2406e-06 | 3.8419e-05 | 2.1631e-05 | 3.65e-05 | 1.1936e-05 | 5.6198e-05 | 3.4673e-06 | 2.6899e-05 | 1.6538e-05 | 7.201e-05 | 0.00034596
1265 | 6.9183e-06 | 6.0107e-06 | 2.2061e-05 | 2.4544e-06 | 5.345e-06 | 7.3022e-06 | 5.0332e-06 | 1.0383e-05 | 3.5298e-06 | 1.2686e-05 | 4.6989e-06 | 1.314e-05 | 5.1414e-06 | 7.3797e-06 | 5.8645e-07 | 6.8136e-06 | 1.5774e-06 | 6.986e-05 | 0.00034794
1266 | 3.7325e-06 | 1.1009e-06 | 4.0898e-06 | 3.4799e-06 | 1.209e-08 | 1.471e-05 | 5.2821e-07 | 4.7683e-06 | 9.1783e-07 | 4.4691e-06 | 1.0048e-07 | 5.8159e-06 | 6.6042e-07 | 2.4735e-06 | 3.7604e-09 | 2.1218e-07 | 1.8126e-07 | 6.9049e-05 | 0.00040656
1267 | 7.0964e-08 | 3.4265e-07 | 1.9038e-06 | 0 | 0 | 2.4446e-06 | 4.1214e-08 | 2.0443e-06 | 1.7983e-06 | 1.1906e-06 | 0 | 5.2925e-06 | 5.9288e-07 | 3.097e-06 | 0 | 0 | 0 | 5.6344e-05 | 0.00041722
1268 | 0 | 2.5227e-08 | 4.9022e-07 | 0 | 0 | 1.2191e-06 | 0 | 4.4604e-07 | 0 | 4.8176e-07 | 0 | 1.4373e-06 | 1.9523e-08 | 1.4298e-06 | 0 | 0 | 0 | 5.5901e-05 | 0.00033368
1269 | 0 | 0 | 2.5445e-07 | 0 | 0 | 1.9318e-09 | 0 | 1.0978e-08 | 0 | 0 | 0 | 1.2673e-07 | 7.3369e-10 | 9.4464e-08 | 0 | 0 | 0 | 4.8422e-05 | 0.00028547
1270 | 0 | 0 | 1.8668e-08 | 0 | 0 | 0 | 0 | 0 | 0 | 0 | 0 | 1.6905e-08 | 5.5474e-10 | 0 | 0 | 0 | 0 | 4.1395e-05 | 0.00025262
1271 | 0 | 0 | 2.1596e-10 | 0 | 0 | 1.8939e-10 | 0 | 0 | 0 | 0 | 0 | 0 | 4.2948e-10 | 0 | 0 | 0 | 0 | 4.2852e-05 | 0.00029138
1272 | 0 | 0 | 1.4397e-10 | 0 | 0 | 0 | 0 | 0 | 0 | 0 | 0 | 0 | 4.4737e-10 | 0 | 0 | 0 | 0 | 4.2709e-05 | 0.00028549
1273 | 0 | 0 | 9.5981e-11 | 0 | 0 | 0 | 0 | 0 | 0 | 0 | 1.1548e-09 | 0 | 4.8316e-10 | 0 | 0 | 0 | 0 | 5.2977e-05 | 0.00029412
1274 | 0 | 0 | 9.5981e-11 | 0 | 0 | 0 | 0 | 0 | 0 | 0 | 0 | 0 | 5.3685e-10 | 0 | 0 | 0 | 0 | 5.1386e-05 | 0.00026006
1275 | 0 | 0 | 9.5981e-11 | 0 | 0 | 0 | 0 | 0 | 0 | 0 | 0 | 0 | 4.8316e-10 | 0 | 0 | 0 | 0 | 3.9997e-05 | 0.00025727
1276 | 0 | 0 | 1.4397e-10 | 0 | 0 | 0 | 0 | 0 | 0 | 0 | 0 | 0 | 5.5474e-10 | 0 | 0 | 0 | 0 | 4.5064e-05 | 0.00022655
1277 | 0 | 0 | 1.4397e-10 | 0 | 0 | 0 | 0 | 0 | 0 | 0 | 0 | 0 | 5.5474e-10 | 0 | 0 | 0 | 0 | 5.0132e-05 | 0.00027059
1278 | 1.941e-09 | 0 | 1.0798e-10 | 6.9008e-10 | 0 | 5.5112e-10 | 1.1502e-09 | 3.5102e-10 | 0 | 0 | 3.4645e-10 | 7.1782e-10 | 1.2457e-08 | 3.4198e-09 | 1.3592e-10 | 0 | 6.1218e-10 | 4.8731e-05 | 0.00031472
1279 | 2.115e-06 | 2.1567e-07 | 2.4821e-06 | 6.9297e-07 | 2.3205e-07 | 8.4345e-07 | 5.7857e-07 | 1.3129e-06 | 2.3899e-07 | 8.5514e-07 | 4.1273e-07 | 3.2647e-07 | 1.0664e-06 | 6.5676e-07 | 6.1435e-08 | 3.4529e-07 | 2.657e-06 | 5.6865e-05 | 0.00029463
1280 | 2.5902e-05 | 8.812e-06 | 4.7265e-05 | 2.3623e-05 | 2.961e-05 | 1.7205e-05 | 1.0326e-05 | 1.7947e-05 | 6.0231e-06 | 1.7316e-05 | 1.0731e-05 | 1.1536e-05 | 1.6675e-05 | 1.4957e-05 | 3.5646e-06 | 2.6854e-05 | 2.711e-05 | 6.6585e-05 | 0.00028376
1281 | 6.9659e-05 | 4.3615e-05 | 0.00015353 | 3.9844e-05 | 0.00011751 | 5.9914e-05 | 4.6575e-05 | 5.862e-05 | 3.3833e-05 | 6.5228e-05 | 4.3831e-05 | 5.4742e-05 | 5.199e-05 | 4.849e-05 | 2.2525e-05 | 0.00011173 | 5.8458e-05 | 8.1131e-05 | 0.00027069
1282 | 0.00016468 | 0.00010855 | 0.00022116 | 8.7405e-05 | 0.00019919 | 0.00011207 | 0.00012428 | 0.00012111 | 6.4834e-05 | 0.00012072 | 0.00010643 | 0.00013288 | 8.7461e-05 | 9.5415e-05 | 5.3752e-05 | 0.00019711 | 7.0351e-05 | 6.8508e-05 | 0.00024319
1283 | 0.00022216 | 0.00018964 | 0.00032324 | 0.0001271 | 0.00029553 | 0.00014162 | 0.00020696 | 0.00015234 | 0.00010059 | 8.9819e-05 | 0.00019667 | 0.0001539 | 0.00014606 | 9.9528e-05 | 0.00018115 | 0.00031134 | 0.00010733 | 6.2579e-05 | 0.00022209
1284 | 0.00020041 | 0.00023258 | 0.00032216 | 0.00015457 | 0.00042631 | 0.00014123 | 0.00030338 | 0.00015906 | 0.0001202 | 7.8141e-05 | 0.00028009 | 0.00018137 | 9.5744e-05 | 8.6995e-05 | 0.00036 | 0.0003414 | 0.00011071 | 5.074e-05 | 0.00022161
1285 | 0.00018852 | 0.0002281 | 0.00027812 | 0.00013525 | 0.0004358 | 0.00010765 | 0.00035137 | 0.00016419 | 0.00012146 | 7.2627e-05 | 0.00032718 | 0.00015773 | 8.7176e-05 | 6.9579e-05 | 0.00045792 | 0.00035532 | 8.5247e-05 | 4.3265e-05 | 0.00019336
1286 | 0.00016904 | 0.00016719 | 0.00021614 | 6.7031e-05 | 0.000382 | 7.8302e-05 | 0.0002773 | 0.00012948 | 0.00011167 | 6.8094e-05 | 0.00033306 | 0.0001137 | 8.5238e-05 | 6.2592e-05 | 0.00043574 | 0.00034891 | 4.8982e-05 | 3.8484e-05 | 0.00019052
1287 | 0.00011885 | 0.00010708 | 0.00016333 | 5.1098e-05 | 0.00024454 | 6.4366e-05 | 0.00016967 | 9.7758e-05 | 8.887e-05 | 5.6389e-05 | 0.00023316 | 8.8354e-05 | 6.1692e-05 | 7.6126e-05 | 0.00027121 | 0.00026292 | 2.9049e-05 | 3.7435e-05 | 0.00017611
1288 | 0.00010918 | 0.00010285 | 0.00016144 | 7.7133e-05 | 0.00012588 | 5.0375e-05 | 0.00011964 | 6.656e-05 | 5.609e-05 | 3.6822e-05 | 0.00023026 | 7.7708e-05 | 3.6285e-05 | 0.00013312 | 0.00014847 | 0.00018144 | 2.109e-05 | 3.8036e-05 | 0.00014457
1289 | 4.124e-05 | 6.3629e-05 | 0.00011436 | 2.2304e-05 | 2.9678e-05 | 3.2826e-05 | 6.6224e-05 | 3.4853e-05 | 3.6264e-05 | 1.6009e-05 | 0.00015829 | 4.4815e-05 | 1.2569e-05 | 2.9554e-05 | 6.2104e-05 | 8.1457e-05 | 3.4794e-06 | 3.712e-05 | 0.0001675
1290 | 1.1011e-05 | 3.5314e-05 | 6.9081e-05 | 6.9745e-06 | 8.1063e-08 | 3.2817e-05 | 2.6364e-05 | 1.4335e-05 | 2.8929e-05 | 7.1964e-06 | 3.2376e-05 | 2.3738e-05 | 2.6921e-06 | 4.6949e-06 | 4.6932e-06 | 4.3119e-05 | 4.1973e-07 | 3.9792e-05 | 0.00019605
1291 | 4.9074e-06 | 1.6479e-05 | 3.6942e-05 | 1.7887e-06 | 0 | 2.0255e-05 | 1.7253e-05 | 1.1483e-05 | 2.4755e-05 | 2.0942e-06 | 1.9684e-05 | 1.1331e-05 | 1.5208e-06 | 2.4756e-06 | 7.394e-06 | 4.1681e-05 | 0 | 4.2164e-05 | 0.00019137
1292 | 2.4232e-07 | 1.2379e-05 | 1.2038e-05 | 0 | 0 | 5.9027e-06 | 1.5232e-05 | 4.4108e-06 | 1.171e-05 | 3.5026e-07 | 9.3722e-06 | 3.9792e-06 | 4.7586e-07 | 5.9372e-07 | 7.4719e-06 | 1.3274e-05 | 0 | 5.1219e-05 | 0.00025336
1293 | 5.1925e-08 | 5.2433e-06 | 6.2603e-06 | 0 | 0 | 8.2756e-07 | 1.1391e-05 | 7.943e-07 | 7.1574e-06 | 0 | 0 | 1.3789e-06 | 6.8001e-10 | 5.257e-08 | 5.85e-06 | 0 | 0 | 5.173e-05 | 0.00028277
1294 | 0 | 2.9072e-06 | 2.1675e-06 | 0 | 0 | 9.9691e-08 | 7.0758e-06 | 1.1556e-08 | 9.0159e-07 | 0 | 1.1548e-09 | 3.0486e-07 | 5.3685e-10 | 0 | 4.7699e-06 | 0 | 0 | 4.2863e-05 | 0.00031596
1295 | 0 | 2.3357e-07 | 5.4414e-07 | 0 | 0 | 2.159e-09 | 1.0993e-06 | 0 | 4.7041e-07 | 0 | 0 | 5.5209e-08 | 3.9369e-10 | 0 | 1.1055e-07 | 0 | 0 | 5.6254e-05 | 0.00033875
1296 | 0 | 0 | 1.2125e-07 | 0 | 0 | 0 | 2.1078e-08 | 0 | 5.6556e-09 | 0 | 0 | 5.8143e-09 | 3.579e-10 | 5.8017e-10 | 0 | 0 | 0 | 8.5642e-05 | 0.00025384
1297 | 0 | 0 | 7.309e-09 | 0 | 0 | 1.0271e-08 | 0 | 0 | 0 | 0 | 0 | 0 | 3.9369e-10 | 0 | 0 | 0 | 0 | 8.989e-05 | 0.00023903
1298 | 0 | 0 | 9.5981e-11 | 0 | 0 | 1.0271e-08 | 0 | 0 | 0 | 0 | 0 | 0 | 4.1158e-10 | 0 | 0 | 0 | 0 | 8.2137e-05 | 0.00023313
1299 | 0 | 1.1738e-07 | 4.0792e-10 | 0 | 0 | 0 | 0 | 0 | 2.3565e-10 | 0 | 0 | 0 | 4.8316e-10 | 0 | 0 | 0 | 0 | 7.4627e-05 | 0.00024479
1300 | 0 | 0 | 9.5981e-11 | 0 | 0 | 0 | 0 | 0 | 0 | 0 | 0 | 0 | 5.1895e-10 | 0 | 0 | 0 | 0 | 6.3541e-05 | 0.00025516
1301 | 0 | 0 | 1.0078e-09 | 0 | 0 | 0 | 0 | 0 | 0 | 0 | 0 | 0 | 4.8316e-10 | 0 | 0 | 0 | 0 | 6.358e-05 | 0.00031827
1302 | 2.3366e-09 | 9.4603e-09 | 2.2796e-10 | 6.9008e-10 | 0 | 5.6437e-10 | 9.0846e-10 | 4.6514e-10 | 0 | 0 | 3.4645e-10 | 5.0965e-09 | 1.9935e-08 | 8.42e-09 | 1.3592e-10 | 0 | 2.3931e-09 | 7.9819e-05 | 0.00033005
1303 | 2.397e-06 | 1.0676e-05 | 6.249e-06 | 4.9595e-06 | 1.2064e-05 | 4.0867e-06 | 1.1002e-05 | 5.6532e-06 | 5.7926e-06 | 4.0447e-06 | 1.0423e-05 | 4.11e-06 | 4.6289e-06 | 5.4637e-06 | 1.2138e-05 | 1.0365e-05 | 1.8816e-06 | 0.00011106 | 0.00030915
1304 | 2.281e-05 | 8.1236e-05 | 6.0988e-05 | 3.9707e-05 | 0.00012056 | 3.3772e-05 | 8.5801e-05 | 4.953e-05 | 4.7623e-05 | 5.6e-05 | 8.1199e-05 | 5.016e-05 | 3.4275e-05 | 3.6802e-05 | 0.00011395 | 0.00010579 | 2.0307e-05 | 0.00011171 | 0.00031275
1305 | 6.9816e-05 | 0.00016101 | 0.00015126 | 0.0001072 | 0.00020763 | 6.8909e-05 | 0.00021148 | 0.00013084 | 0.00010594 | 0.00012877 | 0.00018305 | 0.00010584 | 8.2251e-05 | 8.0057e-05 | 0.00027755 | 0.00021189 | 3.8733e-05 | 0.00011357 | 0.00026351
1306 | 0.00010369 | 0.00024973 | 0.00018365 | 0.00020465 | 0.00021463 | 0.00010238 | 0.00027438 | 0.00019261 | 0.00014485 | 0.00025594 | 0.00021106 | 0.00016297 | 0.00013002 | 0.00014182 | 0.00034392 | 0.00020187 | 5.9165e-05 | 9.005e-05 | 0.00024272
1307 | 0.00015647 | 0.00025075 | 0.00020547 | 0.00021039 | 0.00027254 | 0.00013212 | 0.00032547 | 0.00026896 | 0.00017587 | 0.00034523 | 0.00030025 | 0.00032023 | 0.00011667 | 0.00017626 | 0.00043444 | 0.00022187 | 7.7607e-05 | 7.0888e-05 | 0.00019873
1308 | 0.00012905 | 0.00030035 | 0.00025057 | 0.00022402 | 0.00040433 | 0.0001566 | 0.00034367 | 0.00028672 | 0.00018864 | 0.0002218 | 0.00031446 | 0.00029663 | 0.00011513 | 0.0001345 | 0.00042112 | 0.00034294 | 0.00011848 | 4.7331e-05 | 0.00021069
1309 | 0.00015934 | 0.00028312 | 0.0002347 | 0.000204 | 0.00023455 | 0.00013839 | 0.00035741 | 0.00023233 | 0.00017348 | 0.00016431 | 0.00040904 | 0.00021839 | 6.6059e-05 | 0.00011681 | 0.00046748 | 0.00021633 | 0.00010372 | 4.6112e-05 | 0.00017459
1310 | 0.00018407 | 0.00018056 | 0.00017241 | 0.00017768 | 0.0001955 | 0.00010094 | 0.00028992 | 0.00018095 | 0.00016683 | 0.00010423 | 0.00029755 | 0.00010958 | 3.7773e-05 | 7.0829e-05 | 0.00037252 | 0.00016914 | 7.7473e-05 | 4.6614e-05 | 0.00014382
1311 | 0.00013486 | 9.7548e-05 | 0.00010087 | 0.00010216 | 0.0001158 | 6.8845e-05 | 0.00014166 | 0.00011859 | 9.9666e-05 | 6.5316e-05 | 0.00013718 | 5.9773e-05 | 3.3359e-05 | 4.1034e-05 | 0.00015385 | 0.00012094 | 5.6439e-05 | 4.7379e-05 | 0.00014943
1312 | 7.7476e-05 | 0.00010662 | 9.6018e-05 | 7.9183e-05 | 3.7294e-05 | 5.6373e-05 | 8.2976e-05 | 6.6245e-05 | 6.4852e-05 | 5.6088e-05 | 0.00013269 | 6.1627e-05 | 1.35e-05 | 0.00014844 | 5.2708e-05 | 9.0806e-05 | 2.4205e-05 | 4.4192e-05 | 0.00013365
1313 | 1.7735e-05 | 8.305e-05 | 7.8044e-05 | 4.0169e-05 | 5.5082e-06 | 2.9537e-05 | 4.1565e-05 | 4.0205e-05 | 4.3942e-05 | 3.0405e-05 | 7.1496e-05 | 4.8503e-05 | 1.8788e-05 | 8.8413e-05 | 1.3018e-05 | 5.0277e-05 | 5.2391e-06 | 4.7123e-05 | 0.00014588
1314 | 7.5763e-06 | 6.709e-05 | 5.0808e-05 | 1.3793e-05 | 4.0113e-09 | 3.4757e-05 | 3.6297e-05 | 3.4146e-05 | 4.8632e-05 | 1.5626e-05 | 3.2433e-05 | 4.7693e-05 | 3.5902e-06 | 1.4117e-05 | 3.218e-06 | 2.5938e-05 | 4.6453e-07 | 4.0178e-05 | 0.00017992
1315 | 4.3661e-06 | 4.5551e-05 | 2.0777e-05 | 6.8235e-06 | 0 | 2.1809e-05 | 3.5824e-05 | 2.2665e-05 | 5.2174e-05 | 1.0959e-05 | 1.6828e-05 | 2.6993e-05 | 1.7382e-06 | 6.1923e-06 | 7.4139e-06 | 1.7953e-05 | 0 | 4.9055e-05 | 0.0001553
1316 | 1.0064e-07 | 2.23e-05 | 1.0467e-05 | 2.8707e-07 | 0 | 5.3763e-06 | 2.8161e-05 | 1.2618e-05 | 3.6719e-05 | 2.3633e-06 | 9.3996e-06 | 1.4626e-05 | 4.0788e-07 | 2.5255e-06 | 7.4774e-06 | 5.2292e-07 | 0 | 4.6982e-05 | 0.00018041
1317 | 0 | 1.0985e-05 | 4.5396e-06 | 0 | 0 | 1.3126e-06 | 1.4273e-05 | 6.0082e-06 | 1.4141e-05 | 6.5997e-07 | 2.7369e-07 | 4.9463e-06 | 7.5158e-10 | 5.563e-07 | 7.4719e-06 | 0 | 0 | 3.9955e-05 | 0.00016013
1318 | 0 | 5.1519e-06 | 1.4507e-06 | 0 | 0 | 3.2622e-08 | 7.9654e-06 | 2.6316e-06 | 2.7418e-06 | 0 | 1.1548e-09 | 1.2935e-06 | 8.2316e-10 | 1.814e-07 | 5.4259e-06 | 0 | 0 | 4.1098e-05 | 0.00011575
1319 | 0 | 3.5117e-07 | 4.5689e-07 | 0 | 0 | 0 | 2.0138e-06 | 1.826e-07 | 1.3396e-06 | 0 | 0 | 8.8536e-07 | 7.8737e-10 | 0 | 2.8634e-07 | 0 | 0 | 4.3231e-05 | 0.00010121
1320 | 0 | 0 | 1.1789e-07 | 0 | 0 | 8.8633e-09 | 4.4037e-08 | 2.3112e-09 | 3.7139e-07 | 0 | 0 | 4.5867e-07 | 7.8737e-10 | 8.2728e-10 | 0 | 0 | 0 | 3.8597e-05 | 9.254e-05
1321 | 0 | 0 | 9.5981e-11 | 0 | 0 | 0 | 0 | 0 | 2.4979e-08 | 0 | 0 | 3.9757e-08 | 8.2316e-10 | 0 | 0 | 0 | 0 | 3.1886e-05 | 9.6118e-05
1322 | 0 | 0 | 1.6797e-10 | 0 | 0 | 0 | 0 | 0 | 1.6027e-07 | 0 | 0 | 0 | 8.0527e-10 | 0 | 0 | 0 | 0 | 2.9829e-05 | 0.00014421
1323 | 0 | 5.3258e-07 | 9.5981e-11 | 0 | 0 | 0 | 0 | 0 | 2.1637e-07 | 0 | 0 | 0 | 7.8737e-10 | 0 | 0 | 0 | 0 | 2.4774e-05 | 0.00028738
1324 | 0 | 5.79e-07 | 2.3995e-10 | 0 | 0 | 0 | 0 | 0 | 9.3435e-08 | 0 | 0 | 0 | 5.0106e-10 | 0 | 0 | 0 | 0 | 2.4796e-05 | 0.00031875
1325 | 0 | 5.7769e-07 | 1.4397e-10 | 0 | 0 | 0 | 0 | 0 | 0 | 0 | 0 | 0 | 4.8316e-10 | 0 | 0 | 0 | 0 | 2.5819e-05 | 0.00037227
1326 | 2.1141e-09 | 2.1461e-08 | 1.3437e-10 | 1.1938e-08 | 0 | 5.2271e-10 | 1.2627e-09 | 1.7363e-09 | 4.713e-11 | 0 | 4.0419e-10 | 1.4356e-10 | 6.7956e-09 | 5.5651e-09 | 1.3592e-10 | 0 | 4.4522e-10 | 2.2263e-05 | 0.000349
1327 | 5.6691e-06 | 2.9606e-07 | 1.7257e-06 | 2.3643e-06 | 1.4534e-06 | 1.2569e-06 | 7.0486e-07 | 2.623e-06 | 7.0778e-08 | 4.8992e-07 | 1.463e-06 | 2.5749e-06 | 1.1008e-06 | 7.4794e-07 | 3.0413e-06 | 9.4063e-07 | 6.7072e-06 | 2.1915e-05 | 0.00035478
1328 | 5.2371e-05 | 6.4058e-06 | 2.291e-05 | 2.3911e-05 | 4.8287e-05 | 1.1083e-05 | 1.1417e-05 | 2.5282e-05 | 2.1645e-06 | 2.1167e-05 | 3.2681e-05 | 3.6932e-05 | 2.6457e-05 | 2.1438e-05 | 4.0166e-05 | 2.0925e-05 | 5.1429e-05 | 2.6409e-05 | 0.00029232
1329 | 0.00011501 | 2.3821e-05 | 5.1411e-05 | 8.3385e-05 | 7.6316e-05 | 4.3142e-05 | 3.7672e-05 | 7.1269e-05 | 1.0046e-05 | 8.6153e-05 | 0.00010794 | 7.3351e-05 | 6.2956e-05 | 5.3404e-05 | 0.00013637 | 4.7973e-05 | 0.00011877 | 3.0298e-05 | 0.00031868
1330 | 0.00025732 | 4.9788e-05 | 8.9401e-05 | 0.00014651 | 9.5663e-05 | 8.6857e-05 | 8.7969e-05 | 0.00015336 | 3.3386e-05 | 0.00012476 | 0.00022654 | 9.5431e-05 | 0.0001047 | 7.8779e-05 | 0.00024493 | 8.5665e-05 | 0.00023207 | 2.2573e-05 | 0.00033792
1331 | 0.00037425 | 8.4938e-05 | 0.00015435 | 0.00014277 | 0.00012856 | 0.00011554 | 0.00016765 | 0.00020336 | 8.7338e-05 | 0.00014732 | 0.00033302 | 9.944e-05 | 0.00019061 | 0.00010449 | 0.00028675 | 0.00010997 | 0.00029478 | 2.1366e-05 | 0.00025172
1332 | 0.00036669 | 0.00011014 | 0.00021242 | 0.0001512 | 0.00012097 | 0.00014941 | 0.00023133 | 0.00017277 | 0.00014026 | 0.0001949 | 0.00034766 | 0.0001047 | 0.00016353 | 0.00013558 | 0.00034465 | 0.00010963 | 0.0002277 | 3.1079e-05 | 0.00022057
1333 | 0.00022583 | 0.00010034 | 0.00019476 | 0.00021135 | 0.00011975 | 0.00015533 | 0.00019211 | 0.00017438 | 0.00012343 | 0.00015828 | 0.00033666 | 0.00014422 | 0.00018534 | 0.00013742 | 0.00022679 | 0.00010969 | 0.0002015 | 3.8261e-05 | 0.0002645
1334 | 0.000179 | 7.8034e-05 | 0.00013432 | 0.00016867 | 0.0001087 | 0.00014345 | 0.0001608 | 0.00016578 | 7.8715e-05 | 0.00014765 | 0.00017161 | 0.00015824 | 0.00015832 | 0.00013763 | 0.00013957 | 9.6227e-05 | 0.00021367 | 5.5748e-05 | 0.00028092
1335 | 0.0001504 | 5.9153e-05 | 0.00017142 | 0.00019553 | 6.6027e-05 | 0.00011957 | 0.00014433 | 0.00013101 | 6.1308e-05 | 0.00015542 | 0.00021438 | 0.0001542 | 0.00013041 | 0.00012739 | 0.00014736 | 8.2257e-05 | 0.00012316 | 7.1664e-05 | 0.00025927
1336 | 8.5408e-05 | 5.8097e-05 | 0.00019889 | 0.00012888 | 2.9871e-05 | 7.6567e-05 | 0.00013841 | 0.00010395 | 6.7994e-05 | 8.688e-05 | 0.00024644 | 0.00010125 | 0.00013313 | 0.0001847 | 0.00015051 | 6.4302e-05 | 7.0051e-05 | 8.9244e-05 | 0.00034463
1337 | 3.6241e-05 | 2.2211e-05 | 0.00011496 | 3.9369e-05 | 1.0374e-05 | 3.217e-05 | 7.1012e-05 | 5.1034e-05 | 4.3303e-05 | 3.2526e-05 | 0.00014984 | 5.6826e-05 | 8.0161e-05 | 0.00012148 | 7.5494e-05 | 9.2368e-06 | 2.8371e-05 | 0.0001052 | 0.00034222
1338 | 1.6085e-05 | 6.5128e-06 | 2.6055e-05 | 1.5922e-05 | 0 | 3.3989e-05 | 1.8293e-05 | 1.7393e-05 | 2.5942e-05 | 1.5465e-05 | 4.5796e-05 | 1.5759e-05 | 1.208e-05 | 1.8229e-05 | 6.1832e-06 | 8.8211e-07 | 3.6478e-06 | 9.4519e-05 | 0.00040935
1339 | 1.1892e-05 | 2.1129e-06 | 6.523e-06 | 7.1658e-06 | 0 | 1.7111e-05 | 8.7274e-06 | 1.3727e-05 | 1.9402e-05 | 1.0143e-05 | 2.7783e-05 | 9.6781e-06 | 6.4753e-06 | 5.1165e-06 | 7.394e-06 | 0 | 5.887e-06 | 8.3098e-05 | 0.00041827
1340 | 3.8897e-06 | 3.0695e-06 | 4.2646e-06 | 2.7713e-06 | 0 | 5.3834e-06 | 8.039e-06 | 5.5048e-06 | 6.4035e-06 | 2.0477e-06 | 1.0037e-05 | 2.5577e-06 | 1.9509e-06 | 1.4085e-06 | 3.8764e-06 | 0 | 3.5345e-06 | 9.0361e-05 | 0.00038621
1341 | 2.0894e-07 | 1.4322e-07 | 1.6677e-06 | 0 | 0 | 1.0044e-06 | 7.3365e-06 | 1.6556e-06 | 7.4786e-07 | 6.5259e-07 | 4.4922e-07 | 3.3727e-07 | 3.9178e-07 | 7.8916e-08 | 0 | 0 | 2.304e-07 | 7.7818e-05 | 0.00031356
1342 | 8.9014e-09 | 0 | 7.4617e-07 | 0 | 0 | 2.4658e-08 | 4.6514e-06 | 4.2601e-07 | 3.1577e-08 | 0 | 0 | 4.7745e-07 | 7.8737e-10 | 3.9065e-09 | 0 | 0 | 0 | 6.8523e-05 | 0.00023934
1343 | 0 | 0 | 2.3652e-07 | 0 | 0 | 0 | 3.8423e-07 | 1.1556e-08 | 0 | 0 | 1.1548e-09 | 3.5682e-07 | 9.4843e-10 | 1.2893e-11 | 0 | 0 | 0 | 7.2762e-05 | 0.00023772
1344 | 0 | 0 | 4.0792e-10 | 0 | 0 | 0 | 1.9169e-08 | 0 | 0 | 0 | 0 | 4.3069e-10 | 8.0527e-10 | 5.8017e-10 | 0 | 0 | 0 | 6.3927e-05 | 0.00031886
1345 | 0 | 0 | 9.5981e-11 | 0 | 0 | 9.5451e-09 | 0 | 9.3605e-10 | 2.3565e-10 | 0 | 0 | 0 | 9.4843e-10 | 3.2876e-09 | 0 | 0 | 0 | 6.0388e-05 | 0.00023382
1346 | 0 | 0 | 2.3995e-10 | 0 | 0 | 0 | 0 | 0 | 1.4139e-08 | 0 | 0 | 0 | 8.0527e-10 | 0 | 0 | 0 | 0 | 6.2796e-05 | 0.00014384
1347 | 0 | 5.3302e-07 | 1.4397e-10 | 0 | 0 | 1.1983e-08 | 0 | 0 | 8.0498e-08 | 0 | 0 | 0 | 8.0527e-10 | 0 | 0 | 0 | 0 | 6.8788e-05 | 0.00013233
1348 | 0 | 3.7666e-08 | 1.4397e-10 | 0 | 0 | 0 | 0 | 0 | 0 | 0 | 0 | 0 | 8.2316e-10 | 0 | 0 | 0 | 0 | 9.3121e-05 | 0.00016908
1349 | 0 | 0 | 4.7991e-11 | 0 | 0 | 0 | 0 | 0 | 0 | 0 | 0 | 0 | 7.6948e-10 | 0 | 0 | 0 | 0 | 8.4818e-05 | 0.0002718
1350 | 7.3251e-09 | 1.1037e-08 | 2.7595e-10 | 5.9807e-10 | 0 | 1.2358e-09 | 9.0846e-10 | 8.4143e-09 | 0 | 2.163e-09 | 3.4645e-10 | 1.0804e-08 | 4.9602e-08 | 2.499e-08 | 0 | 0 | 4.4341e-08 | 8.3945e-05 | 0.00030438
1351 | 3.0725e-05 | 7.5784e-06 | 1.5452e-05 | 6.459e-06 | 9.0081e-06 | 8.0993e-06 | 1.1112e-05 | 2.3732e-05 | 6.7526e-06 | 1.9056e-05 | 1.3162e-05 | 1.7824e-05 | 1.2148e-05 | 1.0909e-05 | 1.2715e-05 | 1.1094e-05 | 2.8016e-05 | 6.8585e-05 | 0.0003099
1352 | 0.00016966 | 5.6676e-05 | 0.00011507 | 7.4655e-05 | 0.00011148 | 6.3456e-05 | 9.8265e-05 | 0.00013329 | 6.383e-05 | 0.00011174 | 0.00011477 | 0.00012562 | 0.00010547 | 8.6787e-05 | 0.00014135 | 0.00010453 | 0.00012058 | 6.247e-05 | 0.00027161
1353 | 0.00031599 | 0.00013168 | 0.00025243 | 0.00018542 | 0.00023269 | 0.00016967 | 0.00022852 | 0.00028369 | 0.00015726 | 0.00027634 | 0.00026818 | 0.0002759 | 0.00027864 | 0.00022171 | 0.00033336 | 0.00024805 | 0.00027059 | 6.1408e-05 | 0.00026303
1354 | 0.00040587 | 0.00021415 | 0.0003573 | 0.00028461 | 0.00029938 | 0.00028718 | 0.00033175 | 0.00036521 | 0.00022044 | 0.00043827 | 0.00037508 | 0.00039622 | 0.00047175 | 0.00032388 | 0.00047338 | 0.00034323 | 0.00039699 | 6.2828e-05 | 0.00025044
1355 | 0.00049661 | 0.00032127 | 0.00040684 | 0.00022899 | 0.00043216 | 0.00034263 | 0.00042212 | 0.00041682 | 0.00024723 | 0.00055529 | 0.00044936 | 0.00046673 | 0.00064447 | 0.00040758 | 0.00056587 | 0.00041845 | 0.00040337 | 5.5705e-05 | 0.00018718
1356 | 0.00050495 | 0.00037938 | 0.0004354 | 0.00028888 | 0.00049876 | 0.00029695 | 0.00046061 | 0.00043392 | 0.00023911 | 0.00058221 | 0.00048108 | 0.00050569 | 0.00073185 | 0.00043664 | 0.00060576 | 0.00051597 | 0.00034491 | 6.2545e-05 | 0.0001473
1357 | 0.00040454 | 0.00035138 | 0.00041341 | 0.00029977 | 0.00047435 | 0.00023882 | 0.00040741 | 0.00039777 | 0.00021597 | 0.0005766 | 0.00043809 | 0.00050529 | 0.00070324 | 0.00049556 | 0.0005453 | 0.00050367 | 0.00031264 | 6.9795e-05 | 0.00012069
1358 | 0.00024971 | 0.00028363 | 0.00034762 | 0.00023397 | 0.00039896 | 0.00019785 | 0.00036218 | 0.00032105 | 0.00020148 | 0.00054505 | 0.00041736 | 0.00046359 | 0.00069245 | 0.00050333 | 0.00039876 | 0.00041739 | 0.00016825 | 6.969e-05 | 0.00011105
1359 | 0.0001601 | 0.00022645 | 0.00031428 | 0.00016562 | 0.00030593 | 0.00016194 | 0.00029098 | 0.00023696 | 0.00018526 | 0.0004153 | 0.00031912 | 0.0003849 | 0.00055063 | 0.00041352 | 0.00027237 | 0.00035789 | 0.00013574 | 7.1519e-05 | 0.00012858
1360 | 9.7307e-05 | 0.00017991 | 0.00022271 | 8.5232e-05 | 0.00023414 | 0.0001199 | 0.00019309 | 0.00015146 | 0.00014551 | 0.00027363 | 0.00026035 | 0.00026101 | 0.00036887 | 0.00030779 | 0.00013394 | 0.00024923 | 6.8499e-05 | 7.9072e-05 | 0.00010311
1361 | 3.5839e-05 | 0.00011608 | 0.00013351 | 3.9553e-05 | 6.6679e-05 | 6.762e-05 | 9.0008e-05 | 6.7069e-05 | 8.444e-05 | 0.00011096 | 0.00011647 | 0.00012156 | 0.00013084 | 0.00019755 | 5.9552e-05 | 0.00010942 | 2.1557e-05 | 8.5254e-05 | 9.1787e-05
1362 | 1.9858e-05 | 8.97e-05 | 8.0723e-05 | 2.6995e-05 | 1.4904e-06 | 5.9769e-05 | 4.0767e-05 | 4.1502e-05 | 5.962e-05 | 3.3109e-05 | 4.7359e-05 | 5.7509e-05 | 1.5202e-05 | 0.00014472 | 3.8116e-06 | 4.4376e-05 | 3.5598e-06 | 8.9815e-05 | 9.9032e-05
1363 | 1.5038e-05 | 7.0841e-05 | 6.5203e-05 | 1.5287e-05 | 0 | 5.0624e-05 | 4.032e-05 | 4.2998e-05 | 6.1639e-05 | 2.613e-05 | 4.1557e-05 | 5.7426e-05 | 1.7535e-05 | 0.00012497 | 7.3994e-06 | 4.2321e-05 | 5.8864e-06 | 7.6912e-05 | 8.9371e-05
1364 | 1.0867e-05 | 3.4061e-05 | 3.4527e-05 | 6.9891e-06 | 0 | 3.6227e-05 | 3.1333e-05 | 2.8708e-05 | 4.9795e-05 | 1.2822e-05 | 2.6023e-05 | 4.4178e-05 | 1.5812e-05 | 9.2242e-05 | 7.4719e-06 | 2.0487e-05 | 5.8241e-06 | 5.3217e-05 | 6.6573e-05
1365 | 1.6806e-06 | 1.5172e-05 | 1.4044e-05 | 1.7335e-06 | 0 | 1.439e-05 | 2.0885e-05 | 1.7727e-05 | 2.5803e-05 | 7.8898e-06 | 6.9866e-07 | 2.1957e-05 | 1.0296e-05 | 2.0441e-05 | 7.481e-06 | 1.3224e-05 | 1.3245e-06 | 4.1256e-05 | 7.3493e-05
1366 | 3.113e-07 | 9.822e-06 | 4.6415e-06 | 0 | 0 | 3.5972e-06 | 9.2268e-06 | 6.9134e-06 | 5.8155e-06 | 4.8729e-06 | 0 | 9.6009e-06 | 1.9383e-06 | 3.7402e-06 | 6.6075e-06 | 0 | 5.0088e-09 | 4.4981e-05 | 6.8513e-05
1367 | 1.4613e-07 | 4.4943e-06 | 1.3471e-06 | 0 | 0 | 3.2825e-07 | 1.7895e-06 | 1.3582e-06 | 1.6893e-06 | 1.6921e-06 | 0 | 2.4043e-06 | 7.5158e-10 | 8.5078e-07 | 4.5306e-07 | 0 | 0 | 4.9319e-05 | 4.4882e-05
1368 | 0 | 2.2494e-07 | 3.5148e-07 | 0 | 0 | 7.6475e-08 | 2.1142e-07 | 2.7032e-07 | 2.5266e-07 | 1.8681e-08 | 0 | 3.1659e-07 | 7.8737e-10 | 4.8235e-08 | 0 | 0 | 0 | 4.9205e-05 | 4.0271e-05
1369 | 0 | 0 | 3.9616e-08 | 0 | 0 | 2.4999e-09 | 7.4344e-09 | 9.9961e-09 | 2.3565e-10 | 1.8681e-08 | 0 | 4.9565e-08 | 2.9169e-09 | 4.6392e-09 | 0 | 0 | 0 | 5.3597e-05 | 4.4599e-05
1370 | 0 | 0 | 2.1596e-10 | 0 | 0 | 0 | 7.9178e-10 | 0 | 1.8315e-07 | 8.8487e-09 | 0 | 5.7426e-10 | 1.1274e-09 | 2.7461e-09 | 0 | 0 | 0 | 5.5645e-05 | 4.4978e-05
1371 | 0 | 5.3258e-07 | 9.5981e-11 | 0 | 0 | 0 | 0 | 0 | 2.315e-07 | 0 | 0 | 0 | 1.0021e-09 | 0 | 0 | 0 | 0 | 6.7612e-05 | 4.4826e-05
1372 | 0 | 5.79e-07 | 2.3995e-10 | 0 | 0 | 0 | 0 | 0 | 2.3094e-07 | 0 | 0 | 6.4604e-10 | 9.3053e-10 | 1.9339e-10 | 0 | 0 | 0 | 7.9837e-05 | 5.3431e-05
1373 | 0 | 5.7769e-07 | 9.5981e-11 | 0 | 0 | 0 | 0 | 0 | 5.7687e-08 | 0 | 1.1548e-09 | 0 | 7.8737e-10 | 0 | 0 | 0 | 0 | 7.8972e-05 | 9.2539e-05
1374 | 8.7222e-09 | 5.882e-08 | 8.0624e-10 | 5.9807e-10 | 0 | 1.4765e-08 | 1.0335e-09 | 5.0876e-09 | 3.0634e-10 | 1.7697e-09 | 3.4645e-10 | 1.2526e-08 | 1.1352e-07 | 2.0246e-08 | 1.3592e-10 | 0 | 7.2349e-10 | 8.9927e-05 | 0.00011675
1375 | 1.8097e-05 | 1.7065e-05 | 1.0787e-05 | 1.4691e-05 | 1.0075e-05 | 1.403e-05 | 1.3191e-05 | 2.0651e-05 | 9.7862e-06 | 1.4103e-05 | 1.0731e-05 | 1.182e-05 | 1.4556e-05 | 1.0686e-05 | 1.2413e-05 | 1.367e-05 | 2.5007e-06 | 9.2588e-05 | 0.00012996
1376 | 6.6994e-05 | 9.2521e-05 | 7.4592e-05 | 9.402e-05 | 7.2789e-05 | 7.3677e-05 | 9.3002e-05 | 0.00010742 | 5.8354e-05 | 8.491e-05 | 7.9131e-05 | 9.2529e-05 | 0.00014907 | 6.8163e-05 | 8.3776e-05 | 7.6571e-05 | 1.8983e-05 | 0.00010247 | 0.00022846
1377 | 0.00011617 | 0.00020313 | 0.00017818 | 0.00016887 | 0.00018751 | 0.00015698 | 0.000206 | 0.00021057 | 0.00012698 | 0.00027261 | 0.00016551 | 0.00021851 | 0.00035462 | 0.00013933 | 0.00018462 | 0.0002002 | 3.8171e-05 | 0.00010921 | 0.0002553
1378 | 0.00011962 | 0.00031088 | 0.00027758 | 0.00026651 | 0.00031396 | 0.00023354 | 0.00030745 | 0.00031767 | 0.00017731 | 0.000228 | 0.00024351 | 0.00030831 | 0.00045574 | 0.00023627 | 0.00030001 | 0.00029597 | 7.4215e-05 | 9.8784e-05 | 0.00028796
1379 | 0.00016714 | 0.00038452 | 0.00032353 | 0.00031915 | 0.00048692 | 0.00024394 | 0.00035138 | 0.00030312 | 0.00022476 | 0.00030876 | 0.00028144 | 0.00029654 | 0.00042985 | 0.00031968 | 0.00037747 | 0.00045414 | 0.00011021 | 7.8728e-05 | 0.00025086
1380 | 0.00013569 | 0.0003694 | 0.00033638 | 0.00023716 | 0.00057185 | 0.00024334 | 0.00035317 | 0.0002895 | 0.0002511 | 0.00046948 | 0.00035577 | 0.00032246 | 0.00041598 | 0.00036397 | 0.00041248 | 0.00047899 | 0.00015662 | 5.2273e-05 | 0.00026231
1381 | 0.00014232 | 0.00036129 | 0.00027845 | 0.00025758 | 0.00053345 | 0.00024948 | 0.00036798 | 0.00029563 | 0.0002595 | 0.00041911 | 0.00032938 | 0.0003755 | 0.00044473 | 0.00038758 | 0.00040299 | 0.00047466 | 0.00015866 | 3.3535e-05 | 0.00031463
1382 | 0.00024635 | 0.00032439 | 0.00025639 | 0.00022988 | 0.00044686 | 0.00023684 | 0.00035335 | 0.0003087 | 0.00024297 | 0.00034822 | 0.00037198 | 0.00033097 | 0.0004099 | 0.00039646 | 0.00042332 | 0.00034741 | 0.00015683 | 1.9731e-05 | 0.00027874
1383 | 0.00022672 | 0.00027194 | 0.00021537 | 0.00026327 | 0.00028257 | 0.00021666 | 0.00029372 | 0.00029342 | 0.00021947 | 0.00033563 | 0.00025691 | 0.00030677 | 0.00032062 | 0.00037275 | 0.00040302 | 0.00027612 | 0.00012698 | 1.7909e-05 | 0.00027118
1384 | 0.00018442 | 0.00021697 | 0.00017919 | 0.00019943 | 0.00023016 | 0.00018422 | 0.0001996 | 0.00021721 | 0.00016545 | 0.00025733 | 0.00017974 | 0.00017447 | 0.00021085 | 0.00026601 | 0.00020415 | 0.00024699 | 0.00012814 | 1.7235e-05 | 0.00022205
1385 | 7.6783e-05 | 0.00014575 | 0.00011682 | 8.3828e-05 | 5.1479e-05 | 8.6995e-05 | 7.9951e-05 | 9.5172e-05 | 9.1609e-05 | 9.598e-05 | 8.0755e-05 | 0.00011679 | 9.4854e-05 | 0.00018577 | 4.2773e-05 | 9.3738e-05 | 5.5125e-05 | 1.9587e-05 | 0.00019698
1386 | 1.6264e-05 | 0.00010091 | 7.8006e-05 | 2.7372e-05 | 2.0446e-06 | 5.5498e-05 | 3.9278e-05 | 4.3165e-05 | 6.2107e-05 | 3.3225e-05 | 3.1526e-05 | 5.7472e-05 | 1.5406e-05 | 0.00014233 | 4.4285e-06 | 4.5422e-05 | 3.695e-06 | 2.3634e-05 | 0.00022324
1387 | 8.2711e-06 | 9.1225e-05 | 5.2448e-05 | 1.5457e-05 | 0 | 4.8363e-05 | 3.7916e-05 | 4.1716e-05 | 7.0387e-05 | 2.3283e-05 | 3.1623e-05 | 5.5597e-05 | 1.6873e-05 | 0.00012253 | 7.4049e-06 | 4.1999e-05 | 4.1183e-08 | 3.2023e-05 | 0.00017345
1388 | 8.041e-07 | 5.1954e-05 | 2.4663e-05 | 7.0333e-06 | 0 | 3.3585e-05 | 3.0812e-05 | 2.3023e-05 | 5.1832e-05 | 1.1685e-05 | 1.0025e-05 | 3.9993e-05 | 1.5623e-05 | 6.3684e-05 | 7.4629e-06 | 1.9804e-05 | 0 | 3.7966e-05 | 0.00014443
1389 | 1.7877e-07 | 2.011e-05 | 1.2004e-05 | 1.7556e-06 | 0 | 1.7767e-05 | 1.5222e-05 | 1.2113e-05 | 2.2515e-05 | 7.2739e-06 | 3.3894e-07 | 1.9128e-05 | 9.1502e-06 | 1.2525e-05 | 7.4719e-06 | 2.5324e-07 | 0 | 4.8262e-05 | 0.0001335
1390 | 0 | 1.1379e-05 | 5.0928e-06 | 0 | 0 | 4.5265e-06 | 8.8785e-06 | 4.42e-06 | 5.9471e-06 | 3.8212e-06 | 0 | 7.6564e-06 | 1.7494e-06 | 3.6117e-06 | 6.352e-06 | 0 | 0 | 4.8121e-05 | 0.00011934
1391 | 0 | 4.7334e-06 | 1.2394e-06 | 0 | 0 | 4.7193e-07 | 1.7399e-06 | 1.1648e-06 | 2.1784e-06 | 3.3625e-07 | 1.1548e-09 | 1.225e-06 | 1.0021e-09 | 8.0213e-07 | 4.4219e-07 | 0 | 0 | 3.8505e-05 | 9.8957e-05
1392 | 0 | 1.1851e-06 | 4.3125e-07 | 0 | 0 | 1.0562e-07 | 2.562e-08 | 3.1784e-07 | 5.6932e-07 | 0 | 0 | 1.6535e-07 | 1.0021e-09 | 1.4942e-07 | 0 | 0 | 0 | 3.5349e-05 | 7.3597e-05
1393 | 0 | 0 | 2.1651e-07 | 0 | 0 | 3.0195e-08 | 0 | 1.0921e-07 | 1.7634e-07 | 0 | 0 | 3.302e-08 | 2.9169e-09 | 2.3852e-08 | 0 | 0 | 0 | 3.7333e-05 | 6.9514e-05
1394 | 0 | 0 | 7.5345e-09 | 0 | 0 | 0 | 0 | 1.7334e-09 | 2.0228e-07 | 0 | 0 | 0 | 1.36e-09 | 2.5506e-09 | 0 | 0 | 0 | 4.7733e-05 | 8.9552e-05
1395 | 0 | 5.317e-07 | 2.3995e-10 | 0 | 0 | 0 | 0 | 0 | 2.0209e-07 | 0 | 0 | 0 | 9.3053e-10 | 0 | 0 | 0 | 0 | 4.5338e-05 | 7.6829e-05
1396 | 0 | 5.7813e-07 | 1.4397e-10 | 0 | 0 | 0 | 0 | 0 | 1.5869e-07 | 0 | 0 | 1.2921e-09 | 1.3332e-09 | 0 | 0 | 0 | 0 | 4.8486e-05 | 7.6915e-05
1397 | 0 | 5.7813e-07 | 2.3995e-10 | 0 | 0 | 0 | 0 | 0 | 0 | 0 | 0 | 0 | 1.1095e-09 | 0 | 0 | 0 | 0 | 4.9604e-05 | 9.4511e-05
1398 | 1.9422e-08 | 4.6259e-07 | 9.0222e-10 | 2.9443e-09 | 0 | 5.9165e-09 | 9.3346e-10 | 7.6372e-09 | 7.0483e-08 | 1.5731e-09 | 3.4645e-10 | 1.0767e-08 | 1.328e-07 | 2.4676e-08 | 1.3592e-10 | 0 | 4.5482e-08 | 4.7167e-05 | 9.9783e-05
1399 | 3.1288e-05 | 1.056e-05 | 9.0286e-06 | 1.934e-05 | 1.9164e-05 | 2.4308e-05 | 9.7348e-06 | 2.3397e-05 | 1.0548e-05 | 9.529e-06 | 5.2576e-06 | 1.161e-05 | 2.2381e-05 | 1.3003e-05 | 9.2833e-06 | 1.1782e-05 | 3.0437e-05 | 4.6744e-05 | 8.1631e-05
1400 | 0.00016404 | 7.3777e-05 | 5.1757e-05 | 0.00012023 | 9.9108e-05 | 0.00013735 | 7.295e-05 | 0.0001411 | 7.1172e-05 | 6.1945e-05 | 4.829e-05 | 8.7891e-05 | 0.00010852 | 7.2785e-05 | 8.585e-05 | 6.3515e-05 | 0.00017209 | 3.7225e-05 | 0.00010516
1401 | 0.00031154 | 0.00014255 | 9.7706e-05 | 0.00025182 | 0.0001723 | 0.00028092 | 0.00015153 | 0.00029937 | 0.00015689 | 0.00017376 | 0.00011211 | 0.00022304 | 0.00016538 | 0.00019003 | 0.00016111 | 0.00012497 | 0.00033077 | 4.0862e-05 | 0.00010267
1402 | 0.00041818 | 0.00020297 | 0.00016294 | 0.00035374 | 0.00028252 | 0.00036953 | 0.00020729 | 0.00041315 | 0.00020558 | 0.00039874 | 0.00019646 | 0.00032672 | 0.00020287 | 0.00032343 | 0.00027199 | 0.00023391 | 0.00041698 | 3.5344e-05 | 9.483e-05
1403 | 0.00047216 | 0.0002384 | 0.00023518 | 0.00041172 | 0.0003533 | 0.00041719 | 0.00026367 | 0.00048264 | 0.0002477 | 0.00053358 | 0.00026923 | 0.00044635 | 0.00027821 | 0.00038161 | 0.00032402 | 0.00026789 | 0.00049691 | 2.5034e-05 | 0.00015006
1404 | 0.00041889 | 0.00029829 | 0.00024655 | 0.00038664 | 0.00046308 | 0.00044752 | 0.00028722 | 0.00048954 | 0.00028163 | 0.00056511 | 0.00033281 | 0.00045356 | 0.00036341 | 0.00042177 | 0.00037289 | 0.0004102 | 0.00048144 | 1.3394e-05 | 0.00027829
1405 | 0.00037597 | 0.00030817 | 0.00020847 | 0.00026138 | 0.00036381 | 0.0003794 | 0.00031857 | 0.00047729 | 0.00028891 | 0.0005436 | 0.00028627 | 0.00045033 | 0.00039092 | 0.00047972 | 0.0003389 | 0.00037872 | 0.00034778 | 1.056e-05 | 0.00033734
1406 | 0.00040536 | 0.00029432 | 0.00015338 | 0.00026426 | 0.00026997 | 0.00030667 | 0.00022824 | 0.00046865 | 0.000237 | 0.00048315 | 0.00019689 | 0.00036819 | 0.00026557 | 0.00050539 | 0.00024644 | 0.0003149 | 0.00032149 | 2.1759e-05 | 0.00027452
1407 | 0.00031671 | 0.00020042 | 0.00013015 | 0.00028552 | 0.00016805 | 0.00023567 | 0.00017268 | 0.00036451 | 0.00017469 | 0.00043428 | 0.00015453 | 0.00032212 | 0.00014559 | 0.00041319 | 0.00017511 | 0.00015855 | 0.0002674 | 4.3486e-05 | 0.00022355
1408 | 0.00018567 | 0.00016773 | 0.00015518 | 0.00016061 | 0.00016813 | 0.00013809 | 0.00010637 | 0.00024501 | 0.00013046 | 0.00028911 | 0.00015587 | 0.00024397 | 7.32e-05 | 0.00031974 | 9.4898e-05 | 0.00015332 | 0.00015467 | 7.7714e-05 | 0.00015828
1409 | 7.1836e-05 | 0.00013706 | 0.0001105 | 9.7719e-05 | 7.3177e-05 | 8.2373e-05 | 5.8539e-05 | 0.00010108 | 7.9778e-05 | 0.00011496 | 6.3827e-05 | 9.8271e-05 | 3.4292e-05 | 0.00018837 | 2.0059e-05 | 0.00010784 | 6.5503e-05 | 7.5121e-05 | 0.00010443
1410 | 2.1147e-05 | 9.6926e-05 | 4.4105e-05 | 4.1217e-05 | 1.5261e-06 | 6.4346e-05 | 3.5149e-05 | 4.3716e-05 | 7.2675e-05 | 3.3828e-05 | 2.589e-05 | 5.7161e-05 | 1.1134e-05 | 0.00014269 | 3.2456e-06 | 4.2882e-05 | 4.9889e-06 | 7.4878e-05 | 0.00012008
1411 | 1.9661e-05 | 6.4119e-05 | 2.5068e-05 | 2.348e-05 | 0 | 6.5019e-05 | 2.5422e-05 | 4.6033e-05 | 7.8296e-05 | 2.7261e-05 | 1.4794e-05 | 5.7054e-05 | 1.1861e-05 | 0.00012816 | 7.4139e-06 | 2.5703e-05 | 5.8847e-06 | 6.0211e-05 | 0.00013274
1412 | 1.4336e-05 | 3.4646e-05 | 1.3499e-05 | 8.9217e-06 | 0 | 5.1993e-05 | 1.8239e-05 | 3.3722e-05 | 4.7158e-05 | 1.3084e-05 | 6.363e-06 | 4.4846e-05 | 7.5e-06 | 9.8466e-05 | 7.4629e-06 | 1.0209e-06 | 6.0305e-06 | 3.9798e-05 | 0.00014014
1413 | 2.5287e-06 | 1.376e-05 | 6.0832e-06 | 2.153e-06 | 0 | 3.0944e-05 | 1.1145e-05 | 2.1686e-05 | 2.0953e-05 | 8.0499e-06 | 0 | 2.2543e-05 | 2.2166e-06 | 2.471e-05 | 5.9478e-06 | 0 | 2.1911e-06 | 3.8096e-05 | 0.00016407
1414 | 3.1081e-07 | 8.5494e-06 | 1.8432e-06 | 0 | 0 | 8.9172e-06 | 4.9715e-06 | 8.8865e-06 | 6.693e-06 | 4.868e-06 | 0 | 9.6792e-06 | 2.6592e-08 | 4.0519e-06 | 6.0529e-07 | 0 | 3.0553e-07 | 4.1903e-05 | 0.00017669
1415 | 1.4663e-07 | 3.5613e-06 | 5.1779e-07 | 0 | 0 | 1.4154e-06 | 2.4534e-07 | 2.5092e-06 | 1.3049e-06 | 1.8263e-06 | 0 | 2.2072e-06 | 7.3369e-10 | 9.5151e-07 | 0 | 0 | 1.5026e-08 | 2.8959e-05 | 0.00014726
1416 | 0 | 4.6776e-08 | 1.6312e-07 | 0 | 0 | 1.1905e-07 | 2.117e-08 | 6.9405e-07 | 3.7892e-07 | 1.1798e-08 | 1.1548e-09 | 2.5996e-07 | 8.5895e-10 | 1.563e-07 | 0 | 0 | 0 | 2.3772e-05 | 0.00011978
1417 | 0 | 0 | 4.036e-08 | 0 | 0 | 2.3863e-08 | 0 | 1.1729e-07 | 1.7817e-07 | 0 | 0 | 8.7251e-08 | 9.1264e-10 | 2.5642e-08 | 0 | 0 | 0 | 2.2889e-05 | 0.00010197
1418 | 0 | 0 | 1.6797e-10 | 0 | 0 | 0 | 0 | 9.2449e-09 | 2.0214e-07 | 0 | 0 | 1.3639e-08 | 8.7685e-10 | 2.5785e-11 | 0 | 0 | 0 | 1.6822e-05 | 7.6011e-05
1419 | 0 | 5.317e-07 | 9.5981e-11 | 0 | 0 | 0 | 0 | 0 | 2.016e-07 | 0 | 0 | 0 | 7.5158e-10 | 0 | 0 | 0 | 0 | 1.9154e-05 | 0.00011295
1420 | 0 | 5.7813e-07 | 2.3995e-10 | 0 | 0 | 0 | 0 | 0 | 1.4344e-07 | 0 | 0 | 1.2921e-09 | 4.8316e-10 | 1.9339e-11 | 0 | 0 | 0 | 1.8987e-05 | 0.00013413
1421 | 0 | 5.3915e-07 | 9.5981e-11 | 0 | 0 | 0 | 0 | 0 | 0 | 0 | 0 | 0 | 5.0106e-10 | 7.5207e-11 | 0 | 0 | 0 | 3.1672e-05 | 0.00020323
1422 | 1.8977e-09 | 6.044e-09 | 4.6791e-10 | 5.5206e-10 | 0 | 1.8967e-09 | 1.0043e-09 | 2.1884e-09 | 2.3565e-10 | 0 | 4.0419e-10 | 2.5124e-09 | 1.0737e-08 | 3.2358e-09 | 1.3592e-10 | 0 | 3.8957e-10 | 2.379e-05 | 0.00022685
1423 | 3.937e-06 | 9.4993e-06 | 4.7685e-06 | 3.939e-06 | 4.3362e-06 | 8.6103e-06 | 6.2876e-06 | 4.5488e-06 | 9.7109e-06 | 1.6388e-06 | 3.153e-06 | 1.9914e-06 | 1.0241e-06 | 1.4291e-06 | 5.2482e-06 | 7.475e-06 | 6.7362e-06 | 2.2953e-05 | 0.0003353
1424 | 2.3919e-05 | 4.8906e-05 | 1.9441e-05 | 2.3177e-05 | 3.3646e-05 | 4.4665e-05 | 3.7906e-05 | 2.4928e-05 | 5.1184e-05 | 1.6345e-05 | 2.6455e-05 | 1.2819e-05 | 2.7953e-05 | 1.3814e-05 | 3.2591e-05 | 3.9874e-05 | 3.3702e-05 | 3.2917e-05 | 0.00037898
1425 | 3.9884e-05 | 4.8477e-05 | 4.4998e-05 | 3.559e-05 | 5.7229e-05 | 5.1531e-05 | 6.4358e-05 | 3.9133e-05 | 7.3801e-05 | 3.9288e-05 | 7.8612e-05 | 3.7498e-05 | 3.2915e-05 | 2.8462e-05 | 9.2292e-05 | 5.3541e-05 | 4.7992e-05 | 6.9468e-05 | 0.00046085
1426 | 4.4391e-05 | 6.325e-05 | 6.4553e-05 | 4.6708e-05 | 7.5333e-05 | 5.7163e-05 | 0.00010649 | 4.2208e-05 | 9.5131e-05 | 5.2744e-05 | 0.00010299 | 6.3073e-05 | 4.6178e-05 | 3.5838e-05 | 0.00011085 | 6.3828e-05 | 4.802e-05 | 7.4688e-05 | 0.00052213
1427 | 5.2476e-05 | 8.2115e-05 | 0.00011194 | 4.9215e-05 | 8.0946e-05 | 5.5857e-05 | 0.00015395 | 4.5324e-05 | 0.00011943 | 6.2659e-05 | 0.00012572 | 7.6705e-05 | 8.1628e-05 | 4.856e-05 | 0.00013116 | 8.8491e-05 | 5.7323e-05 | 5.1756e-05 | 0.00054251
1428 | 4.6041e-05 | 0.00010815 | 0.00015931 | 4.7912e-05 | 0.00011867 | 5.3356e-05 | 0.00017023 | 5.5417e-05 | 0.00012722 | 8.533e-05 | 0.00013549 | 8.5541e-05 | 9.4783e-05 | 7.0411e-05 | 0.00012712 | 0.00012446 | 4.7731e-05 | 4.4571e-05 | 0.00054003
1429 | 5.9063e-05 | 0.00010278 | 0.00013341 | 4.1174e-05 | 0.00010089 | 5.3049e-05 | 0.00018176 | 6.4592e-05 | 0.00012191 | 0.00012001 | 0.00020025 | 8.5298e-05 | 7.8048e-05 | 8.784e-05 | 0.00020461 | 0.00012569 | 5.6138e-05 | 6.6006e-05 | 0.0005214
1430 | 5.0715e-05 | 0.00010463 | 0.00013317 | 3.8828e-05 | 0.00012116 | 4.5525e-05 | 0.00017979 | 5.3738e-05 | 0.00012079 | 9.7349e-05 | 0.00018956 | 0.00012031 | 7.286e-05 | 7.7434e-05 | 0.00020402 | 0.00012398 | 4.7375e-05 | 8.3978e-05 | 0.00051684
1431 | 4.2388e-05 | 0.00010523 | 0.00015329 | 4.2649e-05 | 9.2082e-05 | 4.3394e-05 | 0.00018353 | 4.5043e-05 | 0.00012476 | 8.808e-05 | 0.00022328 | 0.0001283 | 6.2595e-05 | 7.5794e-05 | 0.00021878 | 0.00010999 | 3.5158e-05 | 8.0344e-05 | 0.00047706
1432 | 3.1841e-05 | 0.00013956 | 0.00017434 | 4.6143e-05 | 6.7007e-05 | 4.5289e-05 | 0.00016283 | 4.306e-05 | 0.00012738 | 7.7085e-05 | 0.00023493 | 8.9757e-05 | 3.4378e-05 | 0.00014909 | 0.0001716 | 0.00011855 | 2.4505e-05 | 5.806e-05 | 0.00044072
1433 | 1.3399e-05 | 5.9156e-05 | 8.9255e-05 | 8.0471e-06 | 2.7021e-05 | 1.4889e-05 | 7.8272e-05 | 2.1229e-05 | 7.4396e-05 | 4.5039e-05 | 7.5766e-05 | 4.3589e-05 | 1.2824e-05 | 3.9422e-05 | 5.7859e-05 | 4.974e-05 | 1.2461e-05 | 9.7838e-05 | 0.00045839
1434 | 2.2842e-06 | 9.2206e-06 | 1.1858e-05 | 2.4363e-06 | 4.6504e-07 | 1.539e-05 | 1.7642e-05 | 3.7626e-06 | 3.694e-05 | 7.4761e-06 | 1.2493e-05 | 1.1641e-05 | 1.8947e-06 | 5.2586e-06 | 4.886e-06 | 2.0106e-06 | 1.6406e-07 | 0.0001303 | 0.00044917
1435 | 0 | 3.1476e-06 | 5.976e-06 | 0 | 0 | 1.7888e-06 | 6.288e-06 | 1.5073e-06 | 3.1648e-05 | 1.7194e-06 | 4.6141e-06 | 6.7548e-06 | 9.2636e-07 | 2.4286e-06 | 7.1113e-06 | 0 | 0 | 0.00015251 | 0.00043827
1436 | 0 | 5.723e-06 | 3.5165e-06 | 0 | 0 | 6.363e-07 | 8.3604e-06 | 1.5758e-07 | 8.6437e-06 | 7.1281e-07 | 6.6979e-08 | 1.5179e-06 | 6.7016e-08 | 6.086e-07 | 2.7474e-06 | 0 | 0 | 0.00016531 | 0.00043777
1437 | 0 | 4.5909e-07 | 1.5101e-06 | 0 | 0 | 0 | 4.4586e-06 | 2.3112e-09 | 1.2417e-06 | 3.1954e-08 | 0 | 2.6703e-07 | 8.7685e-10 | 0 | 0 | 0 | 0 | 0.00017305 | 0.00044165
1438 | 0 | 0 | 2.4511e-07 | 0 | 0 | 1.2173e-08 | 2.7643e-07 | 0 | 2.2217e-07 | 0 | 0 | 9.0804e-08 | 8.2316e-10 | 0 | 0 | 0 | 0 | 0.00019598 | 0.00046677
1439 | 0 | 0 | 1.3677e-09 | 0 | 0 | 0 | 0 | 0 | 2.7194e-07 | 0 | 0 | 7.3576e-09 | 7.6948e-10 | 0 | 0 | 0 | 0 | 0.00022781 | 0.00059159
1440 | 0 | 0 | 4.7991e-11 | 0 | 0 | 0 | 1.8961e-08 | 0 | 3.0634e-09 | 0 | 0 | 0 | 8.4106e-10 | 0 | 0 | 0 | 0 | 0.00025896 | 0.00055197
1441 | 0 | 0 | 1.4397e-10 | 0 | 0 | 0 | 0 | 0 | 2.3565e-10 | 0 | 0 | 0 | 8.2316e-10 | 0 | 0 | 0 | 0 | 0.00026619 | 0.00062694
1442 | 0 | 0 | 9.5981e-11 | 0 | 0 | 0 | 0 | 0 | 1.593e-07 | 0 | 0 | 0 | 8.2316e-10 | 0 | 0 | 0 | 0 | 0.00029297 | 0.00059974
1443 | 0 | 5.317e-07 | 9.5981e-11 | 0 | 0 | 0 | 0 | 0 | 2.0183e-07 | 0 | 0 | 0 | 8.4106e-10 | 0 | 0 | 0 | 0 | 0.00031368 | 0.00058691
1444 | 0 | 9.0223e-08 | 9.5981e-11 | 0 | 0 | 0 | 0 | 0 | 1.1952e-07 | 0 | 0 | 0 | 8.5895e-10 | 0 | 0 | 0 | 0 | 0.00033341 | 0.00060976
1445 | 0 | 0 | 9.5981e-11 | 0 | 0 | 0 | 0 | 0 | 0 | 0 | 1.1548e-09 | 0 | 8.0527e-10 | 0 | 0 | 0 | 0 | 0.00034914 | 0.00061784
1446 | 5.4466e-08 | 2.4089e-08 | 1.1518e-09 | 3.6344e-09 | 0 | 1.0526e-08 | 1.0251e-09 | 1.6969e-08 | 1.4339e-09 | 5.1126e-09 | 3.4645e-10 | 1.0512e-08 | 1.1733e-07 | 2.7289e-08 | 0 | 0 | 2.4306e-08 | 0.00035328 | 0.00057827
1447 | 3.3576e-05 | 1.9664e-05 | 2.0201e-05 | 1.6634e-05 | 1.9993e-05 | 2.3377e-05 | 1.9009e-05 | 2.6205e-05 | 1.9401e-05 | 2.0472e-05 | 1.5982e-05 | 2.3676e-05 | 2.9298e-05 | 1.7656e-05 | 1.5871e-05 | 1.8984e-05 | 3.4644e-05 | 0.00036598 | 0.00065169
1448 | 0.00016057 | 0.00013107 | 0.00013872 | 0.00011235 | 0.00015632 | 0.00014008 | 0.00015127 | 0.00014244 | 0.00014177 | 0.00014713 | 0.00013637 | 0.00014756 | 0.00017383 | 9.3165e-05 | 0.00015933 | 0.00012829 | 0.00016991 | 0.00036272 | 0.00064472
1449 | 0.00031112 | 0.00030046 | 0.00029589 | 0.0002719 | 0.00035067 | 0.00031563 | 0.00033144 | 0.00030509 | 0.00031106 | 0.00031388 | 0.00029979 | 0.00030444 | 0.00033155 | 0.00019348 | 0.00035114 | 0.00028966 | 0.00034228 | 0.00035213 | 0.00065103
1450 | 0.00043398 | 0.00041535 | 0.00040415 | 0.00038477 | 0.00051153 | 0.00043751 | 0.00044963 | 0.00042859 | 0.00040383 | 0.000459 | 0.00042385 | 0.00036729 | 0.00036407 | 0.00028497 | 0.00048191 | 0.00044409 | 0.00047676 | 0.00035217 | 0.0005954
1451 | 0.00052155 | 0.00048995 | 0.00048996 | 0.00046682 | 0.00054753 | 0.00050857 | 0.00053429 | 0.00051723 | 0.00046997 | 0.00053442 | 0.00050316 | 0.00051478 | 0.00040809 | 0.0003416 | 0.00056891 | 0.00054197 | 0.00055025 | 0.00035526 | 0.00052082
1452 | 0.0005541 | 0.00055088 | 0.0005465 | 0.00050432 | 0.00060825 | 0.00057381 | 0.0005799 | 0.00056277 | 0.00052017 | 0.00056628 | 0.00056323 | 0.00055368 | 0.00041337 | 0.00036792 | 0.00060583 | 0.00057609 | 0.00057052 | 0.00035365 | 0.00060382
1453 | 0.00055184 | 0.00059725 | 0.00054606 | 0.00050937 | 0.00061079 | 0.00059688 | 0.0006061 | 0.00058348 | 0.00055119 | 0.00058981 | 0.00057527 | 0.00051017 | 0.00030161 | 0.00037781 | 0.00060868 | 0.00058142 | 0.00054544 | 0.00034786 | 0.00058373
1454 | 0.0004872 | 0.00057253 | 0.0004731 | 0.00044756 | 0.0005978 | 0.00054686 | 0.00056129 | 0.00052443 | 0.0005219 | 0.00054008 | 0.00052263 | 0.00046191 | 0.00023958 | 0.00037542 | 0.00056121 | 0.00053779 | 0.00045241 | 0.00035071 | 0.00063058
1455 | 0.00035287 | 0.00045851 | 0.00036956 | 0.0003666 | 0.00043842 | 0.00043594 | 0.0004466 | 0.00042226 | 0.0004224 | 0.00038494 | 0.00044258 | 0.00037416 | 0.00022431 | 0.00034588 | 0.00045328 | 0.00043554 | 0.00033736 | 0.00034302 | 0.00061119
1456 | 0.00024351 | 0.00031716 | 0.0002437 | 0.00025508 | 0.00027277 | 0.00027791 | 0.0002873 | 0.00028123 | 0.00026931 | 0.00021604 | 0.00033885 | 0.00025427 | 0.00012788 | 0.00027988 | 0.00029587 | 0.00032383 | 0.00024279 | 0.00033841 | 0.00062268
1457 | 8.312e-05 | 0.0001674 | 0.00013651 | 0.00010874 | 8.5851e-05 | 0.00011537 | 0.00011863 | 0.00011458 | 0.00012149 | 0.00012105 | 0.00018233 | 0.00010856 | 4.8789e-05 | 0.00019252 | 9.6361e-05 | 0.00013572 | 6.6285e-05 | 0.00032564 | 0.00057382
1458 | 2.2537e-05 | 0.00010156 | 8.2667e-05 | 4.5213e-05 | 3.1263e-06 | 6.4289e-05 | 3.999e-05 | 4.5426e-05 | 7.8353e-05 | 3.4567e-05 | 7.2864e-05 | 5.687e-05 | 1.1743e-05 | 0.00014542 | 6.3058e-06 | 4.5859e-05 | 6.365e-06 | 0.00030555 | 0.00057975
1459 | 1.9866e-05 | 9.8338e-05 | 6.9739e-05 | 3.3474e-05 | 0 | 6.6379e-05 | 3.8426e-05 | 4.6503e-05 | 9.0695e-05 | 2.5677e-05 | 4.2798e-05 | 5.6364e-05 | 1.1809e-05 | 0.00012692 | 7.4121e-06 | 4.2256e-05 | 5.8775e-06 | 0.00028081 | 0.00058869
1460 | 1.5732e-05 | 6.5853e-05 | 3.9409e-05 | 1.024e-05 | 0 | 5.8806e-05 | 3.7398e-05 | 3.4322e-05 | 7.7337e-05 | 1.1642e-05 | 2.964e-05 | 4.5528e-05 | 4.7813e-06 | 6.185e-05 | 7.4864e-06 | 2.0211e-05 | 6.0344e-06 | 0.00027029 | 0.00057322
1461 | 3.7677e-06 | 2.4387e-05 | 1.5798e-05 | 9.7163e-07 | 0 | 3.5285e-05 | 2.4137e-05 | 2.2474e-05 | 4.7504e-05 | 7.4619e-06 | 9.8028e-06 | 2.3882e-05 | 8.3504e-07 | 9.753e-06 | 7.4955e-06 | 1.635e-05 | 5.469e-06 | 0.00027305 | 0.00059566
1462 | 3.1106e-07 | 1.2528e-05 | 5.7233e-06 | 0 | 0 | 1.0385e-05 | 1.2915e-05 | 9.7575e-06 | 1.8015e-05 | 4.8746e-06 | 0 | 1.0328e-05 | 8.0527e-10 | 3.3381e-06 | 6.6582e-06 | 0 | 2.3157e-06 | 0.00025597 | 0.00055949
1463 | 1.4514e-07 | 6.3001e-06 | 1.5329e-06 | 0 | 0 | 1.678e-06 | 5.4802e-06 | 2.4291e-06 | 3.6088e-06 | 1.5475e-06 | 0 | 2.6923e-06 | 1.3063e-09 | 8.3204e-07 | 4.7481e-07 | 0 | 4.007e-08 | 0.00026269 | 0.00056014
1464 | 0 | 1.7284e-06 | 5.905e-07 | 0 | 0 | 1.3386e-07 | 5.5121e-07 | 7.2521e-07 | 5.5297e-07 | 1.3765e-08 | 0 | 3.0392e-07 | 7.5158e-10 | 1.3687e-07 | 0 | 0 | 0 | 0.00026599 | 0.00049939
1465 | 0 | 2.2775e-08 | 3.3466e-07 | 0 | 0 | 2.2045e-08 | 7.2102e-08 | 1.2174e-07 | 1.2725e-08 | 1.8681e-08 | 0 | 9.1522e-08 | 1.4047e-09 | 1.9872e-08 | 0 | 0 | 0 | 0.00026641 | 0.00048231
1466 | 0 | 0 | 6.7547e-08 | 0 | 0 | 0 | 0 | 4.6225e-09 | 1.6092e-07 | 9.3403e-09 | 0 | 1.4644e-08 | 7.6948e-10 | 3.6873e-09 | 0 | 0 | 0 | 0.00026872 | 0.00043244
1467 | 0 | 5.3214e-07 | 9.5981e-11 | 0 | 0 | 0 | 0 | 0 | 2.1736e-07 | 0 | 0 | 0 | 7.8737e-10 | 1.2893e-11 | 0 | 0 | 0 | 0.00025774 | 0.00037857
1468 | 0 | 5.7813e-07 | 9.5981e-11 | 0 | 0 | 0 | 0 | 0 | 2.0285e-07 | 0 | 0 | 6.4604e-10 | 7.6948e-10 | 1.0744e-11 | 0 | 0 | 0 | 0.00022122 | 0.000349
1469 | 0 | 5.79e-07 | 4.7991e-11 | 0 | 0 | 0 | 0 | 0 | 1.6243e-07 | 9.3403e-09 | 1.1548e-09 | 0 | 7.8737e-10 | 2.5785e-11 | 0 | 0 | 0 | 0.00019159 | 0.0003501
1470 | 6.8071e-08 | 4.9199e-07 | 2.8914e-09 | 6.2567e-09 | 0 | 4.0502e-08 | 4.5881e-09 | 3.3958e-08 | 1.4561e-08 | 2.7431e-08 | 4.0419e-10 | 6.0844e-09 | 2.9759e-08 | 3.5063e-08 | 0 | 5.1877e-09 | 9.0074e-08 | 0.00017957 | 0.00027218
1471 | 4.1454e-05 | 2.1389e-05 | 2.4267e-05 | 2.3262e-05 | 2.1962e-05 | 2.8567e-05 | 2.0824e-05 | 2.8236e-05 | 2.5238e-05 | 1.7901e-05 | 1.722e-05 | 2.5e-05 | 7.6957e-06 | 1.6723e-05 | 1.7585e-05 | 2.1671e-05 | 3.9817e-05 | 0.00017189 | 0.00018677
1472 | 0.00019945 | 0.0001339 | 0.00014482 | 0.00014576 | 0.00017052 | 0.00016331 | 0.00014201 | 0.00016844 | 0.00014026 | 0.00014695 | 0.00012618 | 0.00017323 | 9.6788e-05 | 0.00010993 | 0.00014865 | 0.00013754 | 0.00021026 | 0.00016542 | 0.00011091
1473 | 0.00035972 | 0.00028964 | 0.00027736 | 0.00028782 | 0.00035299 | 0.00033267 | 0.00028528 | 0.00033883 | 0.00027694 | 0.00034939 | 0.00026442 | 0.00035668 | 0.00033273 | 0.00026237 | 0.000316 | 0.00028635 | 0.00039076 | 0.00017942 | 9.1096e-05
1474 | 0.00047213 | 0.00038805 | 0.00036489 | 0.00039309 | 0.00048661 | 0.00043973 | 0.00039157 | 0.00045462 | 0.00034013 | 0.00048833 | 0.00034618 | 0.00045636 | 0.0004976 | 0.00036256 | 0.00042459 | 0.00041411 | 0.00051375 | 0.00016972 | 7.7064e-05
1475 | 0.00053947 | 0.0004503 | 0.00038506 | 0.00045856 | 0.00056629 | 0.00050957 | 0.00040484 | 0.0005313 | 0.00036897 | 0.00057031 | 0.00031903 | 0.00051429 | 0.00052608 | 0.00042901 | 0.00043437 | 0.00051395 | 0.00058334 | 0.00016947 | 6.8967e-05
1476 | 0.00056733 | 0.00049626 | 0.0003941 | 0.00048051 | 0.00062843 | 0.00055649 | 0.0003282 | 0.00058007 | 0.00038953 | 0.00058408 | 0.0003915 | 0.00052436 | 0.00065954 | 0.00047763 | 0.0003266 | 0.00055072 | 0.00060878 | 0.00016626 | 5.3969e-05
1477 | 0.00055132 | 0.00048024 | 0.00037958 | 0.00048075 | 0.00060118 | 0.0005755 | 0.00031392 | 0.00057985 | 0.0003855 | 0.00054594 | 0.0004159 | 0.00053146 | 0.0006549 | 0.00052829 | 0.00031211 | 0.00055695 | 0.00058077 | 0.00016472 | 5.2033e-05
1478 | 0.00049453 | 0.00043528 | 0.00034755 | 0.00045403 | 0.0005363 | 0.0005358 | 0.00029289 | 0.00053793 | 0.00031875 | 0.00054842 | 0.00028181 | 0.00054515 | 0.00051502 | 0.00048965 | 0.00024273 | 0.00042192 | 0.00051127 | 0.00017262 | 6.5591e-05
1479 | 0.00038237 | 0.00034681 | 0.00028737 | 0.00036517 | 0.00041683 | 0.00042374 | 0.00022846 | 0.00043122 | 0.00022692 | 0.0003977 | 0.00024067 | 0.00044429 | 0.00035221 | 0.00041998 | 0.00014297 | 0.00039021 | 0.00040029 | 0.00018713 | 7.3647e-05
1480 | 0.00023191 | 0.00026838 | 0.00022202 | 0.00024587 | 0.00023653 | 0.00026791 | 0.00015029 | 0.00027604 | 0.00014438 | 0.00027721 | 0.00023423 | 0.00030416 | 0.00022732 | 0.00033189 | 0.00012452 | 0.00030408 | 0.00024356 | 0.00019993 | 6.476e-05
1481 | 8.5399e-05 | 0.00015326 | 0.00012777 | 9.9556e-05 | 9.0278e-05 | 0.00010854 | 7.4562e-05 | 0.00011154 | 8.7911e-05 | 0.00013212 | 0.00015927 | 0.00013596 | 8.6027e-05 | 0.00020331 | 6.684e-05 | 0.00013165 | 7.3511e-05 | 0.0001988 | 6.8453e-05
1482 | 2.1573e-05 | 0.00010241 | 7.9967e-05 | 4.5345e-05 | 3.5915e-06 | 6.4267e-05 | 3.9242e-05 | 4.4461e-05 | 7.6491e-05 | 3.6567e-05 | 5.561e-05 | 5.7829e-05 | 1.5542e-05 | 0.00014484 | 4.2944e-06 | 4.6772e-05 | 5.7761e-06 | 0.00019389 | 0.00010715
1483 | 1.9421e-05 | 9.5061e-05 | 6.4652e-05 | 3.2614e-05 | 0 | 6.6226e-05 | 3.5262e-05 | 4.6839e-05 | 8.5847e-05 | 2.7066e-05 | 4.132e-05 | 5.7911e-05 | 1.7372e-05 | 0.00012761 | 7.4176e-06 | 4.2343e-05 | 5.8664e-06 | 0.00022237 | 6.6253e-05
1484 | 1.5654e-05 | 5.7291e-05 | 3.6175e-05 | 1.0088e-05 | 0 | 5.8279e-05 | 3.067e-05 | 3.5256e-05 | 5.6998e-05 | 1.2577e-05 | 1.096e-05 | 4.6247e-05 | 1.331e-05 | 0.00010925 | 7.4719e-06 | 2.0038e-05 | 6.0239e-06 | 0.00025615 | 8.2352e-05
1485 | 4.4814e-06 | 2.2401e-05 | 1.4402e-05 | 1.3691e-06 | 0 | 3.4887e-05 | 1.9235e-05 | 2.2906e-05 | 2.4142e-05 | 7.8436e-06 | 5.0131e-06 | 2.4899e-05 | 6.5431e-06 | 3.1272e-05 | 6.9645e-06 | 1.2505e-05 | 5.6593e-06 | 0.00026932 | 6.9253e-05
1486 | 3.4938e-07 | 1.206e-05 | 5.2062e-06 | 0 | 0 | 1.0523e-05 | 8.6431e-06 | 9.7844e-06 | 9.6278e-06 | 4.8609e-06 | 3.4645e-08 | 1.0196e-05 | 7.373e-07 | 4.1301e-06 | 1.7325e-06 | 0 | 2.8561e-06 | 0.00027221 | 7.2534e-05
1487 | 1.4687e-07 | 5.9493e-06 | 1.431e-06 | 0 | 0 | 1.6849e-06 | 1.4143e-06 | 2.5788e-06 | 3.1637e-06 | 1.7216e-06 | 0 | 2.6968e-06 | 7.1579e-10 | 9.1932e-07 | 0 | 0 | 8.5149e-08 | 0.00026357 | 7.9186e-05
1488 | 0 | 1.3787e-06 | 4.7172e-07 | 0 | 0 | 1.2451e-07 | 1.6186e-08 | 7.0523e-07 | 4.2201e-07 | 0 | 0 | 3.1247e-07 | 6.6211e-10 | 1.5249e-07 | 0 | 0 | 0 | 0.00027182 | 9.0631e-05
1489 | 0 | 0 | 2.1994e-07 | 0 | 0 | 2.4166e-08 | 7.6677e-10 | 1.1614e-07 | 1.6024e-08 | 2.6054e-08 | 0 | 1.0229e-07 | 1.3153e-09 | 2.514e-08 | 0 | 0 | 0 | 0.00027949 | 8.7016e-05
1490 | 0 | 0 | 8.3744e-09 | 0 | 0 | 9.5451e-09 | 0 | 6.3559e-09 | 1.6031e-07 | 9.3403e-09 | 0 | 1.7012e-08 | 8.0527e-10 | 2.5656e-09 | 0 | 0 | 0 | 0.0002856 | 0.00011218
1491 | 0 | 5.3214e-07 | 2.3995e-10 | 0 | 0 | 0 | 0 | 0 | 2.1626e-07 | 0 | 0 | 0 | 6.6211e-10 | 0 | 0 | 0 | 0 | 0.00026538 | 0.00011875
1492 | 0 | 5.7769e-07 | 9.5981e-11 | 0 | 0 | 0 | 0 | 0 | 2.1626e-07 | 0 | 0 | 1.2921e-09 | 6.2632e-10 | 0 | 0 | 0 | 0 | 0.00023663 | 0.00010184
1493 | 0 | 5.7856e-07 | 2.1596e-10 | 0 | 0 | 0 | 0 | 0 | 1.7594e-07 | 0 | 0 | 0 | 6.979e-10 | 5.1571e-11 | 0 | 0 | 0 | 0.00021541 | 0.00012375
1494 | 5.9386e-08 | 4.698e-07 | 4.5591e-10 | 3.7264e-09 | 0 | 1.3507e-08 | 3.2004e-09 | 1.9182e-08 | 3.1648e-09 | 1.0422e-08 | 1.9054e-09 | 6.7044e-09 | 2.2042e-08 | 1.1715e-08 | 1.3592e-10 | 0 | 1.4262e-07 | 0.00018547 | 0.00010627
1495 | 3.3506e-05 | 7.1588e-06 | 1.4313e-05 | 1.6063e-05 | 1.078e-05 | 1.3749e-05 | 1.7281e-05 | 2.1525e-05 | 9.2777e-06 | 1.9543e-05 | 1.6127e-05 | 7.0323e-06 | 1.9326e-05 | 1.124e-05 | 1.9309e-05 | 4.8018e-06 | 3.5477e-05 | 0.0001517 | 7.5847e-05
1496 | 0.00014859 | 5.3784e-05 | 8.6245e-05 | 0.00010343 | 9.9052e-05 | 8.3505e-05 | 9.9477e-05 | 0.0001125 | 5.8197e-05 | 0.00011881 | 0.00010152 | 4.8177e-05 | 8.2156e-05 | 7.047e-05 | 0.00011281 | 3.6607e-05 | 0.0001636 | 0.00012553 | 7.5345e-05
1497 | 0.00029552 | 0.0001468 | 0.0001749 | 0.00022126 | 0.00021276 | 0.00019318 | 0.00022266 | 0.00024612 | 0.00015751 | 0.0002704 | 0.00020666 | 0.00014212 | 0.00013756 | 0.00015283 | 0.00025306 | 0.00012788 | 0.00031907 | 0.00012588 | 7.6633e-05
1498 | 0.00041362 | 0.00020842 | 0.00023093 | 0.00032521 | 0.00029943 | 0.00026895 | 0.00029846 | 0.00032962 | 0.00026932 | 0.00039484 | 0.00028075 | 0.00031402 | 0.00017718 | 0.00019202 | 0.00034855 | 0.0002914 | 0.00041679 | 0.00013859 | 9.7032e-05
1499 | 0.00047928 | 0.00021274 | 0.00029924 | 0.00029263 | 0.0002976 | 0.00028975 | 0.00031462 | 0.00037886 | 0.00034983 | 0.00036146 | 0.00028376 | 0.00040038 | 0.00021307 | 0.00019708 | 0.00037971 | 0.00028413 | 0.00048249 | 0.000178 | 9.9483e-05
1500 | 0.00048758 | 0.00022973 | 0.00034738 | 0.00023807 | 0.00041291 | 0.00026911 | 0.00031352 | 0.00037595 | 0.00030809 | 0.00027695 | 0.00027507 | 0.00033937 | 0.00022805 | 0.00022058 | 0.00038944 | 0.00039058 | 0.00046674 | 0.00020431 | 0.00010712
1501 | 0.00044566 | 0.00023892 | 0.00037036 | 0.00035677 | 0.00027378 | 0.00027048 | 0.00032682 | 0.00032838 | 0.00022801 | 0.00033096 | 0.00026249 | 0.00032989 | 0.00024832 | 0.00024925 | 0.00032064 | 0.0003814 | 0.00035668 | 0.00020783 | 0.00010285
1502 | 0.0003519 | 0.00021145 | 0.00035712 | 0.00022243 | 0.00033335 | 0.00025385 | 0.00031043 | 0.00025414 | 0.0001972 | 0.00031315 | 0.00025677 | 0.00028972 | 0.00032057 | 0.00022862 | 0.0002517 | 0.00038161 | 0.00038958 | 0.00020989 | 0.00012737
1503 | 0.00025021 | 0.00020144 | 0.00029985 | 0.00017836 | 0.00027899 | 0.00023104 | 0.00026784 | 0.00017931 | 0.00017275 | 0.00020508 | 0.0002476 | 0.0002703 | 0.00031079 | 0.0002573 | 0.00024344 | 0.00029151 | 0.00023386 | 0.00018273 | 0.00014243
1504 | 0.00015822 | 0.00018891 | 0.00022461 | 0.00018538 | 0.00016747 | 0.00016316 | 0.00020213 | 0.00013717 | 0.0001427 | 0.0001574 | 0.00022596 | 0.00018262 | 0.00018986 | 0.00025226 | 0.00015722 | 0.00019311 | 0.00012855 | 0.00018459 | 0.00013029
1505 | 5.7406e-05 | 0.00014066 | 0.00012974 | 8.6385e-05 | 6.8312e-05 | 8.2323e-05 | 9.2278e-05 | 7.6447e-05 | 9.2171e-05 | 9.0558e-05 | 0.00012254 | 9.8112e-05 | 7.7302e-05 | 0.00018725 | 5.6027e-05 | 0.0001123 | 5.0049e-05 | 0.00017732 | 0.00011173
1506 | 2.0349e-05 | 7.5382e-05 | 7.8249e-05 | 3.9216e-05 | 2.2641e-06 | 6.1456e-05 | 3.9608e-05 | 4.2646e-05 | 7.1866e-05 | 3.4782e-05 | 3.6443e-05 | 5.004e-05 | 1.2293e-05 | 0.00012029 | 6.2662e-06 | 4.6727e-05 | 5.0598e-06 | 0.0001848 | 0.00010619
1507 | 1.595e-05 | 3.7929e-05 | 5.5703e-05 | 2.0152e-05 | 0 | 5.645e-05 | 3.2181e-05 | 3.8723e-05 | 7.0677e-05 | 1.9493e-05 | 2.84e-05 | 4.3314e-05 | 7.939e-06 | 5.2198e-05 | 7.4429e-06 | 3.8767e-05 | 5.8591e-06 | 0.00020174 | 7.8266e-05
1508 | 1.1055e-05 | 1.8808e-05 | 2.1769e-05 | 7.3806e-06 | 0 | 4.2327e-05 | 2.7538e-05 | 2.3963e-05 | 4.9872e-05 | 1.0942e-05 | 1.0094e-05 | 2.8742e-05 | 5.5942e-06 | 2.7047e-05 | 7.5009e-06 | 7.8014e-06 | 6.0244e-06 | 0.00021381 | 6.8038e-05
1509 | 2.5902e-06 | 1.0566e-05 | 7.7813e-06 | 1.9101e-06 | 0 | 1.6149e-05 | 1.6878e-05 | 1.5117e-05 | 2.8146e-05 | 8.1418e-06 | 4.8768e-06 | 1.5735e-05 | 1.0244e-06 | 6.5014e-06 | 7.5009e-06 | 0 | 5.5302e-06 | 0.00021247 | 5.3523e-05
1510 | 3.4975e-07 | 7.0845e-06 | 3.6441e-06 | 0 | 0 | 4.025e-06 | 7.9734e-06 | 4.7437e-06 | 7.1042e-06 | 9.3452e-07 | 0 | 6.2079e-06 | 7.1765e-08 | 8.966e-07 | 4.9692e-06 | 0 | 1.6796e-06 | 0.00021625 | 3.3331e-05
1511 | 1.4143e-07 | 1.7485e-06 | 9.7282e-07 | 0 | 0 | 9.9059e-07 | 1.1156e-06 | 1.3545e-06 | 2.1659e-06 | 0 | 1.1548e-09 | 1.5095e-06 | 6.0843e-10 | 5.3931e-08 | 0 | 0 | 2.5044e-08 | 0.00021326 | 2.441e-05
1512 | 0 | 2.768e-08 | 4.5879e-08 | 0 | 0 | 1.0993e-07 | 2.092e-08 | 1.1643e-07 | 3.8453e-07 | 0 | 0 | 5.0878e-07 | 5.5474e-10 | 2.3636e-11 | 0 | 0 | 0 | 0.00020827 | 2.3071e-05
1513 | 0 | 0 | 1.8572e-08 | 0 | 0 | 2.1074e-08 | 0 | 0 | 1.7438e-08 | 0 | 0 | 4.7813e-07 | 5.5474e-10 | 2.0628e-10 | 0 | 0 | 0 | 0.00019598 | 1.8139e-05
1514 | 0 | 0 | 2.3995e-10 | 0 | 0 | 0 | 0 | 0 | 1.7367e-07 | 0 | 0 | 2.0764e-07 | 6.979e-10 | 3.0942e-09 | 0 | 0 | 0 | 0.0001817 | 1.6679e-05
1515 | 0 | 5.3258e-07 | 9.5981e-11 | 0 | 0 | 0 | 0 | 0 | 2.0188e-07 | 0 | 0 | 0 | 6.6211e-10 | 5.1571e-11 | 0 | 0 | 0 | 0.00017181 | 1.7224e-05
1516 | 0 | 5.7944e-07 | 3.1194e-10 | 0 | 0 | 0 | 0 | 0 | 2.1314e-07 | 0 | 0 | 0 | 6.2632e-10 | 0 | 0 | 0 | 0 | 0.00015427 | 2.6554e-06
1517 | 0 | 2.3169e-07 | 1.4397e-10 | 0 | 0 | 0 | 0 | 0 | 1.5873e-07 | 0 | 0 | 0 | 6.2632e-10 | 0 | 0 | 0 | 0 | 0.00012533 | 7.5649e-06
1518 | 1.0744e-07 | 2.5797e-09 | 1.1518e-09 | 4.2555e-08 | 0 | 3.2176e-08 | 4.9007e-09 | 3.8429e-08 | 2.7398e-08 | 5.1126e-09 | 1.328e-09 | 1.3938e-08 | 7.3982e-08 | 2.099e-08 | 0 | 0 | 2.4927e-07 | 0.00010326 | 0
1519 | 3.2669e-05 | 1.4209e-05 | 1.2599e-05 | 2.1713e-05 | 8.0566e-06 | 2.4249e-05 | 1.6681e-05 | 2.5859e-05 | 2.5413e-05 | 1.4809e-05 | 1.879e-05 | 1.64e-05 | 2.0989e-05 | 1.5131e-05 | 1.9916e-05 | 4.2193e-06 | 3.9435e-05 | 8.8079e-05 | 1.4708e-06
1520 | 0.00013646 | 7.6019e-05 | 7.8535e-05 | 0.00011057 | 5.4651e-05 | 0.00012053 | 0.00010887 | 0.00011946 | 0.00013303 | 0.00010694 | 0.00012547 | 8.4336e-05 | 0.00015195 | 8.1674e-05 | 0.00014731 | 3.8235e-05 | 0.00016473 | 7.3804e-05 | 9.5731e-06
1521 | 0.00026616 | 0.00018035 | 0.00017182 | 0.00022672 | 0.00017779 | 0.00025425 | 0.00024126 | 0.00025793 | 0.00027787 | 0.00026618 | 0.0002717 | 0.0002267 | 0.00026435 | 0.00017946 | 0.00032621 | 9.4926e-05 | 0.00032347 | 7.3042e-05 | 1.7768e-05
1522 | 0.00040123 | 0.00029681 | 0.0002536 | 0.00032534 | 0.00036741 | 0.00035366 | 0.00035128 | 0.00038224 | 0.00038092 | 0.00042117 | 0.00038168 | 0.0003525 | 0.0004046 | 0.00027175 | 0.00047581 | 0.00018771 | 0.00043181 | 5.4887e-05 | 6.8976e-05
1523 | 0.0004825 | 0.00039149 | 0.00035616 | 0.00039636 | 0.00045306 | 0.00041989 | 0.00046429 | 0.00046762 | 0.00044928 | 0.00047784 | 0.00044543 | 0.00042221 | 0.00051207 | 0.00032818 | 0.00056289 | 0.00035485 | 0.00050222 | 4.9251e-05 | 0.00013649
1524 | 0.00049511 | 0.00041446 | 0.00039433 | 0.00041285 | 0.00046636 | 0.00044342 | 0.00050996 | 0.00047642 | 0.00048811 | 0.0004852 | 0.00048843 | 0.00038016 | 0.00025968 | 0.00025912 | 0.00060423 | 0.00042168 | 0.00053051 | 3.2175e-05 | 0.00018543
1525 | 0.00044573 | 0.00038793 | 0.00035973 | 0.00038158 | 0.00039653 | 0.00041655 | 0.00050013 | 0.00039711 | 0.0005116 | 0.00022489 | 0.00046978 | 0.00034424 | 0.0001049 | 0.00018916 | 0.00058219 | 0.00035147 | 0.00049019 | 1.8615e-05 | 0.00016249
1526 | 0.00026007 | 0.00032193 | 0.00033686 | 0.0002884 | 0.0004006 | 0.00034853 | 0.0004097 | 0.00022659 | 0.0004556 | 0.00017753 | 0.00034239 | 0.00021282 | 8.9381e-05 | 0.00012185 | 0.00041425 | 0.000322 | 0.00030284 | 1.4863e-05 | 0.00012253
1527 | 0.00013105 | 0.00023694 | 0.00023209 | 0.00014465 | 0.00025854 | 0.00023669 | 0.00027562 | 0.00011607 | 0.00031678 | 9.2374e-05 | 0.00021886 | 0.00010841 | 2.9002e-05 | 8.3548e-05 | 0.00026714 | 0.00028055 | 0.00018962 | 1.1714e-05 | 9.302e-05
1528 | 8.3371e-05 | 0.00018768 | 0.00016321 | 7.9033e-05 | 0.00010524 | 0.00012147 | 0.00018688 | 7.9382e-05 | 0.00019365 | 7.0297e-05 | 0.00026314 | 8.1815e-05 | 1.7943e-05 | 0.00016395 | 0.00020059 | 0.00016747 | 8.5993e-05 | 1.1988e-05 | 7.7329e-05
1529 | 3.0082e-05 | 0.00012815 | 0.00011142 | 4.7295e-05 | 2.6555e-05 | 6.094e-05 | 8.9029e-05 | 4.6281e-05 | 0.00010375 | 4.8638e-05 | 0.00015249 | 6.9045e-05 | 1.1323e-05 | 0.00015239 | 7.4374e-05 | 7.7999e-05 | 2.0757e-05 | 1.755e-05 | 0.00010555
1530 | 1.9383e-05 | 0.0001014 | 7.9472e-05 | 4.1134e-05 | 1.0701e-06 | 6.2815e-05 | 4.2423e-05 | 4.0209e-05 | 7.8017e-05 | 2.9991e-05 | 5.6441e-05 | 5.4119e-05 | 9.8082e-06 | 0.0001353 | 5.7589e-06 | 4.3951e-05 | 3.5296e-06 | 3.1878e-05 | 0.00016896
1531 | 1.8367e-05 | 8.729e-05 | 5.7515e-05 | 1.9769e-05 | 0 | 6.4629e-05 | 4.0625e-05 | 3.6902e-05 | 9.0997e-05 | 1.8554e-05 | 4.6289e-05 | 5.1913e-05 | 1.0326e-05 | 7.9929e-05 | 7.3777e-06 | 3.265e-05 | 5.8569e-06 | 4.3363e-05 | 0.00016862
1532 | 1.3094e-05 | 4.6046e-05 | 2.4424e-05 | 8.459e-06 | 0 | 5.1445e-05 | 3.237e-05 | 2.8237e-05 | 7.0664e-05 | 9.6598e-06 | 2.8524e-05 | 3.2911e-05 | 7.3816e-06 | 1.5776e-05 | 7.4538e-06 | 9.4623e-07 | 6.0266e-06 | 5.5418e-05 | 0.00012808
1533 | 2.6283e-06 | 1.837e-05 | 1.1097e-05 | 2.2635e-06 | 0 | 3.0598e-05 | 1.8246e-05 | 1.8709e-05 | 4.594e-05 | 4.296e-06 | 4.3814e-06 | 1.787e-05 | 2.3813e-06 | 5.904e-06 | 7.4556e-06 | 0 | 5.3087e-06 | 6.2022e-05 | 0.00014201
1534 | 3.4926e-07 | 1.1038e-05 | 4.6144e-06 | 0 | 0 | 9.0473e-06 | 1.0522e-05 | 8.0436e-06 | 1.7407e-05 | 4.1048e-08 | 0 | 6.3219e-06 | 1.806e-08 | 1.4013e-06 | 6.6129e-06 | 0 | 2.2139e-06 | 6.6337e-05 | 0.00014869
1535 | 1.3921e-07 | 5.2186e-06 | 1.3137e-06 | 0 | 0 | 1.3453e-06 | 2.1744e-06 | 1.76e-06 | 3.6261e-06 | 0 | 0 | 9.9447e-07 | 9.8422e-10 | 2.239e-07 | 4.8568e-07 | 0 | 4.007e-08 | 7.0912e-05 | 0.00018743
1536 | 0 | 1.2291e-06 | 4.6021e-07 | 0 | 0 | 1.2114e-07 | 8.4345e-08 | 1.0275e-07 | 6.8888e-07 | 0 | 0 | 2.171e-07 | 9.3053e-10 | 5.0228e-08 | 0 | 0 | 0 | 7.2678e-05 | 0.00022186
1537 | 0 | 0 | 2.1843e-07 | 0 | 0 | 2.4393e-08 | 0 | 0 | 1.8602e-07 | 1.7206e-08 | 1.1548e-09 | 1.0861e-07 | 7.5158e-10 | 1.5471e-10 | 0 | 0 | 0 | 8.9735e-05 | 0.00016918
1538 | 0 | 0 | 8.0384e-09 | 0 | 0 | 1.0227e-08 | 7.3344e-10 | 0 | 2.0143e-07 | 0 | 0 | 6.9126e-08 | 7.1579e-10 | 3.0942e-09 | 0 | 0 | 0 | 9.5695e-05 | 0.00016353
1539 | 0 | 5.317e-07 | 2.6395e-10 | 0 | 0 | 0 | 0 | 0 | 2.1823e-07 | 0 | 0 | 1.2921e-09 | 6.979e-10 | 5.1571e-11 | 0 | 0 | 0 | 9.8468e-05 | 0.00017511
1540 | 0 | 5.7725e-07 | 7.1986e-11 | 0 | 0 | 0 | 0 | 0 | 1.7603e-07 | 0 | 0 | 0 | 6.6211e-10 | 0 | 0 | 0 | 0 | 9.4691e-05 | 0.00017737
1541 | 0 | 5.7725e-07 | 2.1596e-10 | 0 | 0 | 0 | 0 | 0 | 0 | 0 | 0 | 6.4604e-10 | 7.5158e-10 | 0 | 0 | 0 | 0 | 0.00010026 | 0.00024291
1542 | 1.9534e-09 | 4.5768e-07 | 5.9988e-11 | 6.4407e-10 | 0 | 4.6779e-10 | 1.0668e-09 | 3.3079e-10 | 2.3565e-11 | 0 | 3.4645e-10 | 2.5483e-09 | 5.9277e-09 | 1.0413e-09 | 9.1972e-09 | 0 | 1.2244e-09 | 0.00010094 | 0.00021874
1543 | 7.7814e-07 | 3.569e-06 | 1.6704e-06 | 5.5206e-07 | 1.389e-06 | 1.935e-06 | 4.8717e-06 | 1.0355e-06 | 5.0791e-06 | 1.2936e-06 | 1.6614e-06 | 2.1417e-06 | 7.9381e-07 | 4.9727e-07 | 3.0355e-06 | 1.7048e-06 | 1.3958e-06 | 0.00012597 | 0.0002002
1544 | 8.4418e-06 | 2.4968e-05 | 2.0029e-05 | 2.2419e-05 | 1.8786e-05 | 2.2743e-05 | 3.1535e-05 | 1.0154e-05 | 3.3742e-05 | 1.7433e-05 | 3.0801e-05 | 1.8722e-05 | 1.6786e-05 | 9.2116e-06 | 3.8728e-05 | 1.5658e-05 | 1.3749e-05 | 0.00013341 | 0.00022337
1545 | 1.3899e-05 | 5.7401e-05 | 4.1628e-05 | 4.4764e-05 | 4.0397e-05 | 4.466e-05 | 7.9438e-05 | 2.62e-05 | 7.5648e-05 | 3.4835e-05 | 9.785e-05 | 3.6774e-05 | 4.1159e-05 | 2.4928e-05 | 0.00013204 | 4.5966e-05 | 1.8504e-05 | 0.00014763 | 0.00025134
1546 | 1.7539e-05 | 8.8916e-05 | 4.6236e-05 | 2.8238e-05 | 5.6268e-05 | 5.262e-05 | 0.00012005 | 3.0486e-05 | 0.00010192 | 5.5327e-05 | 0.00012066 | 3.9972e-05 | 4.3418e-05 | 3.878e-05 | 0.00014441 | 4.9623e-05 | 1.9199e-05 | 0.00017338 | 0.00024958
1547 | 3.371e-05 | 6.7792e-05 | 5.8223e-05 | 2.5684e-05 | 4.7857e-05 | 4.7549e-05 | 0.00018254 | 3.7511e-05 | 0.00014518 | 6.1361e-05 | 0.00017685 | 4.9877e-05 | 5.8238e-05 | 3.5621e-05 | 0.00027492 | 5.6539e-05 | 2.703e-05 | 0.00016613 | 0.00025328
1548 | 3.0775e-05 | 5.4175e-05 | 5.9508e-05 | 1.9753e-05 | 5.799e-05 | 3.931e-05 | 0.00022317 | 3.5035e-05 | 0.00017567 | 4.4675e-05 | 0.00016142 | 4.8025e-05 | 5.1627e-05 | 2.6985e-05 | 0.00021281 | 6.4895e-05 | 3.5124e-05 | 0.00015464 | 0.00025246
1549 | 2.9484e-05 | 4.2334e-05 | 6.9809e-05 | 1.7937e-05 | 3.9246e-05 | 3.3443e-05 | 0.00014939 | 2.4941e-05 | 0.0001295 | 5.0455e-05 | 0.00013067 | 5.3227e-05 | 4.3927e-05 | 3.3314e-05 | 0.00015328 | 4.6502e-05 | 2.8188e-05 | 0.0001505 | 0.00026549
1550 | 2.1842e-05 | 5.0803e-05 | 7.2778e-05 | 2.6753e-05 | 4.198e-05 | 3.2812e-05 | 0.00010008 | 2.983e-05 | 6.9376e-05 | 6.3552e-05 | 8.3036e-05 | 5.162e-05 | 3.4203e-05 | 3.0811e-05 | 9.4258e-05 | 4.8479e-05 | 2.3215e-05 | 0.00013134 | 0.00024098
1551 | 2.1345e-05 | 5.7123e-05 | 5.7561e-05 | 4.784e-05 | 5.1038e-05 | 3.4727e-05 | 7.1531e-05 | 3.3621e-05 | 6.6884e-05 | 3.1574e-05 | 5.0959e-05 | 4.5743e-05 | 3.0559e-05 | 3.1407e-05 | 5.2358e-05 | 6.0549e-05 | 2.7474e-05 | 0.00012562 | 0.00030074
1552 | 1.7251e-05 | 6.9327e-05 | 5.6897e-05 | 3.255e-05 | 2.3718e-05 | 3.7006e-05 | 8.8725e-05 | 2.3324e-05 | 7.7843e-05 | 3.7196e-05 | 0.00011859 | 4.2327e-05 | 4.1095e-05 | 4.3811e-05 | 7.3929e-05 | 3.3931e-05 | 2.2101e-05 | 0.00014555 | 0.00035682
1553 | 9.4162e-06 | 2.3366e-05 | 2.3246e-05 | 3.8116e-06 | 7.7139e-06 | 6.3125e-06 | 5.3613e-05 | 1.1514e-05 | 5.3334e-05 | 1.7622e-05 | 5.6277e-05 | 1.374e-05 | 1.2865e-05 | 1.1286e-05 | 4.0965e-05 | 1.0779e-05 | 6.1157e-06 | 0.00017643 | 0.00040271
1554 | 1.5438e-06 | 3.2965e-06 | 5.1453e-06 | 4.1552e-07 | 5.7719e-08 | 1.1386e-05 | 1.5876e-05 | 2.029e-06 | 3.4093e-05 | 2.1774e-06 | 1.2609e-05 | 3.2268e-06 | 1.3742e-06 | 9.8904e-07 | 5.6063e-06 | 6.385e-07 | 8.6805e-08 | 0.00016961 | 0.00041048
1555 | 5.7365e-08 | 1.1398e-06 | 2.1325e-06 | 0 | 0 | 1.7813e-06 | 7.3587e-06 | 7.1082e-07 | 3.4613e-05 | 9.3034e-07 | 3.0568e-06 | 1.4862e-06 | 6.6714e-07 | 2.6593e-07 | 6.6383e-06 | 0 | 0 | 0.00015338 | 0.00040609
1556 | 0 | 3.5535e-06 | 7.3975e-07 | 0 | 0 | 2.9382e-07 | 7.0676e-06 | 8.7827e-08 | 1.3658e-05 | 5.4567e-08 | 0 | 7.8935e-07 | 6.3366e-08 | 1.9041e-07 | 2.0442e-06 | 0 | 0 | 0.00015457 | 0.00038529
1557 | 0 | 1.2736e-07 | 1.1981e-07 | 0 | 0 | 3.7877e-11 | 1.683e-06 | 5.7781e-10 | 2.7203e-06 | 9.3403e-09 | 0 | 3.9649e-07 | 6.979e-10 | 3.1522e-08 | 0 | 0 | 0 | 0.00014866 | 0.00041012
1558 | 0 | 0 | 7.1986e-10 | 0 | 0 | 3.7877e-11 | 3.7189e-07 | 0 | 2.4258e-07 | 0 | 0 | 5.9507e-08 | 7.8737e-10 | 1.0744e-11 | 0 | 0 | 0 | 0.00014381 | 0.00030631
1559 | 0 | 0 | 4.7991e-11 | 0 | 0 | 3.7877e-11 | 4.584e-09 | 0 | 2.2622e-07 | 1.0323e-08 | 0 | 0 | 7.6948e-10 | 0 | 0 | 0 | 0 | 0.00013494 | 0.00032947
1560 | 0 | 0 | 1.1998e-10 | 0 | 0 | 0 | 1.9794e-08 | 0 | 5.6556e-09 | 9.8319e-09 | 0 | 0 | 7.8737e-10 | 0 | 0 | 0 | 0 | 0.00013252 | 0.00039324
1561 | 0 | 0 | 4.7991e-11 | 0 | 0 | 0 | 0 | 0 | 0 | 1.7697e-08 | 0 | 0 | 7.8737e-10 | 0 | 0 | 0 | 0 | 0.00013906 | 0.00028966
1562 | 0 | 0 | 9.5981e-11 | 0 | 0 | 0 | 0 | 0 | 1.5887e-07 | 2.3597e-08 | 0 | 0 | 8.0527e-10 | 0 | 0 | 0 | 0 | 0.0001377 | 0.0002302
1563 | 0 | 2.0541e-07 | 9.5981e-11 | 0 | 0 | 0 | 0 | 0 | 2.0181e-07 | 0 | 0 | 0 | 7.8737e-10 | 0 | 0 | 0 | 0 | 0.00013351 | 0.00022927
1564 | 0 | 0 | 9.5981e-11 | 0 | 0 | 0 | 0 | 0 | 9.7347e-08 | 0 | 0 | 0 | 7.6948e-10 | 0 | 0 | 0 | 0 | 0.00011232 | 0.00021495
1565 | 0 | 0 | 9.5981e-11 | 0 | 0 | 0 | 0 | 0 | 0 | 0 | 1.1548e-09 | 0 | 6.8001e-10 | 0 | 0 | 0 | 0 | 9.7971e-05 | 0.00027419
1566 | 8.1287e-09 | 4.023e-08 | 1.1634e-07 | 1.1225e-08 | 0 | 3.9631e-08 | 7.476e-09 | 1.8006e-08 | 1.0899e-09 | 1.1798e-08 | 8.6611e-10 | 2.3525e-08 | 1.1446e-08 | 1.0187e-08 | 1.3592e-10 | 7.7815e-09 | 1.5138e-08 | 9.5948e-05 | 0.00023783
1567 | 1.7637e-05 | 2.5536e-05 | 2.4646e-05 | 1.3533e-05 | 2.6238e-05 | 2.2751e-05 | 2.1068e-05 | 1.6913e-05 | 9.4508e-06 | 2.8914e-05 | 1.8973e-05 | 2.8718e-05 | 2.796e-06 | 1.6619e-05 | 2.2884e-05 | 2.4931e-05 | 1.0492e-05 | 9.9131e-05 | 0.00024118
1568 | 9.3692e-05 | 0.00011304 | 0.00011872 | 9.1998e-05 | 0.00014921 | 0.00011778 | 0.00010059 | 0.00010861 | 4.2252e-05 | 0.00015274 | 9.3035e-05 | 0.00015369 | 2.677e-05 | 9.8949e-05 | 0.00010648 | 0.0001248 | 9.3246e-05 | 8.3201e-05 | 0.00020341
1569 | 0.00018987 | 0.00023627 | 0.00023101 | 0.00019749 | 0.00031293 | 0.00025083 | 0.00019458 | 0.0002352 | 8.0189e-05 | 0.00032358 | 0.00019045 | 0.00030831 | 8.2144e-05 | 0.00022091 | 0.00021215 | 0.00025515 | 0.00013687 | 0.00010546 | 0.00014978
1570 | 0.00021969 | 0.00030366 | 0.00027859 | 0.00028114 | 0.00043286 | 0.00031499 | 0.00025272 | 0.00030356 | 0.00012286 | 0.00045006 | 0.00027651 | 0.00037502 | 0.00011311 | 0.00032611 | 0.00031149 | 0.00036324 | 0.00016096 | 9.1441e-05 | 0.00011297
1571 | 0.00038675 | 0.00032387 | 0.00035221 | 0.00019469 | 0.00039519 | 0.0003116 | 0.00032382 | 0.00034448 | 0.00015628 | 0.00051155 | 0.00035313 | 0.00042282 | 0.00018913 | 0.00037327 | 0.00039941 | 0.00036912 | 0.00021969 | 9.3993e-05 | 7.8571e-05
1572 | 0.00036882 | 0.00033851 | 0.00041419 | 0.00012022 | 0.00050217 | 0.00027577 | 0.00036456 | 0.00030892 | 0.00017437 | 0.00045891 | 0.0004285 | 0.00042329 | 0.00020296 | 0.00039638 | 0.00038811 | 0.00046228 | 0.00017997 | 8.7044e-05 | 6.8803e-05
1573 | 0.00021353 | 0.00026639 | 0.00039722 | 9.762e-05 | 0.00040054 | 0.00022894 | 0.00033651 | 0.00020764 | 0.00016816 | 0.00042274 | 0.00043875 | 0.00042493 | 0.00022152 | 0.0004437 | 0.00036227 | 0.00030743 | 0.00015413 | 8.9097e-05 | 6.2481e-05
1574 | 0.00021486 | 0.00014742 | 0.00032167 | 6.108e-05 | 0.00027751 | 0.00013022 | 0.00027808 | 0.00016407 | 0.00013548 | 0.00048084 | 0.00037385 | 0.00036358 | 0.00022217 | 0.00041857 | 0.00023252 | 0.00018787 | 0.00013683 | 9.7252e-05 | 8.796e-05
1575 | 0.00023221 | 0.00014022 | 0.00030722 | 8.1996e-05 | 0.00021905 | 7.9328e-05 | 0.00023356 | 0.00013458 | 0.0001319 | 0.00038318 | 0.00034407 | 0.00030534 | 0.00017999 | 0.00033331 | 0.00018423 | 0.00016423 | 0.00012221 | 0.00011161 | 8.1965e-05
1576 | 0.00012788 | 0.0001592 | 0.00024618 | 9.1105e-05 | 0.00012191 | 7.2774e-05 | 0.00017643 | 9.8313e-05 | 0.00011747 | 0.00026574 | 0.00030712 | 0.00022932 | 0.00014167 | 0.00027396 | 0.00010772 | 0.00019141 | 8.2738e-05 | 0.00012952 | 8.8447e-05
1577 | 5.7239e-05 | 0.00011632 | 0.00014744 | 4.239e-05 | 6.0152e-05 | 4.9836e-05 | 9.6015e-05 | 6.4153e-05 | 8.1423e-05 | 0.00011379 | 0.00018515 | 0.00011849 | 6.6251e-05 | 0.00018745 | 6.7612e-05 | 0.00010167 | 3.6442e-05 | 0.00011787 | 9.3754e-05
1578 | 2.0596e-05 | 9.707e-05 | 8.4757e-05 | 1.8406e-05 | 1.6657e-06 | 5.713e-05 | 4.1506e-05 | 4.1113e-05 | 5.375e-05 | 3.6839e-05 | 6.0307e-05 | 5.8695e-05 | 1.424e-05 | 0.00014337 | 7.1599e-06 | 4.4179e-05 | 4.9147e-06 | 0.00011377 | 0.00011789
1579 | 1.6688e-05 | 6.6335e-05 | 7.1166e-05 | 6.9781e-06 | 0 | 4.9895e-05 | 3.0569e-05 | 3.2645e-05 | 4.5875e-05 | 2.7255e-05 | 4.76e-05 | 5.0961e-05 | 1.085e-05 | 0.00012425 | 7.4139e-06 | 4.0777e-05 | 3.2807e-06 | 0.00012815 | 0.0001233
1580 | 5.529e-06 | 2.6169e-05 | 3.6078e-05 | 3.9086e-06 | 0 | 3.6608e-05 | 2.3638e-05 | 2.3039e-05 | 2.5628e-05 | 1.2751e-05 | 2.8262e-05 | 3.6186e-05 | 5.4182e-06 | 9.2649e-05 | 7.4846e-06 | 1.7453e-05 | 2.2539e-07 | 0.00010602 | 0.00012831
1581 | 1.5513e-06 | 1.4138e-05 | 1.1092e-05 | 0 | 0 | 1.6748e-05 | 1.2608e-05 | 1.2819e-05 | 8.9446e-06 | 8.1602e-06 | 5.1144e-06 | 1.8525e-05 | 1.3653e-06 | 2.0781e-05 | 7.278e-06 | 0 | 0 | 9.4682e-05 | 0.00013504
1582 | 1.0731e-07 | 8.2056e-06 | 4.0624e-06 | 0 | 0 | 2.6907e-06 | 7.2622e-06 | 2.7227e-06 | 1.9022e-06 | 4.6677e-06 | 0 | 7.3344e-06 | 6.0843e-10 | 4.0289e-06 | 3.8619e-06 | 0 | 0 | 9.479e-05 | 0.00020916
1583 | 0 | 2.6719e-06 | 1.2397e-06 | 0 | 0 | 1.8598e-07 | 8.7706e-07 | 5.661e-07 | 8.2063e-07 | 1.6105e-06 | 0 | 1.571e-06 | 5.3685e-10 | 8.7616e-07 | 0 | 0 | 0 | 8.0145e-05 | 0.00025373
1584 | 0 | 3.5213e-08 | 3.1722e-07 | 0 | 0 | 5.4013e-08 | 2.1045e-08 | 4.2758e-08 | 3.8387e-07 | 0 | 0 | 1.8968e-07 | 6.0843e-10 | 1.6472e-07 | 0 | 0 | 0 | 6.266e-05 | 0.00024278
1585 | 0 | 0 | 1.0102e-08 | 0 | 0 | 8.8633e-09 | 0 | 0 | 1.2725e-08 | 2.0647e-08 | 0 | 1.8484e-08 | 1.9326e-09 | 1.5007e-08 | 0 | 0 | 0 | 5.6722e-05 | 0.00018747
1586 | 0 | 0 | 0 | 0 | 0 | 0 | 0 | 0 | 1.8765e-07 | 0 | 0 | 0 | 7.6948e-10 | 3.5197e-09 | 0 | 0 | 0 | 6.5532e-05 | 0.0002026
1587 | 0 | 5.317e-07 | 1.1998e-10 | 0 | 0 | 2.9103e-08 | 0 | 0 | 2.0181e-07 | 0 | 0 | 0 | 1.0111e-09 | 0 | 0 | 0 | 0 | 6.9826e-05 | 0.00028586
1588 | 0 | 5.7856e-07 | 0 | 0 | 0 | 0 | 0 | 0 | 2.0172e-07 | 0 | 1.1548e-09 | 0 | 7.3369e-10 | 0 | 0 | 0 | 0 | 5.575e-05 | 0.00029419
1589 | 0 | 5.7594e-07 | 1.1998e-10 | 0 | 0 | 0 | 0 | 0 | 6.8668e-08 | 0 | 0 | 0 | 6.6211e-10 | 2.5785e-11 | 0 | 0 | 0 | 4.7133e-05 | 0.00038492
1590 | 1.5948e-08 | 1.2408e-08 | 4.264e-09 | 6.9008e-10 | 0 | 1.6136e-09 | 1.7836e-09 | 1.6983e-08 | 2.3365e-09 | 2.458e-08 | 3.4645e-10 | 2.1512e-08 | 2.3763e-07 | 4.5271e-08 | 1.3592e-10 | 0 | 2.8939e-09 | 5.9263e-05 | 0.00040759
1591 | 1.4469e-05 | 7.4937e-06 | 2.7459e-05 | 4.8562e-06 | 2.2558e-07 | 3.6832e-06 | 7.5785e-06 | 1.2615e-05 | 5.158e-06 | 3.2376e-05 | 8.1104e-06 | 3.2091e-05 | 3.9567e-05 | 2.7231e-05 | 1.2744e-05 | 1.1983e-06 | 4.3579e-06 | 4.5047e-05 | 0.00031289
1592 | 5.1451e-05 | 3.9003e-05 | 0.00012425 | 4.9819e-05 | 3.5305e-05 | 2.771e-05 | 5.0989e-05 | 5.5784e-05 | 2.6607e-05 | 0.00013524 | 6.154e-05 | 0.00013527 | 0.00020551 | 0.00010686 | 6.1962e-05 | 3.6563e-05 | 2.9213e-05 | 2.6223e-05 | 0.00031524
1593 | 0.0001457 | 7.1091e-05 | 0.00023901 | 0.00011481 | 0.00017089 | 6.7425e-05 | 0.00010628 | 0.00013097 | 4.0867e-05 | 0.00020827 | 0.00014723 | 0.00023152 | 0.00043131 | 0.00021872 | 7.5576e-05 | 0.00011719 | 7.0469e-05 | 3.5342e-05 | 0.00024166
1594 | 0.00029303 | 0.00012156 | 0.00029366 | 0.0001993 | 0.00027817 | 9.6095e-05 | 0.00016087 | 0.00021395 | 5.3678e-05 | 0.00027576 | 0.00021293 | 0.00029086 | 0.00061622 | 0.00027157 | 0.00016879 | 0.00030787 | 0.0001077 | 3.8529e-05 | 0.00022023
1595 | 0.00027664 | 0.0001953 | 0.00034104 | 0.00014587 | 0.00041985 | 0.00010614 | 0.00021095 | 0.00026852 | 7.4348e-05 | 0.00042459 | 0.00020547 | 0.00032703 | 0.00071397 | 0.00032782 | 0.00019974 | 0.00033142 | 0.00019494 | 3.765e-05 | 0.00014649
1596 | 0.00032875 | 0.00023792 | 0.00039316 | 0.00019561 | 0.00035172 | 0.00014852 | 0.00027615 | 0.00033355 | 0.00011512 | 0.00039316 | 0.00025553 | 0.00034577 | 0.00062872 | 0.00034315 | 0.00027068 | 0.00029401 | 0.00014703 | 4.0793e-05 | 0.00016808
1597 | 0.00030192 | 0.00029354 | 0.00042288 | 0.00031436 | 0.00039547 | 0.00017991 | 0.00028264 | 0.00031976 | 0.00012703 | 0.00043853 | 0.00024263 | 0.00032642 | 0.0005356 | 0.00037223 | 0.00036293 | 0.00038661 | 0.00016516 | 2.9091e-05 | 0.00038428
1598 | 0.00020576 | 0.00029047 | 0.00044955 | 0.00022033 | 0.00044206 | 0.00023238 | 0.00026412 | 0.00027043 | 0.00012843 | 0.00033039 | 0.0003169 | 0.00033496 | 0.0005766 | 0.00031139 | 0.00029859 | 0.00044726 | 0.00013035 | 4.2935e-05 | 0.00031971
1599 | 0.00016892 | 0.00026375 | 0.00038298 | 0.00021042 | 0.00034054 | 0.00022792 | 0.00025024 | 0.00021024 | 0.00012446 | 0.0002811 | 0.00038315 | 0.00029887 | 0.00047789 | 0.00026391 | 9.4676e-05 | 0.00035386 | 0.000101 | 6.1494e-05 | 0.00042198
1600 | 0.00011153 | 0.00023261 | 0.00028372 | 0.00017592 | 0.00025337 | 0.00016352 | 0.00019293 | 0.00015166 | 0.00010785 | 0.00024733 | 0.00032569 | 0.00024874 | 0.00027 | 0.00026254 | 0.00018606 | 0.00026666 | 4.6386e-05 | 8.095e-05 | 0.00050176
1601 | 5.6863e-05 | 0.0001553 | 0.00016063 | 8.1188e-05 | 9.8756e-05 | 8.8705e-05 | 9.9885e-05 | 8.2682e-05 | 6.5778e-05 | 0.00013067 | 0.00015025 | 0.00013302 | 8.806e-05 | 0.00020542 | 7.6646e-05 | 0.00012545 | 2.4496e-05 | 0.00011575 | 0.00052483
1602 | 1.9452e-05 | 7.9883e-05 | 8.5312e-05 | 2.9966e-05 | 5.5842e-06 | 4.4759e-05 | 3.4992e-05 | 4.5457e-05 | 1.7662e-05 | 3.9142e-05 | 4.2577e-05 | 6.2025e-05 | 1.8655e-05 | 0.00014769 | 9.3123e-06 | 4.9445e-05 | 3.3373e-06 | 0.00014328 | 0.00060412
1603 | 9.7457e-06 | 3.9425e-05 | 7.4494e-05 | 1.1212e-05 | 0 | 2.9575e-05 | 1.8353e-05 | 3.8749e-05 | 1.7423e-05 | 2.382e-05 | 2.5765e-05 | 5.6557e-05 | 1.7476e-05 | 0.00012633 | 7.3813e-06 | 4.1481e-05 | 2.4966e-06 | 0.00014652 | 0.00066796
1604 | 6.3476e-06 | 1.7078e-05 | 3.7687e-05 | 6.9118e-06 | 0 | 1.1689e-05 | 1.5081e-05 | 2.4482e-05 | 9.5554e-06 | 1.2181e-05 | 9.2126e-06 | 3.9554e-05 | 1.5517e-05 | 9.2294e-05 | 6.2595e-06 | 1.437e-05 | 0 | 0.00016736 | 0.00062949
1605 | 1.5548e-06 | 9.8537e-06 | 1.3629e-05 | 1.866e-06 | 0 | 3.9145e-06 | 1.0126e-05 | 1.4145e-05 | 1.8396e-06 | 7.6472e-06 | 1.9124e-06 | 1.9437e-05 | 9.9582e-06 | 1.6327e-05 | 2.1656e-06 | 0 | 0 | 0.00019081 | 0.00060094
1606 | 2.7199e-09 | 4.5322e-06 | 4.7006e-06 | 0 | 0 | 9.8511e-07 | 5.6646e-06 | 4.6617e-06 | 4.3359e-08 | 1.3143e-06 | 3.5799e-08 | 6.8934e-06 | 1.6017e-06 | 3.8225e-06 | 0 | 0 | 0 | 0.0002252 | 0.00062704
1607 | 0 | 3.1578e-07 | 1.236e-06 | 0 | 0 | 2.7391e-08 | 7.2314e-07 | 1.4029e-06 | 0 | 0 | 0 | 1.3916e-06 | 3.7579e-10 | 8.8851e-07 | 0 | 0 | 0 | 0.00025076 | 0.00059227
1608 | 0 | 0 | 4.6618e-07 | 0 | 0 | 0 | 1.4169e-08 | 3.5028e-07 | 0 | 0 | 0 | 2.287e-07 | 4.6527e-10 | 1.3532e-07 | 0 | 0 | 0 | 0.00027033 | 0.00056008
1609 | 0 | 0 | 2.0576e-07 | 0 | 0 | 0 | 0 | 8.6671e-09 | 2.3565e-10 | 0 | 0 | 1.7371e-08 | 2.2548e-09 | 3.4868e-08 | 0 | 0 | 0 | 0.00029822 | 0.00055779
1610 | 0 | 0 | 6.1188e-09 | 0 | 0 | 0 | 0 | 0 | 1.592e-07 | 0 | 0 | 0 | 8.5895e-10 | 2.5141e-09 | 0 | 0 | 0 | 0.00031824 | 0.0005456
1611 | 0 | 5.317e-07 | 1.4397e-10 | 0 | 0 | 0 | 0 | 0 | 1.0847e-07 | 0 | 0 | 0 | 5.3685e-10 | 0 | 0 | 0 | 0 | 0.00031668 | 0.00049776
1612 | 0 | 5.7813e-07 | 0 | 0 | 0 | 0 | 0 | 0 | 0 | 0 | 0 | 0 | 6.4422e-10 | 0 | 0 | 0 | 0 | 0.00028216 | 0.00049561
1613 | 0 | 2.3519e-07 | 0 | 0 | 0 | 0 | 0 | 0 | 0 | 0 | 0 | 0 | 4.8316e-10 | 5.1571e-11 | 0 | 0 | 0 | 0.00027905 | 0.00052171
1614 | 2.7801e-07 | 4.3206e-08 | 1.9404e-08 | 7.5862e-08 | 0 | 1.8768e-07 | 4.5892e-08 | 1.7582e-07 | 5.7722e-08 | 3.8934e-08 | 3.8686e-09 | 3.7222e-08 | 2.2419e-07 | 5.8958e-08 | 1.8123e-08 | 7.7815e-09 | 5.3144e-07 | 0.00029044 | 0.00047468
1615 | 4.9606e-05 | 1.6857e-05 | 3.0905e-05 | 2.7915e-05 | 2.2377e-05 | 2.6433e-05 | 2.8111e-05 | 3.2702e-05 | 2.3873e-05 | 2.852e-05 | 2.4465e-05 | 3.4171e-05 | 3.5449e-05 | 2.657e-05 | 2.7395e-05 | 2.5551e-05 | 4.8579e-05 | 0.00028292 | 0.00044823
1616 | 0.0001889 | 0.00010485 | 0.00015603 | 0.00012724 | 0.00014965 | 0.00012414 | 0.00015504 | 0.00014341 | 0.00011528 | 0.0001745 | 0.00014156 | 0.00018191 | 0.00015447 | 0.00013716 | 0.00017575 | 0.00013616 | 0.00017826 | 0.000274 | 0.00041917
1617 | 0.00032889 | 0.00025981 | 0.00029877 | 0.00025289 | 0.00033964 | 0.00027348 | 0.00032182 | 0.00028779 | 0.00023672 | 0.00035983 | 0.00029221 | 0.00034251 | 0.00030924 | 0.00027511 | 0.00036917 | 0.0002926 | 0.00034447 | 0.00031131 | 0.00039352
1618 | 0.00044295 | 0.00038853 | 0.0004045 | 0.00035616 | 0.00049663 | 0.00038668 | 0.00043466 | 0.00039648 | 0.00033361 | 0.00049956 | 0.00040826 | 0.00041704 | 0.0004099 | 0.0003684 | 0.00050863 | 0.00042858 | 0.00047196 | 0.00032135 | 0.00045667
1619 | 0.00051675 | 0.00048438 | 0.00048637 | 0.00043005 | 0.00058202 | 0.0004804 | 0.00051179 | 0.00047068 | 0.00041982 | 0.0005875 | 0.00047826 | 0.00050728 | 0.00063407 | 0.00044261 | 0.00059752 | 0.00052958 | 0.00054849 | 0.00031362 | 0.00040122
1620 | 0.0005483 | 0.00053037 | 0.00055678 | 0.00045982 | 0.00060246 | 0.00052949 | 0.00055346 | 0.00051609 | 0.00047245 | 0.00059588 | 0.00053612 | 0.00054051 | 0.00075248 | 0.00051832 | 0.0006205 | 0.00057454 | 0.00058898 | 0.00029758 | 0.0002548
1621 | 0.00052824 | 0.00058004 | 0.00058242 | 0.00048577 | 0.00053673 | 0.00055765 | 0.00056672 | 0.00052467 | 0.000488 | 0.00063843 | 0.00054842 | 0.00056545 | 0.00078817 | 0.00059594 | 0.00055378 | 0.00056607 | 0.00056579 | 0.00030887 | 0.00020489
1622 | 0.00048623 | 0.00054092 | 0.00054157 | 0.0004511 | 0.00050537 | 0.00053221 | 0.00051244 | 0.00048227 | 0.00047074 | 0.00058095 | 0.00051375 | 0.00051051 | 0.00075701 | 0.00053026 | 0.00050971 | 0.00053409 | 0.00049924 | 0.00030971 | 0.00023688
1623 | 0.00038117 | 0.00043092 | 0.0004381 | 0.00036505 | 0.0004011 | 0.0004366 | 0.00040862 | 0.00039468 | 0.00039053 | 0.00045717 | 0.0004442 | 0.00040151 | 0.00059367 | 0.00041705 | 0.00046298 | 0.00044624 | 0.00040393 | 0.00029069 | 0.00043743
1624 | 0.0002399 | 0.00030849 | 0.00030439 | 0.00025213 | 0.00026961 | 0.00028816 | 0.00027847 | 0.00025824 | 0.00025671 | 0.00029087 | 0.00036115 | 0.00027303 | 0.00034065 | 0.00031008 | 0.0003164 | 0.00033112 | 0.00025198 | 0.00029161 | 0.00062174
1625 | 9.1083e-05 | 0.00017317 | 0.00016619 | 0.00010694 | 0.00010183 | 0.00012374 | 0.00012708 | 0.00011199 | 0.00012637 | 0.00010859 | 0.00020095 | 0.00014339 | 0.00010491 | 0.00020437 | 0.00011819 | 0.00014828 | 8.2708e-05 | 0.00029299 | 0.00062167
1626 | 2.2804e-05 | 0.0001055 | 8.2376e-05 | 4.6816e-05 | 5.7211e-06 | 6.7087e-05 | 4.6082e-05 | 4.6221e-05 | 7.9711e-05 | 3.6598e-05 | 8.2913e-05 | 6.0455e-05 | 1.8442e-05 | 0.00014886 | 8.9455e-06 | 4.9166e-05 | 7.0614e-06 | 0.0002625 | 0.00064294
1627 | 1.9396e-05 | 9.6453e-05 | 7.5373e-05 | 3.3934e-05 | 0 | 6.7348e-05 | 4.2229e-05 | 4.6436e-05 | 8.854e-05 | 2.6477e-05 | 4.9525e-05 | 5.8763e-05 | 1.7531e-05 | 0.00013122 | 7.3831e-06 | 4.2415e-05 | 5.8664e-06 | 0.00024898 | 0.00063101
1628 | 1.5822e-05 | 5.8196e-05 | 4.0294e-05 | 9.9327e-06 | 0 | 6.0082e-05 | 3.8897e-05 | 3.425e-05 | 7.4752e-05 | 1.2215e-05 | 3.6261e-05 | 4.5685e-05 | 1.5828e-05 | 0.000102 | 7.4502e-06 | 2.0752e-05 | 5.9994e-06 | 0.00023386 | 0.00055367
1629 | 4.9855e-06 | 2.3284e-05 | 1.8137e-05 | 1.9543e-06 | 0 | 3.5747e-05 | 2.0429e-05 | 2.2768e-05 | 4.6793e-05 | 7.8144e-06 | 1.4667e-05 | 2.3514e-05 | 1.0055e-05 | 2.2737e-05 | 7.4466e-06 | 1.5541e-05 | 5.2681e-06 | 0.00021755 | 0.00053419
1630 | 3.5099e-07 | 1.2272e-05 | 6.6116e-06 | 0 | 0 | 1.0642e-05 | 9.8749e-06 | 1.0357e-05 | 1.4289e-05 | 4.885e-06 | 0 | 1.1024e-05 | 1.817e-06 | 4.2518e-06 | 6.6981e-06 | 0 | 2.4849e-06 | 0.00020379 | 0.00053865
1631 | 1.4613e-07 | 5.8986e-06 | 1.5602e-06 | 0 | 0 | 1.6275e-06 | 2.3144e-06 | 2.5573e-06 | 3.2322e-06 | 1.781e-06 | 0 | 3.1e-06 | 6.979e-10 | 9.7889e-07 | 4.5306e-07 | 0 | 4.5079e-08 | 0.00019685 | 0.00053481
1632 | 0 | 1.2759e-06 | 4.7887e-07 | 0 | 0 | 9.3179e-08 | 2.6631e-07 | 6.7631e-07 | 5.7249e-07 | 1.9172e-08 | 0 | 3.7386e-07 | 7.3369e-10 | 1.5358e-07 | 0 | 0 | 0 | 0.00019027 | 0.0005193
1633 | 0 | 0 | 2.1099e-07 | 0 | 0 | 2.3749e-08 | 8.0828e-08 | 2.1552e-07 | 1.7431e-07 | 0 | 0 | 9.0804e-08 | 2.5858e-09 | 3.3192e-08 | 0 | 0 | 0 | 0.00017355 | 0.00050073
1634 | 0 | 0 | 7.4385e-09 | 0 | 0 | 8.1815e-09 | 7.0843e-10 | 2.1494e-07 | 2.0263e-07 | 0 | 0 | 1.4572e-08 | 1.1542e-09 | 2.5398e-09 | 0 | 0 | 0 | 0.00014942 | 0.00049646
1635 | 0 | 5.317e-07 | 2.6395e-10 | 0 | 0 | 1.0271e-08 | 0 | 1.0169e-07 | 2.1894e-07 | 0 | 1.1548e-09 | 0 | 7.5158e-10 | 1.2893e-11 | 0 | 0 | 0 | 0.00012915 | 0.00047093
1636 | 0 | 5.7813e-07 | 0 | 0 | 0 | 0 | 0 | 0 | 1.6003e-07 | 0 | 0 | 0 | 8.4106e-10 | 0 | 0 | 0 | 0 | 0.00010683 | 0.00043722
1637 | 0 | 5.7856e-07 | 0 | 0 | 0 | 0 | 0 | 0 | 0 | 0 | 0 | 0 | 9.4843e-10 | 0 | 0 | 0 | 0 | 9.289e-05 | 0.00044237
1638 | 4.5943e-07 | 6.4722e-07 | 3.6233e-08 | 1.7673e-07 | 1.2535e-08 | 3.266e-07 | 8.3972e-08 | 2.5373e-07 | 1.7617e-07 | 4.3359e-08 | 1.507e-08 | 6.1729e-08 | 2.5947e-07 | 9.4925e-08 | 5.1015e-08 | 7.6259e-08 | 7.4642e-07 | 7.2533e-05 | 0.00040032
1639 | 5.2928e-05 | 3.3207e-05 | 3.5856e-05 | 3.3245e-05 | 3.0938e-05 | 4.0253e-05 | 3.3794e-05 | 3.6267e-05 | 4.0101e-05 | 3.6748e-05 | 2.7185e-05 | 4.2386e-05 | 3.8489e-05 | 3.1464e-05 | 3.2038e-05 | 3.3604e-05 | 5.1962e-05 | 5.3979e-05 | 0.00035291
1640 | 0.00020504 | 0.00015584 | 0.0001627 | 0.00015558 | 0.00016489 | 0.0001776 | 0.00017109 | 0.00016191 | 0.00017861 | 0.00018278 | 0.00015014 | 0.00019212 | 0.00019939 | 0.00013957 | 0.00019059 | 0.00015248 | 0.00022056 | 3.8207e-05 | 0.00033366
1641 | 0.00035945 | 0.00030706 | 0.00030502 | 0.00029168 | 0.00031832 | 0.00034009 | 0.00033569 | 0.00031311 | 0.00034032 | 0.00036171 | 0.00029977 | 0.00032693 | 0.00042942 | 0.00026313 | 0.00037706 | 0.00029767 | 0.00039271 | 5.4187e-05 | 0.00036517
1642 | 0.00047077 | 0.00040801 | 0.00040942 | 0.00039164 | 0.00044842 | 0.0004413 | 0.00044251 | 0.00041611 | 0.00043135 | 0.00049669 | 0.00041145 | 0.00041566 | 0.00060293 | 0.0003577 | 0.00050748 | 0.00043038 | 0.00050779 | 6.0161e-05 | 0.00034626
1643 | 0.00053425 | 0.00048062 | 0.00048941 | 0.00045591 | 0.00053769 | 0.00051289 | 0.00051821 | 0.00048531 | 0.0005007 | 0.00059503 | 0.00048395 | 0.00046677 | 0.00075061 | 0.00044593 | 0.00059863 | 0.0005235 | 0.00057308 | 5.1164e-05 | 0.00018176
1644 | 0.00055686 | 0.00053866 | 0.0005606 | 0.00048064 | 0.00058149 | 0.00056433 | 0.00055933 | 0.00053072 | 0.00055093 | 0.00063678 | 0.0005385 | 0.00056998 | 0.00081935 | 0.00050117 | 0.00063843 | 0.00057669 | 0.00059812 | 3.9169e-05 | 2.6934e-05
1645 | 0.00054126 | 0.00058485 | 0.00058915 | 0.00049089 | 0.00057306 | 0.00057986 | 0.00058266 | 0.00053432 | 0.00057924 | 0.00063971 | 0.00054527 | 0.00059364 | 0.00081131 | 0.00056831 | 0.00062981 | 0.00058517 | 0.00057429 | 3.4608e-05 | 2.0142e-05
1646 | 0.00048975 | 0.00056306 | 0.00054635 | 0.00045414 | 0.00051923 | 0.00054056 | 0.00054073 | 0.00049681 | 0.00054994 | 0.0005916 | 0.00051235 | 0.00056815 | 0.0007471 | 0.0005377 | 0.00057985 | 0.00054169 | 0.00051227 | 3.5152e-05 | 8.3424e-05
1647 | 0.00038287 | 0.00045455 | 0.00044827 | 0.00037051 | 0.00041289 | 0.00043381 | 0.00043414 | 0.00040047 | 0.00044683 | 0.00048941 | 0.00044495 | 0.0004441 | 0.00060751 | 0.00044692 | 0.00046857 | 0.0004402 | 0.00039355 | 4.7615e-05 | 0.00020499
1648 | 0.00023858 | 0.00032599 | 0.00031616 | 0.0002554 | 0.00026473 | 0.00028592 | 0.00028668 | 0.00026391 | 0.00029211 | 0.00034387 | 0.0003572 | 0.00032572 | 0.00041159 | 0.00035356 | 0.00030767 | 0.00032394 | 0.00023258 | 5.4864e-05 | 0.00028258
1649 | 9.2322e-05 | 0.00017996 | 0.00017383 | 0.0001088 | 9.8793e-05 | 0.00012332 | 0.00012661 | 0.00011522 | 0.00013768 | 0.00015606 | 0.0002002 | 0.00016251 | 0.00016949 | 0.00022887 | 0.00011581 | 0.00014872 | 7.8242e-05 | 5.5589e-05 | 0.00031237
1650 | 2.3261e-05 | 0.00010529 | 8.6333e-05 | 4.6907e-05 | 5.7458e-06 | 6.6431e-05 | 4.3238e-05 | 4.6592e-05 | 8.2511e-05 | 4.0873e-05 | 8.9862e-05 | 6.3353e-05 | 2.3838e-05 | 0.00014896 | 9.8869e-06 | 5.0288e-05 | 7.4668e-06 | 7.1039e-05 | 0.00031936
1651 | 1.9403e-05 | 0.00010008 | 7.7635e-05 | 3.4478e-05 | 0 | 6.6629e-05 | 3.9566e-05 | 4.7006e-05 | 9.3453e-05 | 2.7301e-05 | 4.9648e-05 | 5.9628e-05 | 1.7494e-05 | 0.00013079 | 7.3976e-06 | 4.2403e-05 | 5.8669e-06 | 7.8227e-05 | 0.00029288
1652 | 1.5922e-05 | 6.8568e-05 | 4.2858e-05 | 1.0195e-05 | 0 | 5.983e-05 | 3.9847e-05 | 3.5236e-05 | 8.0461e-05 | 1.4057e-05 | 3.6218e-05 | 4.8021e-05 | 1.5934e-05 | 0.00011314 | 7.4737e-06 | 2.0727e-05 | 6.0261e-06 | 8.4708e-05 | 0.00027547
1653 | 5.6282e-06 | 2.6673e-05 | 1.7726e-05 | 2.1832e-06 | 0 | 3.6231e-05 | 2.3971e-05 | 2.3523e-05 | 5.2705e-05 | 7.5905e-06 | 1.4158e-05 | 2.5948e-05 | 1.0166e-05 | 4.4374e-05 | 7.4647e-06 | 1.5034e-05 | 5.5508e-06 | 8.9157e-05 | 0.000284
1654 | 3.5173e-07 | 1.2538e-05 | 5.9104e-06 | 0 | 0 | 1.0965e-05 | 1.3384e-05 | 1.064e-05 | 1.7999e-05 | 4.8909e-06 | 0 | 1.1147e-05 | 2.2756e-06 | 4.77e-06 | 6.6999e-06 | 0 | 2.6129e-06 | 9.1551e-05 | 0.0002491
1655 | 1.4588e-07 | 5.714e-06 | 1.4535e-06 | 0 | 0 | 1.6649e-06 | 4.9202e-06 | 2.5793e-06 | 3.7611e-06 | 1.8115e-06 | 0 | 3.0917e-06 | 3.4e-10 | 9.7368e-07 | 4.2407e-07 | 0 | 1.5026e-07 | 8.3275e-05 | 0.00023458
1656 | 0 | 1.2247e-06 | 4.753e-07 | 0 | 0 | 9.6247e-08 | 2.4198e-07 | 6.7547e-07 | 6.9021e-07 | 2.2613e-08 | 0 | 3.1882e-07 | 3.579e-10 | 1.5349e-07 | 0 | 0 | 0 | 8.0945e-05 | 0.00020857
1657 | 0 | 0 | 2.1711e-07 | 0 | 0 | 3.3181e-08 | 8.3203e-08 | 2.1494e-07 | 1.1983e-07 | 2.458e-08 | 0 | 1.0096e-07 | 2.5858e-09 | 3.4029e-08 | 0 | 0 | 0 | 8.1728e-05 | 0.00016828
1658 | 0 | 0 | 8.3984e-09 | 0 | 0 | 1.1983e-08 | 7.6677e-10 | 2.1494e-07 | 1.9549e-07 | 1.7697e-08 | 1.1548e-09 | 1.7084e-08 | 6.0843e-10 | 2.5527e-09 | 0 | 0 | 0 | 8.3935e-05 | 0.0002002
1659 | 0 | 5.3214e-07 | 0 | 0 | 0 | 6.0604e-10 | 0 | 1.1903e-07 | 2.1661e-07 | 0 | 0 | 0 | 8.0527e-10 | 2.5785e-11 | 0 | 0 | 0 | 7.8306e-05 | 0.00020324
1660 | 0 | 5.7813e-07 | 1.4397e-10 | 0 | 0 | 5.5528e-08 | 0 | 6.3559e-09 | 2.0219e-07 | 0 | 0 | 0 | 9.6632e-10 | 0 | 0 | 0 | 0 | 6.8475e-05 | 0.00020616
1661 | 0 | 5.79e-07 | 0 | 0 | 0 | 6.755e-08 | 0 | 0 | 4.2723e-08 | 0 | 0 | 0 | 6.6211e-10 | 3.8678e-11 | 0 | 0 | 0 | 7.005e-05 | 0.00022355
1662 | 5.9452e-07 | 7.0868e-07 | 5.3033e-08 | 2.0394e-07 | 1.6101e-08 | 4.6934e-07 | 1.02e-07 | 3.3072e-07 | 3.0654e-07 | 7.487e-08 | 4.101e-08 | 9.1365e-08 | 5.4717e-07 | 1.3224e-07 | 6.4652e-08 | 9.3897e-08 | 9.8329e-07 | 6.9516e-05 | 0.0001647
1663 | 5.7834e-05 | 3.4743e-05 | 3.5929e-05 | 3.7556e-05 | 3.2619e-05 | 4.3783e-05 | 3.4261e-05 | 3.8618e-05 | 4.376e-05 | 3.9416e-05 | 3.0215e-05 | 4.3715e-05 | 6.0233e-05 | 3.6896e-05 | 3.4405e-05 | 3.3964e-05 | 5.807e-05 | 6.3023e-05 | 0.0001497
1664 | 0.00021309 | 0.00015754 | 0.00016223 | 0.00016155 | 0.00016886 | 0.00018394 | 0.00016832 | 0.00016495 | 0.0001829 | 0.00019616 | 0.00014429 | 0.00019513 | 0.00028758 | 0.00015412 | 0.00018643 | 0.00015387 | 0.0002284 | 4.1742e-05 | 8.9784e-05
1665 | 0.00036328 | 0.00030569 | 0.00029735 | 0.00029175 | 0.00032287 | 0.00034451 | 0.0003246 | 0.00031057 | 0.00034476 | 0.00037508 | 0.00027667 | 0.00034905 | 0.000524 | 0.00027934 | 0.00036131 | 0.00029538 | 0.00039758 | 4.5266e-05 | 7.4008e-05
1666 | 0.0004684 | 0.00040186 | 0.00039448 | 0.00038841 | 0.00044148 | 0.0004425 | 0.00043013 | 0.00040796 | 0.00043426 | 0.00050032 | 0.00038363 | 0.0004452 | 0.00068257 | 0.00035971 | 0.00048473 | 0.00042091 | 0.00050739 | 3.4942e-05 | 4.3888e-05
1667 | 0.00052954 | 0.00047067 | 0.00046819 | 0.00044938 | 0.00052372 | 0.00051052 | 0.00049914 | 0.00047514 | 0.00050047 | 0.000584 | 0.00045452 | 0.00051311 | 0.00073933 | 0.00040536 | 0.00056624 | 0.00050373 | 0.00056913 | 3.0701e-05 | 1.5315e-05
1668 | 0.00056066 | 0.00052377 | 0.0005348 | 0.00047568 | 0.00055762 | 0.00055942 | 0.0005344 | 0.00052094 | 0.00054708 | 0.00061965 | 0.00050971 | 0.00055983 | 0.00071188 | 0.00047574 | 0.00060278 | 0.00056151 | 0.00059601 | 2.8305e-05 | 8.3349e-06
1669 | 0.00054938 | 0.00056561 | 0.00056289 | 0.00048434 | 0.00055455 | 0.00057622 | 0.00055407 | 0.00052496 | 0.00057264 | 0.00061996 | 0.00052255 | 0.0005706 | 0.00068383 | 0.00055817 | 0.00060322 | 0.00056646 | 0.00057754 | 3.8479e-05 | 7.6565e-06
1670 | 0.00049569 | 0.000545 | 0.00052376 | 0.00044673 | 0.0005057 | 0.00053675 | 0.0005176 | 0.00048788 | 0.00054188 | 0.00056618 | 0.00049419 | 0.00052278 | 0.00065188 | 0.00055258 | 0.00055849 | 0.00052396 | 0.00051708 | 5.2885e-05 | 1.2941e-05
1671 | 0.00038857 | 0.00043778 | 0.00042697 | 0.000363 | 0.00040063 | 0.00043253 | 0.00041854 | 0.00039308 | 0.00043768 | 0.00046278 | 0.00042819 | 0.00044445 | 0.00054349 | 0.00045727 | 0.00045866 | 0.00041992 | 0.00040838 | 6.8517e-05 | 3.0004e-05
1672 | 0.00024249 | 0.00031402 | 0.00030171 | 0.00025348 | 0.00025205 | 0.00028452 | 0.0002791 | 0.00025831 | 0.000284 | 0.00032336 | 0.00034565 | 0.00031546 | 0.00036339 | 0.0003505 | 0.00030063 | 0.00030623 | 0.00025481 | 9.9365e-05 | 1.1991e-05
1673 | 9.351e-05 | 0.00017394 | 0.00016692 | 0.00010861 | 9.495e-05 | 0.00012228 | 0.00012347 | 0.00011323 | 0.00013544 | 0.00014405 | 0.00019342 | 0.00015401 | 0.00016062 | 0.00022761 | 0.00011065 | 0.00014201 | 8.6766e-05 | 9.8895e-05 | 1.7074e-06
1674 | 2.2962e-05 | 0.00010425 | 8.6429e-05 | 4.6554e-05 | 6.0894e-06 | 6.5275e-05 | 4.4959e-05 | 4.6354e-05 | 8.232e-05 | 4.0417e-05 | 8.3463e-05 | 6.183e-05 | 2.6339e-05 | 0.0001491 | 9.6575e-06 | 5.0415e-05 | 7.2394e-06 | 9.6455e-05 | 2.4352e-05
1675 | 1.9385e-05 | 9.8256e-05 | 7.7208e-05 | 3.437e-05 | 0 | 6.5728e-05 | 4.0928e-05 | 4.6831e-05 | 9.3308e-05 | 2.6716e-05 | 4.9477e-05 | 5.7621e-05 | 1.7403e-05 | 0.00012942 | 7.4067e-06 | 4.2348e-05 | 5.8653e-06 | 0.0001253 | 1.5634e-05
1676 | 1.6017e-05 | 6.6196e-05 | 4.3445e-05 | 1.035e-05 | 0 | 5.8542e-05 | 3.958e-05 | 3.4978e-05 | 7.9609e-05 | 1.3275e-05 | 3.5547e-05 | 4.6232e-05 | 1.6111e-05 | 0.00011087 | 7.4792e-06 | 2.0462e-05 | 6.025e-06 | 0.00015949 | 5.8361e-06
1677 | 6.1768e-06 | 2.5904e-05 | 1.7693e-05 | 2.4762e-06 | 0 | 3.5031e-05 | 2.0279e-05 | 2.3419e-05 | 5.2261e-05 | 9.2525e-06 | 1.2102e-05 | 2.4688e-05 | 1.0021e-05 | 3.9058e-05 | 7.4647e-06 | 1.4509e-05 | 5.5163e-06 | 0.00018013 | 1.5756e-06
1678 | 3.4913e-07 | 1.2904e-05 | 5.9318e-06 | 0 | 0 | 1.0096e-05 | 1.0419e-05 | 1.0685e-05 | 1.7948e-05 | 5.3594e-06 | 7.0444e-08 | 1.081e-05 | 1.9536e-06 | 4.6009e-06 | 6.6836e-06 | 0 | 2.3174e-06 | 0.00017379 | 9.6486e-06
1679 | 1.4737e-07 | 5.7431e-06 | 1.4614e-06 | 0 | 0 | 1.2967e-06 | 5.0673e-06 | 2.5805e-06 | 3.7591e-06 | 1.8484e-06 | 0 | 3.0369e-06 | 9.8422e-10 | 9.6193e-07 | 3.842e-07 | 0 | 8.5149e-08 | 0.0001716 | 1.5365e-05
1680 | 0 | 1.2614e-06 | 4.664e-07 | 0 | 0 | 8.6361e-08 | 2.4296e-07 | 6.7984e-07 | 7.0368e-07 | 1.7206e-08 | 0 | 4.3015e-07 | 1.0379e-09 | 1.5647e-07 | 0 | 0 | 0 | 0.00017135 | 3.725e-05
1681 | 0 | 0 | 2.1526e-07 | 0 | 0 | 3.3446e-08 | 8.527e-08 | 2.1494e-07 | 2.9216e-07 | 1.7697e-08 | 0 | 9.8377e-08 | 3.5253e-09 | 3.335e-08 | 0 | 0 | 0 | 0.00018135 | 6.16e-05
1682 | 0 | 0 | 8.3984e-09 | 0 | 0 | 1.0271e-08 | 7.5844e-10 | 2.1494e-07 | 2.5153e-07 | 8.8487e-09 | 0 | 1.7084e-08 | 1.7358e-09 | 5.1571e-11 | 0 | 0 | 0 | 0.00018084 | 0.00010066
1683 | 0 | 5.3214e-07 | 1.1998e-10 | 0 | 0 | 0 | 0 | 1.2307e-07 | 2.2985e-07 | 0 | 0 | 0 | 1.2705e-09 | 0 | 0 | 0 | 0 | 0.00016553 | 9.5106e-05
1684 | 0 | 5.7856e-07 | 0 | 0 | 0 | 0 | 0 | 2.889e-09 | 1.4608e-07 | 0 | 0 | 6.4604e-10 | 1.0916e-09 | 0 | 0 | 0 | 0 | 0.00016413 | 9.0146e-05
1685 | 0 | 5.7813e-07 | 1.1998e-10 | 0 | 0 | 1.1983e-08 | 0 | 0 | 0 | 0 | 0 | 6.4604e-10 | 1.2526e-09 | 5.1571e-11 | 0 | 0 | 0 | 0.00015229 | 0.00019506
1686 | 3.715e-07 | 8.4914e-07 | 9.0127e-08 | 1.3664e-07 | 1.5951e-07 | 2.115e-07 | 4.9463e-08 | 2.1342e-07 | 9.1688e-08 | 8.3718e-08 | 2.0787e-09 | 1.8747e-07 | 5.9284e-07 | 1.3645e-07 | 4.0323e-09 | 1.686e-07 | 7.3673e-07 | 0.00013899 | 0.0002376
1687 | 5.2683e-05 | 3.9632e-05 | 3.6317e-05 | 3.6882e-05 | 3.6149e-05 | 4.3814e-05 | 2.4293e-05 | 3.8625e-05 | 3.1087e-05 | 4.6521e-05 | 1.2771e-05 | 4.0753e-05 | 6.1309e-05 | 3.7472e-05 | 1.5029e-05 | 4.0083e-05 | 5.4744e-05 | 0.00013423 | 0.00018897
1688 | 0.0002016 | 0.00012724 | 0.00011038 | 0.00015007 | 0.00014005 | 0.00016854 | 8.7548e-05 | 0.00015303 | 0.00011325 | 0.0001812 | 6.4966e-05 | 0.000134 | 0.00017792 | 0.00012455 | 7.4582e-05 | 0.00013647 | 0.00021731 | 0.00012226 | 0.00022013
1689 | 0.00031916 | 0.00019268 | 0.00015757 | 0.00025017 | 0.00021858 | 0.00026988 | 0.0001442 | 0.00025406 | 0.00017489 | 0.0002955 | 0.00010029 | 0.00023423 | 0.0002294 | 0.00019142 | 0.00011116 | 0.00019953 | 0.0003604 | 8.9573e-05 | 0.00022094
1690 | 0.00031219 | 0.00023567 | 0.00019739 | 0.00029843 | 0.00030468 | 0.00031074 | 0.00014553 | 0.00028347 | 0.00018392 | 0.00025299 | 0.00012753 | 0.00027825 | 0.00024904 | 0.00019564 | 0.00013397 | 0.0002713 | 0.00043171 | 9.7906e-05 | 0.00015672
1691 | 0.0003555 | 0.00026887 | 0.00018734 | 0.00025327 | 0.00035962 | 0.00030689 | 0.00015501 | 0.00027706 | 0.00020037 | 0.00030981 | 0.00014143 | 0.00024671 | 0.00023961 | 0.00017042 | 0.00015097 | 0.00030371 | 0.00037571 | 0.00011927 | 0.00020965
1692 | 0.00028442 | 0.00021499 | 0.00014608 | 0.00026743 | 0.00025592 | 0.00029672 | 0.00015444 | 0.00023605 | 0.0001951 | 0.00019504 | 0.00015601 | 0.00017435 | 0.00023624 | 0.00011824 | 0.00014597 | 0.00022725 | 0.00028366 | 0.00013352 | 0.00017003
1693 | 0.00029652 | 0.00013904 | 0.00016443 | 0.00019006 | 0.00014072 | 0.00019769 | 0.00018641 | 0.00019697 | 0.00016922 | 0.00014014 | 0.00018045 | 0.00012537 | 0.00022341 | 0.00010412 | 0.00018564 | 0.00016034 | 0.00026675 | 0.00013062 | 0.0001316
1694 | 0.00016576 | 0.00012959 | 0.0001514 | 0.00012178 | 0.00013874 | 0.00012687 | 0.00019141 | 0.00012521 | 0.00016049 | 0.00011518 | 0.00017134 | 0.00012827 | 8.3826e-05 | 9.0743e-05 | 0.00021541 | 0.00013688 | 0.00017515 | 0.00011946 | 0.00011106
1695 | 8.1397e-05 | 0.00015148 | 0.00015996 | 7.0941e-05 | 0.00013474 | 0.00010448 | 0.00019932 | 8.1799e-05 | 0.00016136 | 7.652e-05 | 0.00020133 | 0.00010838 | 4.3413e-05 | 6.5364e-05 | 0.00027679 | 0.00017061 | 9.5744e-05 | 9.4313e-05 | 3.2164e-05
1696 | 5.646e-05 | 0.00019843 | 0.0001769 | 8.3307e-05 | 0.0001531 | 8.619e-05 | 0.00016955 | 6.6215e-05 | 0.00017918 | 5.3249e-05 | 0.00026059 | 0.00013959 | 3.1899e-05 | 0.00015729 | 0.00016491 | 0.00021115 | 4.6812e-05 | 8.6173e-05 | 1.1919e-05
1697 | 2.2224e-05 | 0.00014066 | 0.00015175 | 5.2804e-05 | 9.0723e-05 | 6.6014e-05 | 9.6838e-05 | 4.3579e-05 | 0.00012914 | 4.3058e-05 | 0.00013075 | 0.00010783 | 1.2838e-05 | 0.00014738 | 9.6563e-05 | 8.4181e-05 | 1.9486e-05 | 0.00011296 | 1.7811e-06
1698 | 1.9482e-05 | 8.5349e-05 | 6.0277e-05 | 2.6297e-05 | 4.1663e-06 | 6.6279e-05 | 2.8368e-05 | 3.9938e-05 | 7.1278e-05 | 2.1953e-05 | 2.1829e-05 | 5.9788e-05 | 7.8533e-06 | 7.7544e-05 | 9.4243e-06 | 3.7183e-05 | 3.9229e-06 | 0.00010308 | 5.0749e-05
1699 | 1.8268e-05 | 4.1212e-05 | 1.9286e-05 | 1.223e-05 | 0 | 5.7086e-05 | 1.2279e-05 | 3.1917e-05 | 5.0574e-05 | 1.2174e-05 | 7.9954e-06 | 3.1915e-05 | 8.3901e-06 | 1.3034e-05 | 7.3741e-06 | 1.7953e-05 | 5.8758e-06 | 7.3097e-05 | 4.6781e-05
1700 | 9.1834e-06 | 1.5349e-05 | 7.3517e-06 | 6.6852e-06 | 0 | 3.8868e-05 | 9.1098e-06 | 2.007e-05 | 2.0658e-05 | 4.4688e-06 | 4.7347e-08 | 1.3224e-05 | 5.482e-06 | 3.9137e-06 | 5.4803e-06 | 6.7232e-07 | 5.3193e-06 | 6.9533e-05 | 2.0626e-05
1701 | 2.425e-06 | 8.3857e-06 | 3.2073e-06 | 4.1957e-07 | 0 | 1.3951e-05 | 5.083e-06 | 8.8936e-06 | 7.2536e-06 | 6.8823e-07 | 0 | 4.2933e-06 | 7.6542e-07 | 9.306e-07 | 1.1417e-07 | 0 | 3.4839e-07 | 6.8957e-05 | 6.9571e-06
1702 | 3.8944e-08 | 4.1504e-06 | 6.9554e-07 | 0 | 0 | 2.1486e-06 | 2.1333e-07 | 1.2311e-06 | 1.7014e-06 | 3.687e-09 | 0 | 1.0364e-06 | 7.8737e-10 | 3.1311e-07 | 0 | 0 | 0 | 6.1584e-05 | 1.2233e-05
1703 | 0 | 1.3954e-07 | 2.7032e-07 | 0 | 0 | 4.0191e-07 | 0 | 2.7121e-07 | 3.5347e-07 | 0 | 0 | 1.7404e-07 | 8.0527e-10 | 3.8729e-08 | 0 | 0 | 0 | 5.6622e-05 | 2.8194e-05
1704 | 0 | 0 | 1.6437e-08 | 0 | 0 | 8.1815e-09 | 2.0211e-08 | 2.1494e-07 | 1.8852e-08 | 1.6714e-08 | 0 | 5.9938e-09 | 8.0527e-10 | 0 | 0 | 0 | 0 | 6.3503e-05 | 2.9476e-05
1705 | 0 | 0 | 0 | 0 | 0 | 1.8181e-10 | 0 | 5.6625e-08 | 1.5909e-07 | 1.8189e-08 | 0 | 0 | 6.979e-10 | 2.7075e-09 | 0 | 0 | 0 | 7.6745e-05 | 5.0686e-05
1706 | 0 | 0 | 1.4397e-10 | 0 | 0 | 0 | 0 | 0 | 1.1149e-07 | 0 | 0 | 0 | 7.8737e-10 | 0 | 0 | 0 | 0 | 9.6309e-05 | 8.5469e-05
1707 | 0 | 5.317e-07 | 0 | 0 | 0 | 1.7424e-10 | 0 | 0 | 3.1341e-08 | 0 | 0 | 0 | 4.4737e-10 | 3.8678e-11 | 0 | 0 | 0 | 9.5929e-05 | 0.00013185
1708 | 0 | 5.7944e-07 | 0 | 0 | 0 | 1.1983e-08 | 0 | 0 | 0 | 0 | 0 | 7.1782e-11 | 5.0106e-10 | 0 | 0 | 0 | 0 | 7.9233e-05 | 0.00017402
1709 | 0 | 1.4541e-07 | 0 | 0 | 0 | 0 | 0 | 0 | 0 | 0 | 0 | 0 | 5.3685e-10 | 0 | 0 | 0 | 0 | 4.7527e-05 | 0.00025339
1710 | 9.1753e-07 | 5.7202e-08 | 2.3827e-09 | 2.9068e-07 | 0 | 4.5711e-07 | 2.1368e-08 | 3.7866e-07 | 2.8905e-07 | 3.2544e-08 | 1.5013e-09 | 3.939e-08 | 4.7791e-07 | 1.0366e-07 | 1.3592e-10 | 0 | 1.361e-06 | 2.8047e-05 | 0.00012712
1711 | 4.9898e-05 | 1.4351e-05 | 3.7005e-06 | 3.0097e-05 | 5.3335e-06 | 2.8337e-05 | 1.0448e-05 | 3.5555e-05 | 2.1417e-05 | 1.6945e-05 | 1.0798e-06 | 1.3135e-05 | 5.0103e-05 | 1.7588e-05 | 2.5716e-06 | 6.1504e-06 | 5.5083e-05 | 2.4791e-05 | 0.00010786
1712 | 0.0001833 | 6.8011e-05 | 2.5888e-05 | 9.0751e-05 | 3.7404e-05 | 9.9508e-05 | 4.0793e-05 | 0.00014175 | 6.8601e-05 | 4.2223e-05 | 1.33e-05 | 4.676e-05 | 0.00022634 | 5.5045e-05 | 2.437e-05 | 5.256e-05 | 0.00019989 | 1.8622e-05 | 9.9026e-05
1713 | 0.00032813 | 0.00013848 | 5.7821e-05 | 0.00020477 | 7.8695e-05 | 0.00018717 | 8.7519e-05 | 0.00025672 | 0.00011895 | 5.4767e-05 | 6.341e-05 | 8.8455e-05 | 0.00038152 | 7.4753e-05 | 6.3381e-05 | 7.8735e-05 | 0.00035945 | 3.4686e-05 | 8.3055e-05
1714 | 0.00042381 | 0.00017661 | 8.8591e-05 | 0.00017538 | 9.5733e-05 | 0.00022719 | 0.0001732 | 0.00030526 | 0.00014169 | 7.7224e-05 | 0.000162 | 0.00010961 | 0.00046531 | 9.0559e-05 | 0.00015992 | 0.00010263 | 0.00044157 | 4.3598e-05 | 9.1776e-05
1715 | 0.00042105 | 0.0001336 | 0.00010549 | 0.000162 | 0.00013361 | 0.00020559 | 0.00019385 | 0.00029662 | 0.00013175 | 0.00014742 | 0.00015641 | 0.00014887 | 0.00050243 | 0.00011799 | 0.0003064 | 0.00014 | 0.0003326 | 6.5706e-05 | 0.00010919
1716 | 0.00032025 | 9.9934e-05 | 0.00011773 | 0.00020166 | 0.00014302 | 0.0001528 | 0.00014991 | 0.0002508 | 0.00012229 | 0.00014219 | 0.00013712 | 0.00025924 | 0.00042464 | 0.00013079 | 0.00023496 | 0.00013448 | 0.00014259 | 9.6606e-05 | 0.00018787
1717 | 0.00015237 | 7.7288e-05 | 0.00015593 | 0.00016661 | 0.00012695 | 0.00012026 | 0.0001485 | 0.00022663 | 0.00014372 | 0.000133 | 0.00016112 | 0.00021457 | 0.00033761 | 0.00014273 | 9.9126e-05 | 0.00010768 | 0.00013101 | 0.0001001 | 0.0002223
1718 | 7.1418e-05 | 7.3444e-05 | 0.00021347 | 0.0001317 | 0.00015609 | 0.0001131 | 0.00018599 | 0.00018815 | 0.0001452 | 0.00018989 | 0.00024274 | 0.00026676 | 0.00028937 | 0.00011989 | 0.00011733 | 0.00012669 | 0.00010161 | 0.0001099 | 0.00031686
1719 | 0.00012082 | 9.7706e-05 | 0.0002408 | 0.00012319 | 0.00011664 | 9.8337e-05 | 0.00017654 | 0.00023093 | 0.00014122 | 0.00011565 | 0.00029024 | 0.00024649 | 0.0001625 | 0.00010119 | 0.00024045 | 0.00016963 | 9.1129e-05 | 0.00013358 | 0.00042125
1720 | 0.00012757 | 0.0001265 | 0.00024039 | 0.00012505 | 8.6041e-05 | 8.9378e-05 | 0.00015027 | 0.0001611 | 0.00014689 | 6.7601e-05 | 0.00026752 | 0.0001788 | 7.6328e-05 | 0.00019303 | 0.00018902 | 0.00014291 | 0.00010342 | 0.0001581 | 0.00051704
1721 | 3.124e-05 | 8.5318e-05 | 0.00013958 | 5.184e-05 | 4.9233e-05 | 5.0533e-05 | 8.4493e-05 | 8.4154e-05 | 9.7668e-05 | 3.5448e-05 | 0.00010863 | 0.00010899 | 2.3114e-05 | 0.00013181 | 4.6273e-05 | 6.8376e-05 | 3.0562e-05 | 0.00015397 | 0.00056723
1722 | 2.1757e-05 | 1.8758e-05 | 3.0181e-05 | 2.0463e-05 | 6.1563e-07 | 5.222e-05 | 2.6816e-05 | 4.3333e-05 | 5.2745e-05 | 9.3813e-06 | 2.2283e-05 | 4.0968e-05 | 1.2152e-05 | 3.4655e-05 | 7.3996e-06 | 3.7838e-06 | 3.3651e-06 | 0.00014581 | 0.00061612
1723 | 1.7551e-05 | 6.2427e-06 | 9.1571e-06 | 8.2103e-06 | 0 | 3.7028e-05 | 8.9216e-06 | 3.4816e-05 | 4.1e-05 | 2.6143e-06 | 5.1597e-06 | 2.1854e-05 | 1.5739e-05 | 7.7648e-06 | 7.0769e-06 | 0 | 5.3783e-06 | 0.00014039 | 0.00063286
1724 | 5.8841e-06 | 6.8088e-06 | 4.4686e-06 | 5.6752e-06 | 0 | 1.3565e-05 | 9.7432e-06 | 2.0403e-05 | 1.2895e-05 | 1.3802e-06 | 3.4125e-07 | 1.1532e-05 | 1.0869e-05 | 3.6694e-06 | 2.5897e-06 | 0 | 3.0053e-07 | 0.00015232 | 0.00065659
1725 | 2.4975e-06 | 3.2456e-06 | 2.298e-06 | 1.2145e-07 | 0 | 3.2238e-06 | 5.8219e-06 | 7.7701e-06 | 1.2495e-06 | 6.7594e-07 | 0 | 3.0508e-06 | 4.518e-06 | 1.2336e-06 | 0 | 0 | 0 | 0.00015488 | 0.0005747
1726 | 1.1164e-07 | 1.2009e-07 | 1.3464e-06 | 0 | 0 | 3.5752e-07 | 7.0997e-07 | 2.0034e-06 | 5.2668e-07 | 0 | 0 | 3.9406e-07 | 3.9413e-07 | 7.1407e-08 | 0 | 0 | 0 | 0.00011824 | 0.00063867
1727 | 0 | 0 | 3.2305e-07 | 0 | 0 | 0 | 0 | 4.0158e-07 | 7.8707e-08 | 0 | 0 | 1.4877e-07 | 6.4422e-10 | 0 | 0 | 0 | 0 | 9.591e-05 | 0.00060069
1728 | 0 | 0 | 1.3677e-09 | 0 | 0 | 0 | 1.7086e-08 | 2.1494e-07 | 2.3565e-10 | 0 | 0 | 8.0934e-08 | 6.8001e-10 | 0 | 0 | 0 | 0 | 0.0001002 | 0.00046666
1729 | 0 | 0 | 2.3995e-11 | 0 | 0 | 0 | 0 | 1.9645e-07 | 1.5892e-07 | 0 | 0 | 8.8292e-09 | 1.3869e-09 | 0 | 0 | 0 | 0 | 0.00012358 | 0.00039615
1730 | 0 | 0 | 0 | 0 | 0 | 0 | 0 | 2.7735e-08 | 2.0174e-07 | 0 | 0 | 0 | 6.979e-10 | 0 | 0 | 0 | 0 | 0.00013065 | 0.00045351
1731 | 0 | 5.317e-07 | 0 | 0 | 0 | 0 | 0 | 0 | 2.0188e-07 | 0 | 0 | 0 | 4.8316e-10 | 0 | 0 | 0 | 0 | 0.00011623 | 0.00052549
1732 | 0 | 1.8702e-07 | 0 | 0 | 0 | 0 | 0 | 0 | 7.0059e-08 | 0 | 1.1548e-09 | 0 | 7.2474e-10 | 0 | 0 | 0 | 0 | 9.8234e-05 | 0.00044308
1733 | 0 | 0 | 0 | 0 | 0 | 0 | 0 | 0 | 0 | 0 | 0 | 0 | 5.1895e-10 | 0 | 0 | 0 | 0 | 9.6911e-05 | 0.00033234
1734 | 1.0128e-06 | 4.9294e-07 | 8.0393e-08 | 1.8917e-07 | 2.2519e-07 | 5.2318e-07 | 2.0329e-07 | 5.671e-07 | 5.4211e-07 | 1.6522e-07 | 6.8827e-08 | 2.047e-07 | 7.7279e-07 | 2.6326e-07 | 8.6218e-08 | 2.3863e-07 | 1.5115e-06 | 0.00011729 | 0.00035194
1735 | 5.6638e-05 | 3.4163e-05 | 3.9111e-05 | 1.7883e-05 | 4.2562e-05 | 3.2551e-05 | 3.3238e-05 | 3.9311e-05 | 3.9281e-05 | 4.1792e-05 | 3.2701e-05 | 4.7165e-05 | 6.4666e-05 | 3.9784e-05 | 3.8925e-05 | 3.5371e-05 | 5.8673e-05 | 0.00011947 | 0.00026349
1736 | 0.00019456 | 0.00013895 | 0.0001633 | 7.4904e-05 | 0.00017289 | 0.00012714 | 0.00016968 | 0.00015596 | 0.00016284 | 0.00019381 | 0.0001544 | 0.00018863 | 0.00028755 | 0.00015781 | 0.00019931 | 0.00013984 | 0.00020511 | 0.0001069 | 0.00017388
1737 | 0.0003396 | 0.00031025 | 0.00030295 | 0.00020797 | 0.00036779 | 0.0002719 | 0.00033335 | 0.00031282 | 0.00034048 | 0.00037445 | 0.0002909 | 0.00034948 | 0.00052678 | 0.00028351 | 0.00037017 | 0.00030752 | 0.00037028 | 0.00012766 | 6.5784e-05
1738 | 0.00044124 | 0.00041481 | 0.0004014 | 0.00034663 | 0.00050895 | 0.00040392 | 0.00044101 | 0.00043222 | 0.00044234 | 0.00050301 | 0.00039669 | 0.00045135 | 0.00069212 | 0.00037286 | 0.00049359 | 0.00043209 | 0.00048459 | 0.00013086 | 5.7971e-05
1739 | 0.00050503 | 0.00048438 | 0.00048028 | 0.00041124 | 0.00059761 | 0.00050361 | 0.00050718 | 0.00049682 | 0.00051584 | 0.0005888 | 0.00046959 | 0.00053313 | 0.00080047 | 0.00044704 | 0.00057943 | 0.0005142 | 0.00054393 | 0.00013115 | 5.5025e-05
1740 | 0.00054502 | 0.00053351 | 0.00054399 | 0.00046254 | 0.00064224 | 0.00055327 | 0.00054377 | 0.00055195 | 0.00055367 | 0.00063027 | 0.00052432 | 0.00057691 | 0.00083962 | 0.00053165 | 0.00061597 | 0.00057021 | 0.00058772 | 0.00011681 | 3.0578e-05
1741 | 0.00053788 | 0.00057834 | 0.00056652 | 0.00046623 | 0.00062093 | 0.00056964 | 0.00056246 | 0.00056017 | 0.00058051 | 0.00063602 | 0.00051787 | 0.00060013 | 0.00081899 | 0.00061717 | 0.0006078 | 0.00055645 | 0.00057115 | 0.00012297 | 3.0984e-05
1742 | 0.00048579 | 0.00055048 | 0.00051329 | 0.00043981 | 0.00051921 | 0.00053434 | 0.00051886 | 0.00052627 | 0.00053142 | 0.00059147 | 0.00047324 | 0.00056938 | 0.00075533 | 0.00057462 | 0.00054626 | 0.00050837 | 0.00050621 | 0.00014995 | 4.374e-05
1743 | 0.00038172 | 0.00044314 | 0.00041069 | 0.00036595 | 0.00045753 | 0.00043762 | 0.00040419 | 0.00042824 | 0.00043402 | 0.00049028 | 0.00039535 | 0.00046678 | 0.00060027 | 0.0004746 | 0.00042872 | 0.000437 | 0.00040544 | 0.000184 | 5.0329e-05
1744 | 0.00023884 | 0.0003174 | 0.00029011 | 0.00025799 | 0.00029295 | 0.00028807 | 0.00025721 | 0.00028376 | 0.00027841 | 0.00034688 | 0.0003203 | 0.00032449 | 0.00034498 | 0.00036138 | 0.00026284 | 0.00032101 | 0.00025497 | 0.00020557 | 5.2163e-05
1745 | 9.4434e-05 | 0.00017627 | 0.00016416 | 0.00011341 | 0.00011549 | 0.00012692 | 0.00012159 | 0.00012598 | 0.00013406 | 0.00015598 | 0.00018612 | 0.00015779 | 0.00013243 | 0.00022516 | 0.00010085 | 0.00014904 | 9.0134e-05 | 0.00021904 | 0.0001002
1746 | 2.3678e-05 | 0.00010826 | 8.7085e-05 | 4.7279e-05 | 7.4016e-06 | 6.8335e-05 | 4.7544e-05 | 4.6782e-05 | 8.2011e-05 | 3.9433e-05 | 8.1506e-05 | 6.2111e-05 | 2.1795e-05 | 0.00014996 | 1.0779e-05 | 5.1036e-05 | 8.2194e-06 | 0.00023061 | 0.00017764
1747 | 1.9364e-05 | 9.9519e-05 | 7.4486e-05 | 3.5055e-05 | 0 | 6.6833e-05 | 4.2037e-05 | 4.6715e-05 | 9.0455e-05 | 2.6887e-05 | 4.8861e-05 | 5.9392e-05 | 1.6678e-05 | 0.00013244 | 7.3886e-06 | 4.2328e-05 | 5.853e-06 | 0.00024711 | 0.00020344
1748 | 1.5953e-05 | 6.7023e-05 | 4.1491e-05 | 1.0706e-05 | 0 | 5.9848e-05 | 3.9653e-05 | 3.5359e-05 | 7.7222e-05 | 1.3395e-05 | 3.4447e-05 | 4.8508e-05 | 1.5167e-05 | 0.00011394 | 7.4502e-06 | 2.0576e-05 | 5.9398e-06 | 0.00024561 | 0.00013661
1749 | 5.919e-06 | 2.5174e-05 | 1.6865e-05 | 2.5126e-06 | 0 | 3.6146e-05 | 2.0194e-05 | 2.3659e-05 | 5.0231e-05 | 8.6211e-06 | 1.2085e-05 | 2.6247e-05 | 9.7227e-06 | 3.9907e-05 | 6.8105e-06 | 1.5169e-05 | 5.1112e-06 | 0.00024064 | 0.00011014
1750 | 3.4963e-07 | 9.4896e-06 | 5.7795e-06 | 0 | 0 | 1.0746e-05 | 9.9034e-06 | 1.0996e-05 | 1.7771e-05 | 5.9075e-06 | 8.6611e-08 | 1.1335e-05 | 1.9385e-06 | 4.6492e-06 | 6.6782e-06 | 0 | 2.25e-06 | 0.0002364 | 9.4994e-05
1751 | 1.4663e-07 | 4.7568e-06 | 1.2845e-06 | 0 | 0 | 1.6474e-06 | 2.3202e-06 | 2.6473e-06 | 3.7312e-06 | 1.7835e-06 | 0 | 3.1376e-06 | 7.6948e-10 | 9.344e-07 | 1.042e-06 | 0 | 7.0123e-08 | 0.00023335 | 0.00010576
1752 | 0 | 1.289e-06 | 4.1402e-07 | 0 | 0 | 1.2607e-07 | 2.3431e-07 | 6.8859e-07 | 6.759e-07 | 1.2781e-08 | 0 | 6.2386e-07 | 7.8737e-10 | 1.4528e-07 | 0 | 0 | 0 | 0.00022466 | 8.1802e-05
1753 | 0 | 0 | 2.1085e-07 | 0 | 0 | 3.1931e-08 | 8.4245e-08 | 2.2779e-07 | 2.7962e-07 | 1.7697e-08 | 0 | 1.6499e-07 | 4.6169e-09 | 3.7045e-08 | 0 | 0 | 0 | 0.00021233 | 6.9315e-05
1754 | 0 | 0 | 8.0864e-09 | 0 | 0 | 0 | 0 | 2.1494e-07 | 2.4312e-07 | 8.3571e-09 | 0 | 1.6653e-08 | 1.1005e-09 | 3.8678e-11 | 0 | 0 | 0 | 0.00020761 | 3.9205e-05
1755 | 0 | 5.3214e-07 | 0 | 0 | 0 | 0 | 0 | 1.1614e-07 | 2.1463e-07 | 0 | 0 | 0 | 8.9474e-10 | 1.2893e-11 | 0 | 0 | 0 | 0.00021656 | 3.638e-05
1756 | 0 | 5.7769e-07 | 1.1998e-10 | 0 | 0 | 0 | 0 | 0 | 0 | 0 | 1.1548e-09 | 1.2921e-09 | 6.8001e-10 | 0 | 0 | 0 | 0 | 0.00021184 | 7.1484e-05
1757 | 0 | 5.7725e-07 | 0 | 0 | 0 | 0 | 0 | 0 | 0 | 0 | 0 | 0 | 1.1005e-09 | 0 | 0 | 0 | 0 | 0.00020565 | 0.00010496
1758 | 3.6977e-07 | 9.4417e-07 | 1.3109e-07 | 3.5422e-07 | 1.2129e-07 | 6.599e-07 | 2.5641e-07 | 2.8544e-07 | 6.2648e-07 | 1.6105e-07 | 9.4868e-08 | 1.6974e-07 | 5.5997e-07 | 1.3808e-07 | 3.7967e-08 | 1.9682e-07 | 1.1167e-06 | 0.00019108 | 9.1566e-05
1759 | 3.2514e-05 | 3.8423e-05 | 3.7647e-05 | 2.8529e-05 | 3.8621e-05 | 4.1286e-05 | 3.6972e-05 | 3.2781e-05 | 4.6698e-05 | 3.7044e-05 | 3.2069e-05 | 4.5424e-05 | 4.9033e-05 | 2.9394e-05 | 2.9845e-05 | 3.5489e-05 | 4.4899e-05 | 0.00018266 | 4.8447e-05
1760 | 0.00013892 | 0.00014988 | 0.00015335 | 0.0001253 | 0.00017212 | 0.00016179 | 0.00015182 | 0.00012463 | 0.00016978 | 0.00015486 | 0.00014235 | 0.00017847 | 0.00016235 | 0.00010851 | 0.00015691 | 0.00014822 | 0.00017614 | 0.00016484 | 9.227e-06
1761 | 0.0002529 | 0.00029249 | 0.00028996 | 0.00023568 | 0.00033614 | 0.00031272 | 0.00030041 | 0.00022341 | 0.00032552 | 0.0003237 | 0.00027238 | 0.00031639 | 0.00036889 | 0.00021986 | 0.00033627 | 0.00028961 | 0.00029666 | 0.00014337 | 7.1482e-07
1762 | 0.00035997 | 0.00039454 | 0.00038385 | 0.00027701 | 0.00047387 | 0.00040379 | 0.00041725 | 0.00035306 | 0.00044139 | 0.00044101 | 0.00038059 | 0.00041414 | 0.000571 | 0.00030709 | 0.00047154 | 0.00041722 | 0.000465 | 0.00011546 | 1.709e-07
1763 | 0.00051488 | 0.00046969 | 0.00046558 | 0.00037644 | 0.00055586 | 0.00048229 | 0.00049531 | 0.0004337 | 0.00051266 | 0.00055936 | 0.00045541 | 0.00049507 | 0.00065451 | 0.0003652 | 0.00055416 | 0.00050665 | 0.0005553 | 9.6094e-05 | 1.6102e-06
1764 | 0.00053135 | 0.00052542 | 0.00053279 | 0.00042266 | 0.00061021 | 0.00053747 | 0.0005314 | 0.00051226 | 0.00055397 | 0.00055085 | 0.00050722 | 0.00055443 | 0.00067027 | 0.0004138 | 0.00058477 | 0.00056323 | 0.00057645 | 7.7613e-05 | 6.1547e-06
1765 | 0.00052221 | 0.00057164 | 0.00056368 | 0.00045161 | 0.00060962 | 0.00056208 | 0.00054976 | 0.00053404 | 0.00058034 | 0.00055056 | 0.00052451 | 0.00057645 | 0.00062153 | 0.00046138 | 0.00058825 | 0.00056426 | 0.00055643 | 7.1799e-05 | 1.5671e-05
1766 | 0.00047283 | 0.00054511 | 0.00053098 | 0.00042827 | 0.00055094 | 0.00053189 | 0.00051798 | 0.00048982 | 0.00055135 | 0.00055495 | 0.00049311 | 0.00055594 | 0.00046287 | 0.00045163 | 0.00054148 | 0.00052089 | 0.00049968 | 8.5387e-05 | 1.0253e-05
1767 | 0.00037245 | 0.00044622 | 0.00043685 | 0.00035245 | 0.00043685 | 0.00043266 | 0.00042343 | 0.00040847 | 0.00044237 | 0.00044914 | 0.00042925 | 0.00045591 | 0.00041522 | 0.00037091 | 0.00044551 | 0.00041695 | 0.00039134 | 0.00010317 | 9.3362e-06
1768 | 0.00023343 | 0.00031952 | 0.00031364 | 0.00025194 | 0.00027534 | 0.00029055 | 0.00028706 | 0.00026782 | 0.00028978 | 0.00031542 | 0.0003505 | 0.00032602 | 0.00028906 | 0.00032161 | 0.00030428 | 0.00030313 | 0.00024496 | 0.00011942 | 7.5004e-06
1769 | 9.347e-05 | 0.00017617 | 0.00017726 | 0.00011169 | 0.0001084 | 0.0001294 | 0.00013171 | 0.00011961 | 0.00013872 | 0.00014665 | 0.00020222 | 0.0001649 | 0.00014038 | 0.00022166 | 0.00011875 | 0.00014879 | 8.7345e-05 | 0.00012174 | 3.9338e-06
1770 | 2.3822e-05 | 9.9035e-05 | 8.901e-05 | 4.7128e-05 | 9.1746e-06 | 6.874e-05 | 4.8496e-05 | 4.8023e-05 | 7.9714e-05 | 4.2707e-05 | 8.9764e-05 | 6.6414e-05 | 2.6048e-05 | 0.00015007 | 1.0044e-05 | 5.2025e-05 | 8.6413e-06 | 0.00011817 | 1.0602e-05
1771 | 1.9365e-05 | 9.2005e-05 | 7.695e-05 | 3.484e-05 | 0 | 6.7616e-05 | 4.1809e-05 | 4.6043e-05 | 8.9437e-05 | 2.7462e-05 | 4.9851e-05 | 6.0676e-05 | 1.6687e-05 | 0.00012673 | 5.0036e-06 | 4.2087e-05 | 5.8586e-06 | 0.00012174 | 6.1819e-06
1772 | 1.5849e-05 | 6.5508e-05 | 4.366e-05 | 1.0479e-05 | 0 | 6.0566e-05 | 3.7274e-05 | 3.4638e-05 | 7.6204e-05 | 1.2881e-05 | 3.5789e-05 | 4.9166e-05 | 1.5104e-05 | 0.00010463 | 5.0671e-06 | 1.9748e-05 | 6.0155e-06 | 0.0001308 | 9.0889e-06
1773 | 6.0873e-06 | 2.5009e-05 | 1.8447e-05 | 2.8742e-06 | 0 | 3.6316e-05 | 2.0615e-05 | 2.3926e-05 | 4.9584e-05 | 8.5628e-06 | 1.3708e-05 | 2.6568e-05 | 8.5975e-06 | 3.4151e-05 | 5.0689e-06 | 1.4187e-05 | 5.4434e-06 | 0.00016813 | 1.5276e-05
1774 | 3.4901e-07 | 1.209e-05 | 5.8698e-06 | 0 | 0 | 1.0675e-05 | 1.0349e-05 | 1.1515e-05 | 1.8116e-05 | 4.8803e-06 | 6.9289e-08 | 1.1055e-05 | 1.1376e-06 | 4.5885e-06 | 5.0671e-06 | 0 | 2.2729e-06 | 0.00019135 | 3.1052e-05
1775 | 1.4663e-07 | 5.7278e-06 | 1.3108e-06 | 0 | 0 | 1.5997e-06 | 2.3744e-06 | 2.5717e-06 | 3.7556e-06 | 1.8838e-06 | 0 | 3.0464e-06 | 7.1579e-10 | 9.4594e-07 | 4.1138e-07 | 0 | 1.152e-07 | 0.0002103 | 2.934e-05
1776 | 0 | 1.3711e-06 | 4.3324e-07 | 0 | 0 | 1.2668e-07 | 2.4356e-07 | 6.5785e-07 | 6.9041e-07 | 1.6714e-08 | 0 | 2.6448e-07 | 8.7685e-10 | 1.4551e-07 | 0 | 0 | 0 | 0.00021016 | 2.0316e-05
1777 | 0 | 0 | 2.15e-07 | 0 | 0 | 3.4355e-08 | 8.8162e-08 | 2.1546e-07 | 1.2829e-07 | 1.7697e-08 | 0 | 1.0125e-07 | 3.1763e-09 | 3.4054e-08 | 0 | 0 | 0 | 0.0002135 | 3.471e-05
1778 | 0 | 0 | 8.0384e-09 | 0 | 0 | 0 | 0 | 2.1494e-07 | 2.6383e-07 | 8.3571e-09 | 0 | 1.6151e-08 | 7.1579e-10 | 2.5506e-09 | 0 | 0 | 0 | 0.00022231 | 3.3668e-05
1779 | 0 | 5.317e-07 | 0 | 0 | 0 | 0 | 0 | 1.2134e-07 | 2.1406e-07 | 0 | 0 | 6.4604e-10 | 1.4584e-09 | 1.2893e-11 | 0 | 0 | 0 | 0.00022458 | 2.0674e-05
1780 | 0 | 5.79e-07 | 2.6395e-10 | 0 | 0 | 0 | 0 | 2.3112e-09 | 1.8972e-07 | 0 | 0 | 6.4604e-10 | 1.0379e-09 | 0 | 0 | 0 | 0 | 0.00023537 | 9.3189e-06
1781 | 0 | 5.7769e-07 | 0 | 0 | 0 | 0 | 0 | 0 | 0 | 0 | 1.1548e-09 | 0 | 7.5158e-10 | 0 | 0 | 0 | 0 | 0.0002319 | 3.2887e-05
1782 | 1.7597e-06 | 1.1457e-06 | 1.4229e-07 | 6.7408e-07 | 2.1076e-07 | 1.1107e-06 | 3.9827e-07 | 1.0789e-06 | 1.0052e-06 | 2.7489e-07 | 1.5199e-07 | 3.8508e-07 | 1.0013e-06 | 4.3966e-07 | 2.1829e-07 | 3.0784e-07 | 1.9846e-06 | 0.00023421 | 1.1575e-05
1783 | 6.9972e-05 | 4.142e-05 | 3.5919e-05 | 4.1602e-05 | 4.4648e-05 | 4.9438e-05 | 4.0451e-05 | 5.2307e-05 | 5.0471e-05 | 4.6943e-05 | 3.184e-05 | 4.9991e-05 | 6.9621e-05 | 4.2051e-05 | 3.9584e-05 | 3.196e-05 | 6.8545e-05 | 0.00022862 | 6.4126e-06
1784 | 0.00022221 | 0.00015565 | 0.00014285 | 0.00015886 | 0.00019083 | 0.00018085 | 0.00016215 | 0.00019455 | 0.00018051 | 0.00020416 | 0.00010384 | 0.00019924 | 0.00028705 | 0.00016058 | 0.00017322 | 0.00013165 | 0.0002329 | 0.00021758 | 4.5239e-06
1785 | 0.00036434 | 0.0003016 | 0.00028539 | 0.00028616 | 0.00035423 | 0.00033131 | 0.00030371 | 0.00034599 | 0.00033128 | 0.00037676 | 0.0001913 | 0.00035771 | 0.00050991 | 0.00028377 | 0.00032453 | 0.0002782 | 0.00038701 | 0.00021674 | 2.3139e-07
1786 | 0.00046572 | 0.000398 | 0.00039469 | 0.00037911 | 0.00048299 | 0.00042636 | 0.00040259 | 0.00044494 | 0.00042008 | 0.00049441 | 0.00034764 | 0.00044969 | 0.00066539 | 0.00036462 | 0.00045094 | 0.00042426 | 0.0004947 | 0.00021162 | 2.248e-06
1787 | 0.00052556 | 0.00046498 | 0.00046807 | 0.00043545 | 0.00057053 | 0.00049741 | 0.00047606 | 0.00051231 | 0.00048656 | 0.00057547 | 0.00044239 | 0.00052633 | 0.00076252 | 0.00043394 | 0.0005356 | 0.00050239 | 0.00056349 | 0.00022057 | 4.7142e-06
1788 | 0.00055551 | 0.00051396 | 0.00051887 | 0.00045516 | 0.0006204 | 0.00054695 | 0.00051073 | 0.00055757 | 0.00052983 | 0.00061486 | 0.00048923 | 0.00055052 | 0.00080187 | 0.00051501 | 0.00057544 | 0.00056218 | 0.0005894 | 0.00022391 | 1.0184e-05
1789 | 0.00054993 | 0.0005595 | 0.00055615 | 0.00046237 | 0.00061284 | 0.00056691 | 0.00052653 | 0.00056201 | 0.00055326 | 0.00061454 | 0.00049781 | 0.00057515 | 0.00078487 | 0.00060502 | 0.0005714 | 0.00055666 | 0.00056989 | 0.00022074 | 1.2116e-05
1790 | 0.00049507 | 0.00053605 | 0.00052457 | 0.00042633 | 0.00055044 | 0.00052793 | 0.00050155 | 0.00052331 | 0.0005165 | 0.00057357 | 0.00047175 | 0.00052221 | 0.00071605 | 0.00056639 | 0.00052609 | 0.00052851 | 0.00051189 | 0.00022508 | 1.4991e-05
1791 | 0.0003876 | 0.00043009 | 0.00042946 | 0.00035371 | 0.00043653 | 0.00042365 | 0.00040183 | 0.00042366 | 0.00041021 | 0.00047437 | 0.00040754 | 0.00044857 | 0.00058756 | 0.00046709 | 0.00042544 | 0.00043517 | 0.00040309 | 0.00023348 | 1.4139e-05
1792 | 0.00024421 | 0.00031188 | 0.00030656 | 0.00025295 | 0.00028986 | 0.00027886 | 0.00026561 | 0.00028207 | 0.00026783 | 0.00034188 | 0.00032772 | 0.00032821 | 0.00039666 | 0.00035573 | 0.00027657 | 0.00032301 | 0.00025334 | 0.00023229 | 7.5859e-06
1793 | 9.8028e-05 | 0.00017925 | 0.00017433 | 0.00011356 | 0.00011892 | 0.00012489 | 0.00012301 | 0.00012736 | 0.00013437 | 0.00016127 | 0.00019052 | 0.00016668 | 0.00016798 | 0.0002334 | 0.00010598 | 0.00015746 | 8.9952e-05 | 0.00024043 | 1.3904e-06
1794 | 2.4862e-05 | 0.00010724 | 8.9405e-05 | 4.768e-05 | 9.7878e-06 | 6.7517e-05 | 4.551e-05 | 4.9422e-05 | 8.1432e-05 | 4.5357e-05 | 8.023e-05 | 6.6794e-05 | 2.7684e-05 | 0.00015392 | 1.2265e-05 | 5.3273e-05 | 9.1129e-06 | 0.00023114 | 7.287e-06
1795 | 1.9358e-05 | 9.8758e-05 | 7.7424e-05 | 3.4868e-05 | 0 | 6.6532e-05 | 3.9071e-05 | 4.7362e-05 | 9.0727e-05 | 2.833e-05 | 4.9686e-05 | 5.9072e-05 | 1.6821e-05 | 0.00013382 | 7.3759e-06 | 4.244e-05 | 5.8647e-06 | 0.00023316 | 1.7137e-05
1796 | 1.6133e-05 | 6.5259e-05 | 4.441e-05 | 1.0809e-05 | 0 | 6.011e-05 | 4.0034e-05 | 3.5795e-05 | 7.7467e-05 | 1.5374e-05 | 3.3395e-05 | 4.9079e-05 | 1.5749e-05 | 0.00011559 | 7.4484e-06 | 2.079e-05 | 6.0155e-06 | 0.00024223 | 2.5838e-05
1797 | 6.589e-06 | 2.5444e-05 | 1.8436e-05 | 3.1893e-06 | 0 | 3.6388e-05 | 2.3616e-05 | 2.4114e-05 | 5.0874e-05 | 8.6978e-06 | 5.4764e-06 | 2.722e-05 | 9.8486e-06 | 4.6348e-05 | 7.4538e-06 | 1.4909e-05 | 5.4551e-06 | 0.0002243 | 1.4403e-05
1798 | 3.4988e-07 | 1.2182e-05 | 5.9159e-06 | 0 | 0 | 1.1476e-05 | 1.3758e-05 | 1.1654e-05 | 2.0137e-05 | 4.884e-06 | 6.9289e-08 | 1.1715e-05 | 2.1947e-06 | 5.0576e-06 | 6.6401e-06 | 0 | 2.2823e-06 | 0.0002122 | 1.0155e-05
1799 | 1.4712e-07 | 5.8322e-06 | 1.276e-06 | 0 | 0 | 1.8482e-06 | 5.2644e-06 | 2.5916e-06 | 4.4523e-06 | 1.8853e-06 | 0 | 3.7746e-06 | 4.4737e-10 | 1.0215e-06 | 4.2407e-07 | 0 | 1.3524e-07 | 0.00017544 | 5.6696e-06
1800 | 0 | 1.3915e-06 | 4.5893e-07 | 0 | 0 | 1.3318e-07 | 2.4338e-07 | 6.55e-07 | 8.0903e-07 | 0 | 0 | 8.107e-07 | 4.8316e-10 | 1.6361e-07 | 0 | 0 | 0 | 0.00014072 | 1.9835e-06
1801 | 0 | 0 | 2.3098e-07 | 0 | 0 | 3.5075e-08 | 8.8096e-08 | 2.1494e-07 | 2.0836e-07 | 1.9172e-08 | 1.1548e-09 | 1.6761e-07 | 3.6953e-09 | 3.6691e-08 | 0 | 0 | 0 | 9.8767e-05 | 2.5944e-06
1802 | 0 | 0 | 8.0384e-09 | 0 | 0 | 0 | 7.5844e-10 | 2.1494e-07 | 9.5085e-08 | 9.3403e-09 | 0 | 1.6582e-08 | 1.1542e-09 | 5.1571e-11 | 0 | 0 | 0 | 6.5968e-05 | 4.9101e-07
1803 | 0 | 5.3126e-07 | 1.4397e-10 | 0 | 0 | 0 | 0 | 1.2481e-07 | 8.6248e-09 | 0 | 0 | 0 | 7.1579e-10 | 1.2893e-11 | 0 | 0 | 0 | 5.1272e-05 | 5.8621e-09
1804 | 0 | 5.7856e-07 | 2.6395e-10 | 0 | 0 | 0 | 0 | 2.889e-09 | 8.9547e-09 | 0 | 0 | 7.1782e-10 | 7.7843e-10 | 0 | 0 | 0 | 0 | 3.8195e-05 | 5.7514e-07
1805 | 0 | 5.7813e-07 | 0 | 0 | 0 | 0 | 0 | 0 | 0 | 0 | 0 | 0 | 8.858e-10 | 5.1571e-11 | 0 | 0 | 0 | 2.7126e-05 | 3.2714e-07
1806 | 1.7315e-06 | 1.3393e-06 | 2.9224e-07 | 7.5974e-07 | 3.8314e-07 | 1.3222e-06 | 4.2669e-07 | 1.2764e-06 | 1.0775e-06 | 4.2862e-07 | 1.9591e-07 | 3.9144e-07 | 1.0151e-06 | 6.4502e-07 | 3.4233e-07 | 5.8154e-07 | 2.2561e-06 | 2.4521e-05 | 5.0263e-07
1807 | 6.2151e-05 | 4.2194e-05 | 4.2355e-05 | 4.1229e-05 | 4.5388e-05 | 5.0166e-05 | 3.7123e-05 | 5.0365e-05 | 4.6374e-05 | 5.0754e-05 | 3.2648e-05 | 4.1338e-05 | 6.9696e-05 | 4.6776e-05 | 4.0621e-05 | 4.3054e-05 | 6.346e-05 | 3.2255e-05 | 3.1885e-06
1808 | 0.00020216 | 0.00015053 | 0.00016881 | 0.00015365 | 0.00017975 | 0.00017673 | 0.00013994 | 0.0001812 | 0.00016214 | 0.00020121 | 0.00013218 | 0.00018293 | 0.00029041 | 0.00015744 | 0.00016743 | 0.00015339 | 0.00020938 | 2.6232e-05 | 1.592e-06
1809 | 0.00033908 | 0.00028396 | 0.00030407 | 0.0002733 | 0.00033902 | 0.00032105 | 0.00026812 | 0.00031917 | 0.0002993 | 0.00035932 | 0.00026602 | 0.00033288 | 0.00050573 | 0.00027837 | 0.00032128 | 0.00028678 | 0.00035885 | 3.8895e-05 | 5.4392e-07
1810 | 0.00041524 | 0.00037317 | 0.00040063 | 0.00035876 | 0.00045908 | 0.00040992 | 0.00038405 | 0.0003943 | 0.00038263 | 0.00049206 | 0.0003727 | 0.0004451 | 0.00064868 | 0.00036255 | 0.00044302 | 0.00040073 | 0.00045501 | 2.9268e-05 | 1.4721e-05
1811 | 0.00047037 | 0.00044011 | 0.00047421 | 0.00040001 | 0.00054611 | 0.00046952 | 0.00046181 | 0.00047268 | 0.00045749 | 0.00058068 | 0.00044503 | 0.00051195 | 0.00070168 | 0.00043085 | 0.00052785 | 0.0004828 | 0.0004964 | 1.6771e-05 | 4.3089e-05
1812 | 0.00052235 | 0.00048004 | 0.00050477 | 0.00043969 | 0.00059456 | 0.00051455 | 0.00049588 | 0.00053173 | 0.00049516 | 0.00058656 | 0.00049297 | 0.00053336 | 0.00063791 | 0.0004975 | 0.00056671 | 0.00053699 | 0.00054863 | 1.5405e-05 | 4.22e-05
1813 | 0.00051785 | 0.00051179 | 0.00046301 | 0.00044006 | 0.00055146 | 0.00052895 | 0.00048516 | 0.00052204 | 0.00051182 | 0.00059848 | 0.00046021 | 0.00050239 | 0.00053299 | 0.00055633 | 0.00051997 | 0.00048504 | 0.00053802 | 3.0202e-05 | 6.9782e-05
1814 | 0.00040944 | 0.00043249 | 0.00040144 | 0.00038308 | 0.00045356 | 0.00046346 | 0.0003333 | 0.0004624 | 0.00043031 | 0.00053096 | 0.0002996 | 0.00045692 | 0.00030392 | 0.00038489 | 0.00034565 | 0.00040074 | 0.00045907 | 3.7665e-05 | 7.1402e-05
1815 | 0.00036136 | 0.00031457 | 0.00028094 | 0.00031694 | 0.00033955 | 0.00032069 | 0.00024947 | 0.0004063 | 0.00029537 | 0.00023722 | 0.00034917 | 0.00020417 | 0.00020998 | 0.00018108 | 0.00030669 | 0.00033321 | 0.00032055 | 4.7781e-05 | 7.9958e-05
1816 | 0.00023384 | 0.00024084 | 0.00014437 | 0.00020776 | 0.00015455 | 0.00019943 | 0.00019872 | 0.00022171 | 0.00019824 | 8.5805e-05 | 0.00026926 | 0.00011041 | 8.5203e-05 | 0.00018409 | 0.00018512 | 0.00021093 | 0.00023079 | 4.3561e-05 | 6.5781e-05
1817 | 9.1174e-05 | 0.00014272 | 9.1692e-05 | 0.00010011 | 3.796e-05 | 9.9665e-05 | 8.2317e-05 | 9.0725e-05 | 0.00012803 | 5.896e-05 | 0.00012063 | 8.4268e-05 | 2.8261e-05 | 0.00015715 | 6.8809e-05 | 8.4679e-05 | 7.648e-05 | 4.5089e-05 | 7.6043e-05
1818 | 2.2461e-05 | 9.9167e-05 | 7.7439e-05 | 4.622e-05 | 8.0121e-07 | 6.5354e-05 | 4.0631e-05 | 4.5626e-05 | 8.1031e-05 | 3.1077e-05 | 6.0821e-05 | 5.5192e-05 | 1.2937e-05 | 0.00014046 | 5.1332e-06 | 4.5335e-05 | 1.181e-05 | 5.7223e-05 | 0.00017776
1819 | 1.9358e-05 | 9.3822e-05 | 5.2258e-05 | 3.2098e-05 | 0 | 6.5635e-05 | 4.1396e-05 | 4.2796e-05 | 9.104e-05 | 2.2819e-05 | 4.5341e-05 | 5.3346e-05 | 1.603e-05 | 0.00012215 | 7.3976e-06 | 4.2013e-05 | 5.8636e-06 | 8.0204e-05 | 0.00014761
1820 | 1.5835e-05 | 5.8486e-05 | 2.9035e-05 | 9.4609e-06 | 0 | 5.6094e-05 | 3.5988e-05 | 3.2607e-05 | 7.4097e-05 | 1.2281e-05 | 3.0465e-05 | 3.8474e-05 | 1.0553e-05 | 6.0651e-05 | 7.4574e-06 | 1.9786e-05 | 6.0194e-06 | 9.1046e-05 | 9.9066e-05
1821 | 5.8931e-06 | 2.3548e-05 | 1.3647e-05 | 3.1472e-06 | 0 | 3.3931e-05 | 2.2095e-05 | 2.1865e-05 | 4.0036e-05 | 8.3453e-06 | 4.3502e-06 | 2.0725e-05 | 4.6493e-06 | 1.051e-05 | 7.4556e-06 | 9.9165e-06 | 5.4189e-06 | 8.8796e-05 | 6.8413e-05
1822 | 3.4839e-07 | 1.2966e-05 | 5.6583e-06 | 0 | 0 | 1.0706e-05 | 1.3619e-05 | 1.0676e-05 | 1.4623e-05 | 4.8321e-06 | 5.3122e-08 | 1.0329e-05 | 6.6667e-07 | 4.396e-06 | 6.5169e-06 | 0 | 2.2718e-06 | 0.00011537 | 0.00010391
1823 | 1.4638e-07 | 6.0133e-06 | 1.2382e-06 | 0 | 0 | 1.5723e-06 | 2.5008e-06 | 2.5751e-06 | 3.7974e-06 | 1.8828e-06 | 0 | 2.7493e-06 | 9.2159e-10 | 1.064e-06 | 3.7514e-07 | 0 | 1.0018e-07 | 0.00015094 | 0.00011288
1824 | 0 | 1.4182e-06 | 4.3343e-07 | 0 | 0 | 1.3392e-07 | 2.439e-07 | 6.5984e-07 | 7.7737e-07 | 2.3597e-08 | 0 | 2.269e-07 | 6.1737e-10 | 1.61e-07 | 0 | 0 | 0 | 0.00017973 | 9.0704e-05
1825 | 0 | 0 | 2.1505e-07 | 0 | 0 | 2.587e-08 | 7.1093e-09 | 2.1494e-07 | 1.478e-07 | 1.8189e-08 | 0 | 8.9548e-08 | 1.7895e-09 | 3.5415e-08 | 0 | 0 | 0 | 0.00020744 | 4.2829e-05
1826 | 0 | 0 | 7.9185e-09 | 0 | 0 | 0 | 0 | 2.1494e-07 | 1.885e-07 | 8.8487e-09 | 0 | 1.5218e-08 | 6.4422e-10 | 3.8678e-11 | 0 | 0 | 0 | 0.00021277 | 2.2763e-05
1827 | 0 | 5.3126e-07 | 0 | 0 | 0 | 0 | 0 | 1.2365e-07 | 2.3096e-07 | 0 | 0 | 1.2921e-09 | 8.3211e-10 | 0 | 0 | 0 | 0 | 0.00021199 | 1.7375e-05
1828 | 0 | 5.7856e-07 | 1.6797e-10 | 0 | 0 | 0 | 0 | 2.889e-09 | 2.0758e-07 | 0 | 0 | 0 | 7.5158e-10 | 0 | 0 | 0 | 0 | 0.00021942 | 6.4856e-06
1829 | 0 | 5.7856e-07 | 0 | 0 | 0 | 0 | 0 | 0 | 4.3878e-08 | 0 | 0 | 0 | 5.5474e-10 | 3.8678e-11 | 0 | 0 | 0 | 0.00023117 | 1.4643e-05
1830 | 1.153e-06 | 5.0098e-07 | 1.5381e-08 | 5.3997e-07 | 0 | 1.0474e-06 | 4.4096e-08 | 9.7067e-07 | 3.0424e-07 | 9.8368e-08 | 2.887e-08 | 1.1314e-07 | 8.1612e-08 | 1.7479e-07 | 9.7409e-09 | 2.5938e-09 | 2.1357e-06 | 0.00025179 | 3.0732e-05
1831 | 4.7319e-05 | 5.0951e-06 | 1.0675e-05 | 3.5306e-05 | 1.9646e-06 | 3.4721e-05 | 1.2373e-05 | 4.3389e-05 | 2.0278e-05 | 1.2972e-05 | 1.782e-05 | 9.7169e-06 | 1.4191e-05 | 1.9372e-05 | 1.4659e-05 | 3.6625e-06 | 5.8835e-05 | 0.00025835 | 0.00012692
1832 | 0.00016244 | 2.5613e-05 | 6.9742e-05 | 0.0001413 | 6.4508e-05 | 9.3493e-05 | 7.346e-05 | 0.00016189 | 8.9926e-05 | 5.5644e-05 | 0.00010195 | 3.6886e-05 | 8.279e-05 | 5.8827e-05 | 0.00010366 | 5.8642e-05 | 0.00020719 | 0.00029254 | 0.00032826
1833 | 0.00032159 | 7.0721e-05 | 0.00017583 | 0.000202 | 0.00023759 | 0.00018653 | 0.00019901 | 0.00029474 | 0.00021468 | 8.3417e-05 | 0.00023265 | 0.00011009 | 0.0002276 | 9.547e-05 | 0.00029434 | 0.00013015 | 0.00032271 | 0.00036089 | 0.00040756
1834 | 0.00043 | 0.00014667 | 0.00029521 | 0.00024336 | 0.00032234 | 0.00031523 | 0.00034745 | 0.00039672 | 0.0003165 | 0.00023578 | 0.0003459 | 0.00021099 | 0.00033297 | 0.00015177 | 0.00042437 | 0.00021154 | 0.00046084 | 0.00036836 | 0.00051039
1835 | 0.00047932 | 0.00031861 | 0.00037762 | 0.00037037 | 0.00040131 | 0.00037808 | 0.00043231 | 0.00046043 | 0.00042794 | 0.0003554 | 0.00041261 | 0.00036527 | 0.0001379 | 0.00027025 | 0.00051412 | 0.00038823 | 0.00052819 | 0.00035247 | 0.00057594
1836 | 0.00041627 | 0.00036221 | 0.00041255 | 0.00028404 | 0.0004423 | 0.00036575 | 0.00046754 | 0.00043888 | 0.00046912 | 0.00046761 | 0.00045852 | 0.00049375 | 0.0003236 | 0.00038383 | 0.00054949 | 0.00033267 | 0.00053912 | 0.00031775 | 0.00058771
1837 | 0.00040866 | 0.00041321 | 0.00046299 | 0.00030417 | 0.00046564 | 0.0003472 | 0.00048715 | 0.00044447 | 0.000477 | 0.00054152 | 0.00047925 | 0.00050145 | 0.00047467 | 0.00041806 | 0.00055975 | 0.00039154 | 0.0004461 | 0.00026787 | 0.00054794
1838 | 0.00033345 | 0.00039313 | 0.00044492 | 0.00020379 | 0.00051385 | 0.00034781 | 0.0004456 | 0.00038923 | 0.00044179 | 0.00052534 | 0.00043992 | 0.00046296 | 0.00042684 | 0.0003635 | 0.00050445 | 0.00043398 | 0.00038266 | 0.00024377 | 0.00060229
1839 | 0.00028006 | 0.00034065 | 0.00037329 | 0.00020317 | 0.00040008 | 0.00031741 | 0.00036187 | 0.00025943 | 0.00035659 | 0.00032369 | 0.00037874 | 0.00035748 | 0.00032345 | 0.00026992 | 0.00039334 | 0.00034602 | 0.00022095 | 0.00023074 | 0.00065132
1840 | 0.00011073 | 0.00026155 | 0.00026356 | 0.00014441 | 0.0002197 | 0.00020678 | 0.00024227 | 0.00012102 | 0.00024363 | 0.00022109 | 0.00032592 | 0.00023997 | 0.00023599 | 0.00026465 | 0.00027067 | 0.00027099 | 0.00010221 | 0.00022041 | 0.00066935
1841 | 5.0531e-05 | 0.00015894 | 0.00015027 | 9.4821e-05 | 9.4339e-05 | 0.00010718 | 0.00011609 | 8.1552e-05 | 0.00013383 | 0.00012459 | 0.00017674 | 0.00013545 | 0.00010959 | 0.0002117 | 9.7683e-05 | 0.00013266 | 3.7523e-05 | 0.00022088 | 0.00064702
1842 | 2.173e-05 | 9.9252e-05 | 8.4099e-05 | 4.1203e-05 | 7.3466e-06 | 6.6018e-05 | 4.6117e-05 | 4.755e-05 | 8.0678e-05 | 3.9688e-05 | 7.5975e-05 | 6.2182e-05 | 2.0329e-05 | 0.00015042 | 1.7666e-05 | 5.1877e-05 | 6.1625e-06 | 0.00021135 | 0.00067901
1843 | 1.8495e-05 | 8.3705e-05 | 6.6459e-05 | 1.8786e-05 | 0 | 6.395e-05 | 3.7359e-05 | 4.0794e-05 | 8.8451e-05 | 2.5413e-05 | 4.8779e-05 | 5.5623e-05 | 1.3999e-05 | 0.00012465 | 7.4157e-06 | 3.9002e-05 | 5.8625e-06 | 0.00019877 | 0.00067916
1844 | 1.3962e-05 | 3.9218e-05 | 3.8147e-05 | 6.8313e-06 | 0 | 5.1287e-05 | 3.7408e-05 | 3.1976e-05 | 7.0439e-05 | 1.2507e-05 | 3.4682e-05 | 4.0219e-05 | 5.9583e-06 | 6.2914e-05 | 7.4665e-06 | 7.2185e-06 | 6.0183e-06 | 0.00018778 | 0.0006259
1845 | 2.9694e-06 | 1.8709e-05 | 1.4387e-05 | 2.5726e-06 | 0 | 2.8016e-05 | 2.3452e-05 | 2.1727e-05 | 4.5706e-05 | 1.0248e-05 | 6.3747e-06 | 2.1018e-05 | 9.872e-07 | 9.8025e-06 | 7.4665e-06 | 0 | 5.2909e-06 | 0.00017978 | 0.00058439
1846 | 3.4963e-07 | 1.2464e-05 | 5.2324e-06 | 0 | 0 | 7.3704e-06 | 1.3096e-05 | 1.0689e-05 | 1.916e-05 | 4.7513e-06 | 5.1967e-08 | 8.7409e-06 | 7.5158e-09 | 3.851e-06 | 6.7362e-06 | 0 | 2.2539e-06 | 0.00017683 | 0.00060387
1847 | 1.2685e-07 | 5.8109e-06 | 1.2039e-06 | 0 | 0 | 9.7744e-07 | 5.1374e-06 | 2.3551e-06 | 3.5777e-06 | 2.6546e-07 | 0 | 1.6949e-06 | 6.8001e-10 | 1.0181e-06 | 3.3527e-07 | 0 | 1.4525e-07 | 0.0001706 | 0.00063732
1848 | 0 | 6.5302e-07 | 4.3088e-07 | 0 | 0 | 1.1775e-07 | 9.9147e-08 | 5.5166e-07 | 7.3601e-07 | 1.1307e-08 | 0 | 1.2436e-07 | 4.8316e-10 | 1.676e-07 | 0 | 0 | 0 | 0.00014625 | 0.00060167
1849 | 0 | 0 | 2.1339e-07 | 0 | 0 | 1.5087e-07 | 1.0418e-09 | 2.1494e-07 | 3.7138e-08 | 9.8319e-09 | 0 | 2.0314e-08 | 9.3053e-10 | 3.5493e-08 | 0 | 0 | 0 | 0.00012257 | 0.00059642
1850 | 0 | 0 | 7.4385e-09 | 0 | 0 | 5.093e-07 | 7.9178e-10 | 2.1437e-07 | 1.7956e-07 | 9.8319e-09 | 0 | 0 | 5.0106e-10 | 2.5527e-09 | 0 | 0 | 0 | 0.00011818 | 0.00060131
1851 | 0 | 5.3214e-07 | 1.1998e-10 | 0 | 0 | 5.0998e-07 | 0 | 6.8759e-08 | 2.1854e-07 | 0 | 0 | 0 | 4.6527e-10 | 0 | 0 | 0 | 0 | 0.00012608 | 0.00049598
1852 | 0 | 5.7856e-07 | 0 | 0 | 0 | 5.1066e-07 | 0 | 5.7781e-10 | 3.8034e-08 | 0 | 1.1548e-09 | 0 | 4.4737e-10 | 0 | 0 | 0 | 0 | 0.00010346 | 0.00047493
1853 | 0 | 5.7856e-07 | 1.1998e-10 | 0 | 0 | 1.9295e-07 | 0 | 0 | 0 | 8.3571e-09 | 0 | 6.4604e-10 | 7.4264e-10 | 3.8678e-11 | 0 | 0 | 0 | 6.3792e-05 | 0.00045101
1854 | 2.5089e-06 | 1.8111e-06 | 8.8666e-07 | 1.102e-06 | 4.5311e-07 | 1.957e-06 | 1.0283e-06 | 1.856e-06 | 2.0697e-06 | 7.0715e-07 | 5.215e-07 | 9.9017e-07 | 1.4758e-06 | 9.9928e-07 | 8.0577e-07 | 1.0662e-06 | 2.8874e-06 | 4.93e-05 | 0.00037687
1855 | 6.8096e-05 | 5.0771e-05 | 5.3918e-05 | 4.6165e-05 | 5.2018e-05 | 5.7452e-05 | 5.2332e-05 | 5.548e-05 | 6.2497e-05 | 5.5339e-05 | 4.295e-05 | 6.0763e-05 | 7.3072e-05 | 4.7844e-05 | 4.9983e-05 | 5.0501e-05 | 7.0631e-05 | 3.1598e-05 | 0.00027311
1856 | 0.00020828 | 0.00017537 | 0.00018349 | 0.00016179 | 0.00019986 | 0.0001923 | 0.00019148 | 0.00018824 | 0.00020891 | 0.00020969 | 0.00016768 | 0.0002096 | 0.0002785 | 0.00016412 | 0.00020616 | 0.00016818 | 0.00022822 | 1.2326e-05 | 0.00014308
1857 | 0.00035167 | 0.00031831 | 0.00031824 | 0.00028339 | 0.0003643 | 0.00034272 | 0.00034442 | 0.00033673 | 0.00036483 | 0.0003792 | 0.00030283 | 0.00036659 | 0.00050091 | 0.00028409 | 0.00037568 | 0.00031405 | 0.00036523 | 2.7495e-05 | 8.006e-05
1858 | 0.00044378 | 0.0004087 | 0.00041493 | 0.00037662 | 0.00049007 | 0.00043235 | 0.00044342 | 0.0004367 | 0.00044665 | 0.00049853 | 0.00040568 | 0.0004558 | 0.00065509 | 0.00036633 | 0.00049165 | 0.00045127 | 0.00043713 | 2.4368e-05 | 5.7274e-05
1859 | 0.00049853 | 0.00047228 | 0.0004876 | 0.00043088 | 0.00057096 | 0.00049843 | 0.00050915 | 0.0005043 | 0.00050803 | 0.00057473 | 0.0004744 | 0.00052394 | 0.00075345 | 0.00043468 | 0.00057176 | 0.00051894 | 0.00050742 | 1.7331e-05 | 5.5293e-05
1860 | 0.00051253 | 0.00052786 | 0.00054833 | 0.0004601 | 0.00061349 | 0.00054331 | 0.00054389 | 0.00054414 | 0.000549 | 0.0006028 | 0.00052799 | 0.00056321 | 0.00079209 | 0.00049776 | 0.00060316 | 0.00056828 | 0.00056134 | 1.6228e-05 | 4.0817e-05
1861 | 0.00051461 | 0.00056995 | 0.00056839 | 0.00046485 | 0.00060018 | 0.00056031 | 0.00056131 | 0.00053977 | 0.00056919 | 0.00059752 | 0.00053369 | 0.00057842 | 0.00076744 | 0.00056978 | 0.00059248 | 0.00055848 | 0.00055509 | 3.964e-05 | 4.5344e-05
1862 | 0.00045892 | 0.00054406 | 0.00052725 | 0.0004323 | 0.00054672 | 0.0005236 | 0.00051503 | 0.00050387 | 0.0005382 | 0.00055257 | 0.00049133 | 0.00054276 | 0.00068656 | 0.00054243 | 0.00053592 | 0.00051434 | 0.00048472 | 6.4593e-05 | 3.4201e-05
1863 | 0.00036544 | 0.00043585 | 0.00042024 | 0.0003477 | 0.00043576 | 0.00041868 | 0.00040589 | 0.00040639 | 0.00043055 | 0.00044574 | 0.00041173 | 0.00044774 | 0.00052794 | 0.00043629 | 0.00042498 | 0.00042037 | 0.00036191 | 7.0534e-05 | 3.3104e-05
1864 | 0.00023207 | 0.00030099 | 0.00026989 | 0.00023996 | 0.00026905 | 0.0002723 | 0.00026322 | 0.00026448 | 0.00028074 | 0.00024623 | 0.00032449 | 0.000294 | 0.00032312 | 0.00031028 | 0.00027721 | 0.00029221 | 0.00023412 | 7.3902e-05 | 5.6421e-05
1865 | 9.1671e-05 | 0.00015545 | 0.00014433 | 9.1854e-05 | 7.913e-05 | 0.0001144 | 0.00011372 | 0.0001087 | 0.00013859 | 9.2831e-05 | 0.00016971 | 0.00013226 | 8.9786e-05 | 0.00019737 | 9.9034e-05 | 0.00012025 | 8.6712e-05 | 8.4669e-05 | 2.4554e-05
1866 | 2.2776e-05 | 0.00010048 | 8.6359e-05 | 4.6598e-05 | 6.5809e-06 | 6.6446e-05 | 4.5224e-05 | 4.3727e-05 | 8.2149e-05 | 3.6704e-05 | 9.0972e-05 | 6.3513e-05 | 1.7427e-05 | 0.00014928 | 1.2236e-05 | 5.1229e-05 | 7.5228e-06 | 8.2749e-05 | 2.1584e-05
1867 | 1.8484e-05 | 9.1868e-05 | 6.6783e-05 | 3.4268e-05 | 0 | 6.672e-05 | 3.7827e-05 | 4.1883e-05 | 9.0468e-05 | 2.5763e-05 | 4.8354e-05 | 5.7789e-05 | 1.6781e-05 | 0.00012998 | 7.3958e-06 | 4.2325e-05 | 5.7267e-06 | 8.9868e-05 | 4.5042e-05
1868 | 1.4917e-05 | 6.2215e-05 | 4.0573e-05 | 1.0134e-05 | 0 | 5.9073e-05 | 3.882e-05 | 3.3422e-05 | 7.7806e-05 | 1.2559e-05 | 3.4397e-05 | 4.6498e-05 | 1.5075e-05 | 0.00010051 | 7.4466e-06 | 2.025e-05 | 5.8363e-06 | 8.5968e-05 | 4.497e-05
1869 | 5.7052e-06 | 2.5243e-05 | 1.5856e-05 | 2.5968e-06 | 0 | 3.5344e-05 | 2.3659e-05 | 2.1889e-05 | 5.0035e-05 | 9.052e-06 | 1.5234e-05 | 2.46e-05 | 9.5775e-06 | 2.5738e-05 | 7.4574e-06 | 1.3499e-05 | 5.1635e-06 | 8.6183e-05 | 9.6156e-06
1870 | 3.1056e-07 | 1.4615e-05 | 6.1016e-06 | 0 | 0 | 1.0662e-05 | 1.3075e-05 | 1.1017e-05 | 2.0872e-05 | 4.9218e-06 | 6.9289e-08 | 1.1323e-05 | 2.0811e-06 | 4.441e-06 | 6.6818e-06 | 0 | 1.8488e-06 | 8.335e-05 | 2.6762e-06
1871 | 1.4588e-07 | 6.3827e-06 | 1.3135e-06 | 0 | 0 | 1.66e-06 | 5.7262e-06 | 2.579e-06 | 4.8189e-06 | 1.8504e-06 | 0 | 3.0302e-06 | 6.0843e-10 | 1.1135e-06 | 3.9688e-07 | 0 | 2.2539e-07 | 9.8234e-05 | 2.3562e-05
1872 | 0 | 1.4116e-06 | 4.3038e-07 | 0 | 0 | 1.2989e-07 | 3.245e-07 | 6.4176e-07 | 8.0253e-07 | 0 | 0 | 2.7403e-07 | 6.2632e-10 | 1.9261e-07 | 0 | 0 | 0 | 0.00010842 | 3.5913e-05
1873 | 0 | 0 | 2.1538e-07 | 0 | 0 | 4.3217e-08 | 8.7737e-08 | 2.1494e-07 | 3.0469e-07 | 0 | 0 | 9.1594e-08 | 2.0669e-09 | 3.3932e-08 | 0 | 0 | 0 | 0.00011141 | 3.9261e-05
1874 | 0 | 0 | 7.9185e-09 | 0 | 0 | 0 | 0 | 2.1437e-07 | 2.8726e-07 | 0 | 0 | 1.5864e-08 | 6.8895e-10 | 3.8678e-11 | 0 | 0 | 0 | 0.00013882 | 3.8218e-05
1875 | 0 | 5.3126e-07 | 1.1998e-10 | 0 | 0 | 0 | 0 | 1.2423e-07 | 6.7019e-08 | 0 | 0 | 0 | 9.5738e-10 | 2.5785e-11 | 0 | 0 | 0 | 0.00017404 | 6.3969e-05
1876 | 0 | 5.7856e-07 | 1.4397e-10 | 0 | 0 | 0 | 0 | 4.0447e-09 | 4.713e-10 | 0 | 1.1548e-09 | 1.2921e-09 | 4.4737e-10 | 0 | 0 | 0 | 0 | 0.00016886 | 7.8632e-05
1877 | 0 | 5.7813e-07 | 0 | 0 | 0 | 0 | 0 | 0 | 0 | 0 | 0 | 0 | 4.6527e-10 | 0 | 0 | 0 | 0 | 0.00019868 | 0.00011198
1878 | 4.5635e-07 | 6.7585e-07 | 2.9926e-08 | 6.7006e-08 | 0 | 5.0377e-07 | 2.4365e-07 | 3.9376e-07 | 6.0103e-07 | 4.7832e-08 | 1.7433e-07 | 1.0289e-07 | 5.7727e-08 | 1.562e-07 | 1.6043e-07 | 2.9051e-08 | 4.6257e-07 | 0.00021385 | 6.4777e-05
1879 | 2.4084e-05 | 1.1256e-05 | 1.305e-05 | 5.8985e-06 | 4.254e-06 | 2.4736e-05 | 2.0201e-05 | 2.0578e-05 | 3.3737e-05 | 2.6298e-05 | 2.0418e-05 | 1.1248e-05 | 9.1272e-06 | 2.235e-05 | 2.33e-05 | 7.5893e-06 | 1.7553e-05 | 0.00023727 | 0.0001025
1880 | 7.1137e-05 | 4.0112e-05 | 5.1011e-05 | 2.0616e-05 | 7.3339e-05 | 6.6016e-05 | 7.3378e-05 | 6.3946e-05 | 0.00011201 | 9.4248e-05 | 0.00010369 | 7.4825e-05 | 6.7755e-05 | 8.362e-05 | 9.6476e-05 | 7.1104e-05 | 6.9999e-05 | 0.00025653 | 0.0001032
1881 | 0.00013277 | 0.00011105 | 0.00019134 | 5.5133e-05 | 0.00011294 | 0.00012306 | 0.00014808 | 0.00015013 | 0.00018471 | 0.00022675 | 0.00019597 | 0.00024981 | 0.00033398 | 0.00021075 | 0.00020499 | 0.0001096 | 0.00016366 | 0.0002898 | 5.2498e-05
1882 | 0.00032526 | 0.00018304 | 0.00010212 | 0.00016859 | 0.00037017 | 0.00025701 | 0.00011564 | 0.00030018 | 0.00019257 | 0.00045583 | 6.9811e-05 | 0.00029682 | 0.00058754 | 0.00033406 | 7.5442e-05 | 0.00024372 | 0.00022962 | 0.00034275 | 8.7557e-05
1883 | 0.0004056 | 0.00011666 | 0.0001878 | 0.00042635 | 0.00019159 | 0.00037841 | 8.4861e-05 | 0.00041221 | 0.0001841 | 0.0005236 | 0.00024533 | 0.00026383 | 0.00065723 | 0.00035525 | 0.00014625 | 0.00011633 | 0.00028483 | 0.00032232 | 0.00027141
1884 | 0.00052238 | 5.8713e-05 | 0.00030009 | 0.00042699 | 0.0001078 | 0.00031263 | 0.00016124 | 0.00048206 | 0.00012139 | 0.00031842 | 0.00034256 | 0.00025577 | 0.00074972 | 0.00036087 | 0.00015613 | 0.0001133 | 0.00050115 | 0.00029947 | 0.000107
1885 | 0.00052541 | 0.00015073 | 0.00032934 | 0.00024713 | 0.00022593 | 0.00020044 | 0.0002312 | 0.00037224 | 9.5626e-05 | 9.7106e-05 | 0.00036558 | 0.00021302 | 0.00080634 | 0.00027262 | 0.00029407 | 0.00024539 | 0.00054122 | 0.00027887 | 4.8588e-05
1886 | 0.00045241 | 0.00016684 | 0.00036665 | 0.00028875 | 0.00023544 | 0.00018799 | 0.00027945 | 0.00022041 | 0.00010521 | 0.00014221 | 0.00039368 | 0.00027905 | 0.00073862 | 0.00028142 | 0.00039977 | 0.00032374 | 0.00034766 | 0.00029828 | 0.00014829
1887 | 0.00024306 | 0.00020662 | 0.00033934 | 0.00022673 | 0.00019265 | 0.0002081 | 0.00025291 | 0.00016906 | 9.3155e-05 | 0.00035662 | 0.00042449 | 0.00031067 | 0.00048514 | 0.00033436 | 0.00033447 | 0.00030047 | 0.00019941 | 0.00032074 | 0.0004025
1888 | 0.00016782 | 0.00022154 | 0.00019818 | 0.00013735 | 0.00020408 | 0.00014898 | 0.00020491 | 0.00016475 | 0.00010187 | 0.00026146 | 0.00033148 | 0.00024738 | 0.00018677 | 0.0003206 | 0.00028004 | 0.0002599 | 0.00018632 | 0.00036119 | 0.00045185
1889 | 7.1549e-05 | 0.00014338 | 0.00011181 | 9.0808e-05 | 0.00011106 | 8.6269e-05 | 9.4304e-05 | 9.9119e-05 | 6.5317e-05 | 0.00013223 | 0.00017351 | 0.00011855 | 7.8085e-05 | 0.00022373 | 8.9677e-05 | 0.00014171 | 5.6347e-05 | 0.00037713 | 0.00047621
1890 | 2.5387e-05 | 3.6162e-05 | 7.657e-05 | 3.7521e-05 | 9.011e-06 | 6.2451e-05 | 2.357e-05 | 4.9372e-05 | 3.3664e-05 | 3.6065e-05 | 6.1144e-05 | 5.4162e-05 | 2.2949e-05 | 0.00015403 | 1.1301e-05 | 2.5017e-05 | 9.3303e-06 | 0.00036159 | 0.00057763
1891 | 1.9786e-05 | 7.6699e-06 | 4.2206e-05 | 2.0444e-05 | 0 | 5.499e-05 | 1.3123e-05 | 3.8503e-05 | 2.3185e-05 | 1.4313e-05 | 4.0452e-05 | 3.3644e-05 | 1.6816e-05 | 0.0001282 | 7.4248e-06 | 3.76e-06 | 5.8714e-06 | 0.00037665 | 0.0006616
1892 | 1.4393e-05 | 8.3757e-06 | 1.269e-05 | 6.9008e-06 | 0 | 3.7439e-05 | 1.3517e-05 | 2.7552e-05 | 1.3664e-05 | 1.0942e-05 | 1.6431e-05 | 1.753e-05 | 1.4889e-05 | 0.0001052 | 5.0979e-06 | 0 | 6.0116e-06 | 0.00037728 | 0.00069607
1893 | 2.5109e-06 | 4.7921e-06 | 6.6455e-06 | 2.2635e-06 | 0 | 1.2636e-05 | 9.6401e-06 | 1.6649e-05 | 5.8615e-06 | 7.82e-06 | 4.3652e-06 | 6.4708e-06 | 9.6694e-06 | 2.7874e-05 | 1.8123e-08 | 0 | 4.558e-06 | 0.0003652 | 0.00072306
1894 | 3.1081e-07 | 2.0554e-07 | 2.7524e-06 | 0 | 0 | 3.1378e-06 | 9.1547e-06 | 6.0747e-06 | 1.305e-06 | 1.9231e-06 | 6.9289e-08 | 1.4844e-06 | 1.9701e-06 | 3.3598e-06 | 0 | 0 | 5.5096e-08 | 0.0003734 | 0.0007083
1895 | 1.4242e-07 | 0 | 5.0839e-07 | 0 | 0 | 8.5012e-07 | 1.4296e-06 | 1.183e-06 | 1.815e-07 | 0 | 0 | 1.5672e-07 | 8.0527e-10 | 5.1492e-07 | 0 | 0 | 0 | 0.00036246 | 0.00068715
1896 | 0 | 0 | 4.6335e-08 | 0 | 0 | 1.5726e-08 | 1.9378e-08 | 1.1094e-07 | 2.3329e-08 | 0 | 0 | 5.2078e-08 | 8.2316e-10 | 2.0459e-08 | 0 | 0 | 0 | 0.00033696 | 0.00065631
1897 | 0 | 0 | 1.3437e-09 | 0 | 0 | 8.5594e-09 | 0 | 0 | 0 | 0 | 1.1548e-09 | 1.2203e-09 | 2.4158e-09 | 4.9852e-10 | 0 | 0 | 0 | 0.00032593 | 0.00062671
1898 | 0 | 0 | 0 | 0 | 0 | 0 | 0 | 0 | 9.0207e-08 | 0 | 0 | 0 | 1.0469e-09 | 2.5785e-11 | 0 | 0 | 0 | 0.00030502 | 0.00058887
1899 | 0 | 5.3083e-07 | 1.4397e-10 | 0 | 0 | 0 | 0 | 0 | 0 | 0 | 0 | 0 | 8.1422e-10 | 0 | 0 | 0 | 0 | 0.00027598 | 0.00053026
1900 | 0 | 1.3752e-07 | 0 | 0 | 0 | 0 | 0 | 0 | 0 | 0 | 0 | 0 | 5.7264e-10 | 3.8678e-11 | 0 | 0 | 0 | 0.00025353 | 0.00051042
1901 | 0 | 0 | 0 | 0 | 0 | 0 | 0 | 0 | 2.5592e-08 | 0 | 0 | 0 | 5.1895e-10 | 0 | 0 | 0 | 0 | 0.00024348 | 0.00060446
1902 | 2.9688e-06 | 1.266e-06 | 1.0813e-06 | 9.5411e-07 | 4.7111e-07 | 1.0651e-06 | 1.1074e-06 | 2.1593e-06 | 3.0242e-07 | 5.6989e-07 | 5.6956e-07 | 9.7921e-07 | 1.3574e-06 | 9.495e-07 | 8.4238e-07 | 8.4922e-07 | 2.9064e-06 | 0.00021514 | 0.00061992
1903 | 7.7172e-05 | 4.2349e-05 | 5.238e-05 | 4.3655e-05 | 4.0827e-05 | 4.1434e-05 | 5.3162e-05 | 5.9136e-05 | 9.8761e-06 | 5.4667e-05 | 4.5271e-05 | 5.6329e-05 | 4.9979e-05 | 4.5779e-05 | 5.0057e-05 | 4.5973e-05 | 7.2665e-05 | 0.0002048 | 0.00067797
1904 | 0.00023244 | 0.00014325 | 0.00018626 | 0.00016633 | 0.00019021 | 0.0001562 | 0.0001942 | 0.0002007 | 4.6624e-05 | 0.00021969 | 0.00017266 | 0.00020397 | 0.0001814 | 0.00015455 | 0.00020723 | 0.00016416 | 0.00023928 | 0.00019047 | 0.00068551
1905 | 0.00038229 | 0.0002681 | 0.00032818 | 0.00029123 | 0.00034075 | 0.0002895 | 0.00034336 | 0.00035397 | 0.00011059 | 0.00037221 | 0.00031768 | 0.0003613 | 0.00035912 | 0.00026857 | 0.00039073 | 0.00031407 | 0.00040426 | 0.00020078 | 0.00068523
1906 | 0.00048798 | 0.00036656 | 0.0004282 | 0.00040008 | 0.00049924 | 0.00038264 | 0.00041217 | 0.00046289 | 0.00016849 | 0.00043266 | 0.00040892 | 0.0004616 | 0.0005429 | 0.00035346 | 0.00048165 | 0.0004436 | 0.00051709 | 0.00020701 | 0.00061772
1907 | 0.00052516 | 0.00040247 | 0.00049283 | 0.00042223 | 0.00053766 | 0.00044226 | 0.00041535 | 0.00051916 | 0.00021956 | 0.00055832 | 0.00044985 | 0.0005295 | 0.00068536 | 0.00042022 | 0.00041031 | 0.00049989 | 0.00056909 | 0.00019771 | 0.00036575
1908 | 0.00055905 | 0.00041334 | 0.00054215 | 0.00039297 | 0.00058109 | 0.00044162 | 0.00043644 | 0.000551 | 0.00024207 | 0.00064371 | 0.00048847 | 0.0005201 | 0.00077912 | 0.00047403 | 0.00042346 | 0.00053022 | 0.00049783 | 0.00019274 | 0.00014109
1909 | 0.00054525 | 0.00045574 | 0.00057477 | 0.00041361 | 0.00055755 | 0.00045131 | 0.00044397 | 0.0005564 | 0.00029453 | 0.00059724 | 0.00050498 | 0.00050116 | 0.0007938 | 0.00056793 | 0.00048041 | 0.0005108 | 0.00049736 | 0.00020046 | 0.00010039
1910 | 0.00045674 | 0.00044742 | 0.00054198 | 0.00041644 | 0.00052006 | 0.00043449 | 0.00041363 | 0.00051422 | 0.00027768 | 0.00056143 | 0.00048684 | 0.00052917 | 0.00070235 | 0.00053936 | 0.00044212 | 0.00050827 | 0.00042425 | 0.00020442 | 0.00025271
1911 | 0.00036311 | 0.00037841 | 0.00043952 | 0.00033875 | 0.00046733 | 0.00037706 | 0.00036063 | 0.00042786 | 0.00025319 | 0.0004999 | 0.00043824 | 0.00046671 | 0.00058264 | 0.00043227 | 0.00037111 | 0.0004479 | 0.00035457 | 0.00021624 | 0.00041434
1912 | 0.00024617 | 0.00028715 | 0.0003186 | 0.0002597 | 0.00031039 | 0.00027128 | 0.00025928 | 0.00029449 | 0.00019581 | 0.0003538 | 0.0003579 | 0.00034282 | 0.00038092 | 0.00035857 | 0.00025694 | 0.00033233 | 0.00025171 | 0.00020712 | 0.00056816
1913 | 0.00011078 | 0.00018197 | 0.00018775 | 0.00012191 | 0.00013301 | 0.00013265 | 0.00013232 | 0.00013828 | 0.00011416 | 0.00016839 | 0.00020786 | 0.00017703 | 0.00016608 | 0.00023276 | 0.00010584 | 0.00016932 | 9.808e-05 | 0.00018786 | 0.00060267
1914 | 2.7087e-05 | 0.00010768 | 9.339e-05 | 4.9799e-05 | 1.191e-05 | 6.9667e-05 | 4.7884e-05 | 5.1464e-05 | 6.3687e-05 | 4.6193e-05 | 9.9649e-05 | 6.8983e-05 | 2.8875e-05 | 0.00015429 | 1.4623e-05 | 5.6003e-05 | 1.0439e-05 | 0.00015879 | 0.00057265
1915 | 1.9864e-05 | 8.7373e-05 | 7.6951e-05 | 3.5809e-05 | 0 | 6.5128e-05 | 3.8906e-05 | 4.7464e-05 | 6.3102e-05 | 2.784e-05 | 5.0021e-05 | 5.9474e-05 | 1.7131e-05 | 0.00013135 | 7.4302e-06 | 4.2308e-05 | 5.8753e-06 | 0.00013509 | 0.00053117
1916 | 1.6768e-05 | 5.6572e-05 | 4.6634e-05 | 1.1615e-05 | 0 | 5.6811e-05 | 4.0501e-05 | 3.6234e-05 | 5.0156e-05 | 1.5214e-05 | 3.6614e-05 | 4.893e-05 | 1.5315e-05 | 0.00010325 | 7.4919e-06 | 2.067e-05 | 6.0194e-06 | 0.00012265 | 0.00044933
1917 | 6.6157e-06 | 2.7558e-05 | 1.9761e-05 | 2.0199e-06 | 0 | 3.3651e-05 | 2.4105e-05 | 2.4077e-05 | 3.5047e-05 | 9.5694e-06 | 1.4468e-05 | 2.7856e-05 | 9.9127e-06 | 3.6504e-05 | 7.4882e-06 | 1.6016e-05 | 5.4429e-06 | 0.00011792 | 0.00034355
1918 | 3.1056e-07 | 1.3602e-05 | 5.9316e-06 | 0 | 0 | 1.0213e-05 | 1.2313e-05 | 1.0612e-05 | 9.9365e-06 | 4.881e-06 | 6.9289e-08 | 1.1199e-05 | 1.877e-06 | 4.7745e-06 | 6.6927e-06 | 0 | 2.2122e-06 | 0.00010774 | 0.00032243
1919 | 1.4588e-07 | 6.1056e-06 | 1.3726e-06 | 0 | 0 | 1.7911e-06 | 4.8014e-06 | 2.3065e-06 | 3.2e-07 | 1.6744e-06 | 0 | 3.2234e-06 | 8.2316e-10 | 9.9732e-07 | 3.5339e-07 | 0 | 7.5131e-08 | 0.00010901 | 0.00027276
1920 | 0 | 1.0497e-06 | 4.7635e-07 | 0 | 0 | 9.9534e-08 | 2.0973e-07 | 4.3175e-07 | 3.1388e-08 | 1.8681e-08 | 0 | 3.5606e-07 | 7.8737e-10 | 1.4426e-07 | 0 | 0 | 0 | 0.00011026 | 0.00017273
1921 | 0 | 0 | 2.1034e-07 | 0 | 0 | 3.9581e-08 | 5.8842e-08 | 0 | 2.3565e-10 | 1.7206e-08 | 0 | 9.66e-08 | 2.1742e-09 | 3.1106e-08 | 0 | 0 | 0 | 9.8646e-05 | 0.00017879
1922 | 0 | 0 | 7.6785e-09 | 0 | 0 | 0 | 0 | 0 | 0 | 9.3403e-09 | 0 | 3.2797e-08 | 1.4495e-09 | 6.4463e-11 | 0 | 0 | 0 | 9.1146e-05 | 0.00021198
1923 | 0 | 5.317e-07 | 0 | 0 | 0 | 0 | 0 | 0 | 1.7202e-08 | 0 | 0 | 2.648e-08 | 8.2316e-10 | 0 | 0 | 0 | 0 | 9.3291e-05 | 0.0002112
1924 | 0 | 5.7856e-07 | 2.6395e-10 | 0 | 0 | 0 | 0 | 0 | 0 | 0 | 0 | 1.7109e-08 | 8.2316e-10 | 0 | 0 | 0 | 0 | 9.2325e-05 | 0.00019222
1925 | 0 | 5.79e-07 | 0 | 0 | 0 | 0 | 0 | 0 | 0 | 0 | 1.1548e-09 | 1.2921e-09 | 9.6632e-10 | 3.8678e-11 | 0 | 0 | 0 | 8.8637e-05 | 0.00020945
1926 | 3.5695e-06 | 2.2684e-06 | 1.1812e-06 | 1.5749e-06 | 5.5446e-07 | 2.6283e-06 | 1.5405e-06 | 2.2488e-06 | 2.2845e-06 | 1.1632e-06 | 9.006e-07 | 1.4664e-06 | 2.4421e-06 | 1.5645e-06 | 9.4582e-07 | 1.3443e-06 | 3.8921e-06 | 7.4484e-05 | 0.00019166
1927 | 8.3879e-05 | 5.5425e-05 | 5.966e-05 | 5.3895e-05 | 5.7454e-05 | 6.2637e-05 | 5.6595e-05 | 6.4771e-05 | 5.8637e-05 | 6.4684e-05 | 4.7938e-05 | 6.9762e-05 | 9.0138e-05 | 5.5599e-05 | 5.4513e-05 | 5.2812e-05 | 8.2405e-05 | 5.8256e-05 | 0.00018122
1928 | 0.00024036 | 0.00018375 | 0.0001915 | 0.00017647 | 0.00021083 | 0.00020309 | 0.00019893 | 0.00021652 | 0.00018615 | 0.00022894 | 0.00016682 | 0.00022222 | 0.00032672 | 0.00017769 | 0.00021114 | 0.00017546 | 0.00025292 | 3.9319e-05 | 0.0001856
1929 | 0.00038676 | 0.00032436 | 0.00032071 | 0.00030399 | 0.00037434 | 0.00035486 | 0.00034962 | 0.00037052 | 0.00032624 | 0.00039461 | 0.00030553 | 0.00035853 | 0.00056085 | 0.00029971 | 0.00037736 | 0.00031568 | 0.00041338 | 4.8062e-05 | 0.00013464
1930 | 0.00049058 | 0.00042075 | 0.00042283 | 0.00039852 | 0.00050052 | 0.00044669 | 0.00045238 | 0.00046959 | 0.00040629 | 0.00048773 | 0.00041497 | 0.00038591 | 0.00072376 | 0.00038408 | 0.00050142 | 0.0004233 | 0.00052091 | 4.4648e-05 | 0.00011408
1931 | 0.00055177 | 0.00047633 | 0.00049891 | 0.00045677 | 0.00058857 | 0.00051404 | 0.00051994 | 0.00053281 | 0.00046566 | 0.00057574 | 0.00048069 | 0.00051162 | 0.00082462 | 0.00046381 | 0.00058798 | 0.00046801 | 0.00058683 | 4.1556e-05 | 7.5761e-05
1932 | 0.00057354 | 0.00054015 | 0.00056453 | 0.0004811 | 0.00062786 | 0.0005559 | 0.00055861 | 0.0005902 | 0.00049235 | 0.00064187 | 0.00052883 | 0.00058879 | 0.0008609 | 0.0005604 | 0.00061732 | 0.0005493 | 0.0006073 | 3.4094e-05 | 2.2171e-05
1933 | 0.00055779 | 0.00057995 | 0.00058807 | 0.00048843 | 0.00059652 | 0.00056028 | 0.00056719 | 0.00058779 | 0.00048248 | 0.00063895 | 0.00053254 | 0.00060635 | 0.00083152 | 0.0006298 | 0.00060802 | 0.00057741 | 0.00057693 | 2.9833e-05 | 2.4719e-05
1934 | 0.00050098 | 0.00054279 | 0.00054647 | 0.00045463 | 0.00054809 | 0.0005091 | 0.00052175 | 0.00054442 | 0.00042897 | 0.00058833 | 0.0005025 | 0.00057452 | 0.00077626 | 0.00058079 | 0.00055987 | 0.00053428 | 0.00051027 | 2.6978e-05 | 5.0364e-05
1935 | 0.00039236 | 0.00044363 | 0.00045254 | 0.00037075 | 0.00038322 | 0.00039713 | 0.00043404 | 0.00044267 | 0.00034761 | 0.0004867 | 0.00043866 | 0.00047759 | 0.00062989 | 0.00047634 | 0.00045816 | 0.00040897 | 0.00040007 | 2.5683e-05 | 4.5804e-05
1936 | 0.00025178 | 0.00032672 | 0.00032133 | 0.0002651 | 0.00027417 | 0.00026687 | 0.00029774 | 0.00029899 | 0.00024446 | 0.00034427 | 0.00035083 | 0.00033908 | 0.00042035 | 0.00036637 | 0.00030623 | 0.00032459 | 0.00025697 | 2.0112e-05 | 2.3828e-05
1937 | 0.00010755 | 0.00018969 | 0.00018095 | 0.00012202 | 0.00012142 | 0.00013348 | 0.00014114 | 0.00013762 | 0.0001414 | 0.00016151 | 0.00019892 | 0.00017242 | 0.00018336 | 0.00024193 | 0.00012387 | 0.00016245 | 9.8256e-05 | 2.0774e-05 | 6.7786e-06
1938 | 2.6895e-05 | 0.00010422 | 8.7524e-05 | 4.9699e-05 | 1.1508e-05 | 7.0116e-05 | 4.6421e-05 | 5.0682e-05 | 7.8738e-05 | 4.6082e-05 | 8.286e-05 | 6.7759e-05 | 3.1622e-05 | 0.00015556 | 1.5024e-05 | 5.4737e-05 | 1.1034e-05 | 2.2075e-05 | 2.006e-05
1939 | 1.985e-05 | 9.4379e-05 | 7.6829e-05 | 3.5862e-05 | 0 | 6.6006e-05 | 4.1016e-05 | 4.7416e-05 | 8.4243e-05 | 2.7587e-05 | 4.9967e-05 | 6.0095e-05 | 1.7169e-05 | 0.00013323 | 7.4284e-06 | 4.2237e-05 | 5.4751e-06 | 2.3421e-05 | 3.2315e-05
1940 | 1.689e-05 | 6.6009e-05 | 4.7009e-05 | 1.2009e-05 | 0 | 5.7683e-05 | 4.106e-05 | 3.6959e-05 | 7.3068e-05 | 1.4929e-05 | 3.648e-05 | 4.9164e-05 | 1.6148e-05 | 0.00011491 | 7.49e-06 | 2.0262e-05 | 5.6298e-06 | 3.1766e-05 | 3.1002e-05
1941 | 6.7614e-06 | 2.7998e-05 | 1.9608e-05 | 2.4785e-06 | 0 | 3.3528e-05 | 2.1861e-05 | 2.4996e-05 | 4.8748e-05 | 1.1016e-05 | 1.6579e-05 | 2.7555e-05 | 1.0237e-05 | 4.5686e-05 | 7.481e-06 | 1.4787e-05 | 5.164e-06 | 3.807e-05 | 3.2173e-05
1942 | 3.1081e-07 | 1.5022e-05 | 6.0717e-06 | 0 | 0 | 1.0527e-05 | 1.3402e-05 | 1.1669e-05 | 2.0467e-05 | 6.1838e-06 | 6.9289e-08 | 1.1859e-05 | 2.1208e-06 | 5.1865e-06 | 6.7362e-06 | 0 | 2.2812e-06 | 4.8465e-05 | 9.4215e-05
1943 | 1.4613e-07 | 6.3854e-06 | 1.4754e-06 | 0 | 0 | 2.0262e-06 | 5.2363e-06 | 2.3869e-06 | 4.6635e-06 | 1.8297e-06 | 1.1548e-09 | 3.7273e-06 | 8.0527e-10 | 9.9424e-07 | 4.0957e-07 | 0 | 1.8032e-07 | 4.9255e-05 | 0.00018389
1944 | 0 | 1.4054e-06 | 4.8526e-07 | 0 | 0 | 1.1078e-07 | 2.5732e-07 | 4.2834e-07 | 6.8495e-07 | 1.7697e-08 | 0 | 4.1846e-07 | 8.0527e-10 | 1.596e-07 | 0 | 0 | 0 | 5.8107e-05 | 0.00019568
1945 | 0 | 0 | 2.168e-07 | 0 | 0 | 4.2763e-08 | 8.8179e-08 | 0 | 5.4435e-08 | 0 | 0 | 1.2857e-07 | 3.3195e-09 | 3.2376e-08 | 0 | 0 | 0 | 8.0443e-05 | 0.00015967
1946 | 0 | 0 | 8.5183e-09 | 0 | 0 | 0 | 8.1678e-10 | 0 | 1.7754e-07 | 0 | 0 | 4.341e-08 | 1.2347e-09 | 5.1571e-11 | 0 | 0 | 0 | 8.8886e-05 | 0.00019159
1947 | 0 | 5.3126e-07 | 1.1998e-10 | 0 | 0 | 0 | 0 | 0 | 1.9458e-07 | 0 | 0 | 4.9939e-08 | 1.0826e-09 | 2.5785e-11 | 0 | 0 | 0 | 0.00010875 | 0.00017406
1948 | 0 | 5.7856e-07 | 0 | 0 | 0 | 0 | 0 | 0 | 2.003e-08 | 0 | 0 | 1.9582e-08 | 1.0379e-09 | 0 | 0 | 0 | 0 | 0.0001283 | 0.00019004
1949 | 0 | 5.7856e-07 | 1.4397e-10 | 0 | 0 | 0 | 0 | 0 | 0 | 0 | 0 | 0 | 1.1363e-09 | 2.5785e-11 | 0 | 0 | 0 | 0.00012395 | 0.0002728
1950 | 1.611e-06 | 2.026e-06 | 1.545e-06 | 1.2311e-06 | 6.5235e-07 | 1.4287e-06 | 2.1438e-06 | 1.9389e-06 | 2.081e-06 | 8.1053e-07 | 1.1251e-06 | 1.0508e-06 | 2.5028e-06 | 8.3391e-07 | 2.4004e-06 | 1.5036e-06 | 1.9125e-06 | 0.00013002 | 0.00035891
1951 | 5.1417e-05 | 5.5382e-05 | 4.9698e-05 | 4.6114e-05 | 5.5878e-05 | 5.2041e-05 | 5.0281e-05 | 4.8409e-05 | 5.3202e-05 | 4.7824e-05 | 4.0866e-05 | 4.4793e-05 | 7.6764e-05 | 4.79e-05 | 4.4294e-05 | 5.2083e-05 | 5.6274e-05 | 0.00013495 | 0.00041467
1952 | 0.00015651 | 0.00015213 | 0.00016848 | 0.00014715 | 0.00016558 | 0.00017246 | 0.00015825 | 0.00014817 | 0.00015326 | 0.00020223 | 0.00013629 | 0.00019108 | 0.00027171 | 0.00016104 | 0.00015022 | 0.00014015 | 0.00020597 | 0.00014132 | 0.00043912
1953 | 0.000274 | 0.00026942 | 0.00030788 | 0.00018267 | 0.00035041 | 0.00025214 | 0.00029868 | 0.0002719 | 0.00023682 | 0.00037999 | 0.00028957 | 0.00034835 | 0.00048421 | 0.00027635 | 0.0003547 | 0.00029422 | 0.00025234 | 0.00018023 | 0.00055421
1954 | 0.0004109 | 0.00039181 | 0.00035948 | 0.00033034 | 0.00045428 | 0.00037564 | 0.00040282 | 0.00039586 | 0.00032047 | 0.00047975 | 0.00037639 | 0.00041853 | 0.00064637 | 0.00034352 | 0.00047595 | 0.00038447 | 0.00032776 | 0.00018842 | 0.00034498
1955 | 0.00045578 | 0.00044079 | 0.00033253 | 0.00036472 | 0.00052732 | 0.00045139 | 0.00041659 | 0.00040833 | 0.00041613 | 0.00051464 | 0.0003086 | 0.00042878 | 0.00073304 | 0.00034201 | 0.00048536 | 0.00046893 | 0.00043204 | 0.00017683 | 0.00013668
1956 | 0.00051461 | 0.00047775 | 0.00029874 | 0.00036402 | 0.00047456 | 0.00047468 | 0.0003324 | 0.00039293 | 0.00043484 | 0.0005236 | 0.00023202 | 0.00028073 | 0.00073262 | 0.0003208 | 0.00030639 | 0.00046804 | 0.00049049 | 0.00018528 | 5.73e-05
1957 | 0.00045969 | 0.00045238 | 0.00029009 | 0.0003764 | 0.00034616 | 0.00048658 | 0.00019537 | 0.00038947 | 0.00041276 | 0.00037959 | 0.00012603 | 0.00029702 | 0.00060016 | 0.00032795 | 0.00019836 | 0.00036492 | 0.00054112 | 0.00020736 | 0.00029951
1958 | 0.00038523 | 0.00028883 | 0.00014592 | 0.0004025 | 0.00014884 | 0.00046047 | 8.7704e-05 | 0.00033919 | 0.00030547 | 0.00018092 | 6.4073e-05 | 0.00020699 | 0.00032397 | 0.00020239 | 6.89e-05 | 0.00015397 | 0.00044464 | 0.00023515 | 0.00057976
1959 | 0.00025099 | 0.00010264 | 8.9134e-05 | 0.00028643 | 9.5224e-05 | 0.00030196 | 3.9252e-05 | 0.00023869 | 0.00015852 | 6.5195e-05 | 5.292e-05 | 8.0877e-05 | 9.6298e-05 | 8.375e-05 | 2.9365e-05 | 8.2094e-05 | 0.00026441 | 0.00023893 | 0.00060194
1960 | 0.00016697 | 0.00010776 | 0.0001012 | 0.00015984 | 2.9608e-05 | 0.00015041 | 4.4019e-05 | 0.00012203 | 9.3518e-05 | 4.3967e-05 | 0.00010379 | 4.9664e-05 | 3.2409e-05 | 0.00014525 | 1.2777e-05 | 7.2792e-05 | 0.00020126 | 0.00023192 | 0.00059045
1961 | 7.3433e-05 | 9.6726e-05 | 8.3385e-05 | 5.7384e-05 | 4.7219e-06 | 6.6214e-05 | 3.4373e-05 | 5.3091e-05 | 7.4031e-05 | 2.5504e-05 | 5.8457e-05 | 4.7582e-05 | 1.746e-05 | 0.00014018 | 2.6933e-06 | 5.222e-05 | 9.5242e-05 | 0.00022424 | 0.00065304
1962 | 2.1204e-05 | 9.4276e-05 | 7.8637e-05 | 4.0657e-05 | 0 | 6.3852e-05 | 3.2389e-05 | 4.2413e-05 | 7.5428e-05 | 2.9459e-05 | 2.8918e-05 | 5.4302e-05 | 1.1906e-05 | 0.00013684 | 3.2761e-06 | 4.2759e-05 | 9.7884e-06 | 0.00022703 | 0.00062341
1963 | 1.9445e-05 | 7.4187e-05 | 5.2091e-05 | 2.1732e-05 | 0 | 6.5602e-05 | 2.6231e-05 | 3.9024e-05 | 8.5347e-05 | 2.1419e-05 | 1.4834e-05 | 5.221e-05 | 1.6612e-05 | 0.00011815 | 7.4266e-06 | 3.9324e-05 | 5.8608e-06 | 0.00024523 | 0.00062381
1964 | 1.4424e-05 | 4.2231e-05 | 1.8746e-05 | 8.8413e-06 | 0 | 5.412e-05 | 2.321e-05 | 2.7731e-05 | 5.2824e-05 | 1.1395e-05 | 8.4394e-06 | 3.2624e-05 | 1.4595e-05 | 4.6309e-05 | 7.3052e-06 | 1.899e-05 | 6.0216e-06 | 0.00024444 | 0.00061475
1965 | 2.4208e-06 | 1.7606e-05 | 7.7584e-06 | 1.9985e-06 | 0 | 3.2781e-05 | 1.5888e-05 | 1.7304e-05 | 2.7337e-05 | 4.8722e-06 | 0 | 1.9593e-05 | 9.4386e-06 | 6.85e-06 | 3.6734e-06 | 0 | 5.5224e-06 | 0.00024275 | 0.0005826
1966 | 2.1462e-07 | 1.0406e-05 | 2.6776e-06 | 0 | 0 | 9.7064e-06 | 8.2539e-06 | 6.4363e-06 | 1.3332e-05 | 1.1725e-07 | 1.7322e-08 | 8.036e-06 | 1.6043e-06 | 2.2433e-06 | 0 | 0 | 1.6946e-06 | 0.00024095 | 0.00057961
1967 | 9.3959e-09 | 5.494e-06 | 7.7946e-07 | 0 | 0 | 1.7303e-06 | 2.4267e-06 | 1.7904e-06 | 3.5288e-06 | 0 | 0 | 1.3728e-06 | 1.1442e-07 | 6.6962e-07 | 0 | 0 | 3.5562e-07 | 0.00022255 | 0.00054907
1968 | 0 | 1.3241e-06 | 3.9345e-07 | 0 | 0 | 1.3461e-07 | 2.2428e-08 | 1.4994e-07 | 4.1488e-07 | 0 | 0 | 3.3847e-07 | 9.2159e-10 | 1.2088e-07 | 0 | 0 | 0 | 0.00022984 | 0.0003996
1969 | 0 | 0 | 9.7757e-08 | 0 | 0 | 4.3604e-08 | 0 | 2.4904e-08 | 2.1208e-08 | 0 | 1.1548e-09 | 5.1331e-08 | 3.57e-09 | 1.6631e-09 | 0 | 0 | 0 | 0.00024684 | 0.00033052
1970 | 0 | 0 | 1.1998e-10 | 0 | 0 | 0 | 0 | 0 | 2.8278e-08 | 0 | 0 | 5.4432e-08 | 1.1095e-09 | 3.481e-09 | 0 | 0 | 0 | 0.0002378 | 0.00034015
1971 | 0 | 5.3083e-07 | 0 | 0 | 0 | 0 | 0 | 0 | 1.6281e-07 | 0 | 0 | 2.634e-08 | 1.2974e-09 | 0 | 0 | 0 | 0 | 0.00021821 | 0.00038947
1972 | 0 | 5.7856e-07 | 0 | 0 | 0 | 0 | 0 | 0 | 4.3949e-08 | 0 | 0 | 1.7666e-08 | 1.0737e-09 | 3.8678e-11 | 0 | 0 | 0 | 0.00019855 | 0.00033661
1973 | 0 | 5.7813e-07 | 0 | 0 | 0 | 0 | 0 | 0 | 0 | 0 | 0 | 0 | 1.0737e-09 | 5.2215e-09 | 0 | 0 | 0 | 0.00018289 | 0.00035841
1974 | 3.2657e-06 | 2.1316e-06 | 3.8768e-07 | 1.8558e-06 | 7.0934e-07 | 2.4162e-06 | 6.3559e-07 | 2.5571e-06 | 2.5545e-06 | 4.7851e-07 | 3.5599e-07 | 3.1707e-07 | 1.7456e-06 | 5.75e-07 | 1.5985e-06 | 1.1936e-06 | 4.0287e-06 | 0.00016704 | 0.00016556
1975 | 6.9603e-05 | 3.5463e-05 | 2.382e-05 | 4.7336e-05 | 4.9431e-05 | 5.1523e-05 | 3.0933e-05 | 5.7778e-05 | 4.8697e-05 | 4.4648e-05 | 2.517e-05 | 2.2227e-05 | 3.0981e-05 | 2.8349e-05 | 4.3243e-05 | 5.1134e-05 | 7.2835e-05 | 0.00013135 | 6.6755e-05
1976 | 0.00019945 | 0.00011512 | 7.8756e-05 | 0.00016583 | 0.00015477 | 0.00016823 | 0.00012413 | 0.00018588 | 0.00015186 | 0.00017894 | 7.5916e-05 | 8.2162e-05 | 8.5823e-05 | 0.00010388 | 0.00012966 | 0.00014496 | 0.00021858 | 0.0001023 | 1.5273e-05
1977 | 0.00032815 | 0.00025577 | 0.00017617 | 0.00028883 | 0.0003046 | 0.00030687 | 0.00025827 | 0.00032987 | 0.0002977 | 0.00034897 | 0.00012283 | 0.00025404 | 0.00025556 | 0.00022402 | 0.00022787 | 0.00024916 | 0.00037661 | 9.429e-05 | 1.3441e-06
1978 | 0.0004265 | 0.00037577 | 0.00035761 | 0.00038145 | 0.00045177 | 0.00040779 | 0.0003744 | 0.00043119 | 0.00040695 | 0.00047079 | 0.00022363 | 0.00038892 | 0.00049261 | 0.00032634 | 0.00041105 | 0.00040626 | 0.00047803 | 7.9185e-05 | 3.7232e-07
1979 | 0.00049559 | 0.00046714 | 0.0004477 | 0.00044072 | 0.00056616 | 0.00049141 | 0.0004748 | 0.00049753 | 0.00047987 | 0.00055302 | 0.00044123 | 0.00050384 | 0.00060869 | 0.00038227 | 0.00054347 | 0.0004967 | 0.0005575 | 6.405e-05 | 6.8312e-07
1980 | 0.00052168 | 0.00050615 | 0.00049959 | 0.0004584 | 0.00061605 | 0.00053768 | 0.00052709 | 0.00053609 | 0.00052545 | 0.00057026 | 0.0005182 | 0.00053717 | 0.00058082 | 0.00041481 | 0.00061459 | 0.00055356 | 0.00058118 | 5.5655e-05 | 1.1671e-06
1981 | 0.00050844 | 0.00054797 | 0.00054575 | 0.00047389 | 0.00061619 | 0.00055824 | 0.0005513 | 0.00053474 | 0.00055932 | 0.0005682 | 0.00050916 | 0.00054384 | 0.0005527 | 0.00045879 | 0.00060299 | 0.00055114 | 0.00056006 | 3.8886e-05 | 6.5289e-06
1982 | 0.00044977 | 0.00053178 | 0.00052137 | 0.00043335 | 0.00057231 | 0.00052224 | 0.00051949 | 0.00047781 | 0.00053195 | 0.00051003 | 0.0004756 | 0.00049965 | 0.00044793 | 0.00040205 | 0.00054575 | 0.00053068 | 0.00049188 | 4.89e-05 | 1.2578e-06
1983 | 0.00034067 | 0.00043188 | 0.00041203 | 0.00032838 | 0.0004488 | 0.00041333 | 0.00042998 | 0.00036136 | 0.00044885 | 0.00036712 | 0.00043967 | 0.00035366 | 0.00023188 | 0.00032014 | 0.00044989 | 0.00041999 | 0.00034887 | 4.504e-05 | 2.9336e-06
1984 | 0.00021245 | 0.00029845 | 0.00027697 | 0.00020764 | 0.00025741 | 0.00024856 | 0.00028797 | 0.00022647 | 0.00030874 | 0.0002474 | 0.00034659 | 0.00025045 | 7.6181e-05 | 0.00027663 | 0.00029826 | 0.00027818 | 0.0001847 | 3.9385e-05 | 4.6909e-06
1985 | 8.6192e-05 | 0.00017313 | 0.00016255 | 0.00011545 | 9.3895e-05 | 0.00011341 | 0.00013782 | 0.0001133 | 0.00015128 | 0.00011057 | 0.00020548 | 0.00012499 | 3.0432e-05 | 0.00019369 | 0.00012181 | 0.00013636 | 8.1103e-05 | 5.1772e-05 | 4.5679e-06
1986 | 2.451e-05 | 0.00010148 | 8.7729e-05 | 4.8357e-05 | 1.0343e-05 | 6.9989e-05 | 5.0809e-05 | 4.9369e-05 | 8.4054e-05 | 4.1782e-05 | 6.7182e-05 | 6.3509e-05 | 1.3134e-05 | 0.00014789 | 1.6801e-05 | 5.3421e-05 | 1.0193e-05 | 6.1951e-05 | 1.4059e-05
1987 | 1.9767e-05 | 9.3178e-05 | 6.8837e-05 | 3.3469e-05 | 0 | 6.7856e-05 | 4.1905e-05 | 4.342e-05 | 8.8096e-05 | 2.6524e-05 | 4.9874e-05 | 5.7841e-05 | 1.4943e-05 | 0.0001261 | 7.4538e-06 | 4.2426e-05 | 5.7317e-06 | 6.2855e-05 | 1.676e-05
1988 | 1.5858e-05 | 6.3137e-05 | 4.0911e-05 | 9.6486e-06 | 0 | 5.8779e-05 | 4.164e-05 | 3.4503e-05 | 7.7547e-05 | 1.3027e-05 | 2.8008e-05 | 4.5625e-05 | 1.2766e-05 | 9.0799e-05 | 7.5136e-06 | 2.0466e-05 | 5.897e-06 | 6.3273e-05 | 9.5481e-06
1989 | 4.839e-06 | 2.5462e-05 | 1.5912e-05 | 3.7338e-06 | 0 | 3.4372e-05 | 2.6288e-05 | 2.3293e-05 | 4.9782e-05 | 9.8299e-06 | 5.2474e-06 | 2.3611e-05 | 7.4571e-06 | 1.7703e-05 | 7.5082e-06 | 1.2821e-05 | 5.3944e-06 | 4.993e-05 | 2.158e-05
1990 | 3.1031e-07 | 1.3211e-05 | 5.5882e-06 | 0 | 0 | 1.0327e-05 | 1.1096e-05 | 1.0451e-05 | 1.8455e-05 | 5.204e-06 | 6.9289e-08 | 1.1163e-05 | 1.1613e-06 | 4.012e-06 | 6.7525e-06 | 0 | 2.5122e-06 | 6.822e-05 | 1.4635e-05
1991 | 1.4539e-07 | 5.9226e-06 | 1.4676e-06 | 0 | 0 | 1.6654e-06 | 2.7192e-06 | 2.3232e-06 | 4.0888e-06 | 1.811e-06 | 0 | 3.3059e-06 | 3.3016e-09 | 9.4198e-07 | 3.3527e-07 | 0 | 4.1573e-07 | 7.0635e-05 | 3.2911e-06
1992 | 0 | 1.3242e-06 | 5.2084e-07 | 0 | 0 | 1.0363e-07 | 2.4633e-07 | 3.9545e-07 | 8.8922e-07 | 0 | 0 | 4.1412e-07 | 7.8737e-10 | 1.5491e-07 | 0 | 0 | 6.5114e-08 | 8.5706e-05 | 4.5765e-06
1993 | 0 | 0 | 2.2018e-07 | 0 | 0 | 4.599e-08 | 9.1863e-08 | 8.3204e-10 | 2.9767e-07 | 0 | 0 | 1.2227e-07 | 2.3979e-09 | 2.8045e-08 | 0 | 0 | 0 | 9.9691e-05 | 3.605e-05
1994 | 0 | 0 | 8.7823e-09 | 0 | 0 | 0 | 9.1679e-10 | 0 | 2.5603e-07 | 0 | 0 | 4.2244e-08 | 1.4584e-09 | 3.6529e-11 | 0 | 0 | 0 | 0.00011376 | 7.4107e-05
1995 | 0 | 4.6688e-07 | 2.1596e-10 | 0 | 0 | 0 | 0 | 0 | 9.2846e-09 | 0 | 0 | 2.6326e-08 | 9.9317e-10 | 1.2893e-11 | 0 | 0 | 0 | 0.00013421 | 8.1322e-05
1996 | 0 | 5.0936e-07 | 1.4397e-10 | 0 | 0 | 0 | 0 | 0 | 2.3565e-10 | 0 | 0 | 1.8276e-08 | 6.979e-10 | 0 | 0 | 0 | 0 | 0.00013926 | 0.00011127
1997 | 0 | 5.0893e-07 | 2.3995e-10 | 0 | 0 | 0 | 0 | 0 | 0 | 0 | 0 | 0 | 8.4106e-10 | 5.1571e-11 | 0 | 0 | 0 | 0.00015193 | 0.00020772
1998 | 2.0078e-08 | 2.5134e-06 | 2.334e-06 | 4.4957e-07 | 4.5896e-07 | 1.374e-06 | 2.8046e-06 | 9.9094e-08 | 3.4255e-06 | 1.0024e-07 | 1.6154e-06 | 7.006e-07 | 2.1695e-08 | 1.5713e-08 | 2.9091e-06 | 1.2389e-06 | 6.922e-07 | 0.000157 | 0.00018351
1999 | 5.2455e-06 | 5.0932e-05 | 4.9637e-05 | 3.019e-05 | 5.7688e-05 | 2.9638e-05 | 5.6846e-05 | 8.6836e-06 | 6.4863e-05 | 7.7753e-06 | 4.6964e-05 | 3.9513e-05 | 3.3874e-06 | 5.183e-06 | 6.4809e-05 | 5.3966e-05 | 1.7853e-05 | 0.00015557 | 0.0001822
2000 | 3.7793e-05 | 0.00017556 | 0.00011531 | 4.043e-05 | 0.00014351 | 9.1283e-05 | 0.00017015 | 3.4148e-05 | 0.0001886 | 3.093e-05 | 0.0001168 | 8.2903e-05 | 2.7941e-05 | 2.026e-05 | 0.00014471 | 0.00013215 | 8.3478e-05 | 0.00016087 | 0.00020091
2001 | 4.6523e-05 | 0.00028364 | 0.00014679 | 7.761e-05 | 0.00032025 | 0.00018424 | 0.00030414 | 6.8099e-05 | 0.00029511 | 6.4237e-05 | 0.0002347 | 0.00012654 | 4.1557e-05 | 3.5882e-05 | 0.0002798 | 0.00020833 | 7.9132e-05 | 0.0001638 | 0.00020713
2002 | 7.8328e-05 | 0.00029821 | 0.00017826 | 0.00011071 | 0.00019051 | 0.00026987 | 0.0003354 | 8.7275e-05 | 0.0003788 | 7.1393e-05 | 0.00039747 | 0.00014903 | 6.1813e-05 | 4.4122e-05 | 0.00041082 | 0.00014666 | 0.00012456 | 0.00014889 | 0.00019354
2003 | 0.00014185 | 0.0002603 | 0.0002011 | 9.6303e-05 | 0.00016112 | 0.00021386 | 0.00041039 | 9.7854e-05 | 0.00043166 | 8.2783e-05 | 0.00042997 | 0.00013906 | 7.8852e-05 | 5.0421e-05 | 0.00044019 | 0.00019575 | 0.00017286 | 0.00012501 | 0.00017475
2004 | 9.7e-05 | 0.00029937 | 0.00029969 | 8.4625e-05 | 0.00026637 | 0.00015502 | 0.00048021 | 7.8025e-05 | 0.00046191 | 7.9122e-05 | 0.00044203 | 0.00019804 | 9.4208e-05 | 5.7916e-05 | 0.00050179 | 0.0002807 | 0.00011139 | 9.9369e-05 | 0.00015565
2005 | 8.0495e-05 | 0.00039721 | 0.00038931 | 9.1013e-05 | 0.00022542 | 0.00017341 | 0.000468 | 7.201e-05 | 0.00051966 | 9.7515e-05 | 0.0004113 | 0.0001996 | 0.00012371 | 6.3182e-05 | 0.00058731 | 0.00026657 | 7.973e-05 | 9.3811e-05 | 0.00014964
2006 | 4.5133e-05 | 0.00042727 | 0.00040925 | 0.00010229 | 0.00039675 | 0.00019199 | 0.00047162 | 6.7019e-05 | 0.00049556 | 9.6558e-05 | 0.00045191 | 0.00014562 | 0.00010543 | 6.8859e-05 | 0.00053513 | 0.00039659 | 7.1383e-05 | 8.492e-05 | 0.00013866
2007 | 3.7416e-05 | 0.00038748 | 0.00032736 | 6.2642e-05 | 0.00032271 | 0.00019194 | 0.0004022 | 5.1986e-05 | 0.00042643 | 0.00010452 | 0.00042019 | 0.00010577 | 8.1594e-05 | 7.6529e-05 | 0.0004532 | 0.00031846 | 4.4215e-05 | 8.8463e-05 | 0.00014499
2008 | 2.841e-05 | 0.00030734 | 0.00025101 | 7.0594e-05 | 0.00025098 | 0.00015293 | 0.00028714 | 4.3892e-05 | 0.00029756 | 7.226e-05 | 0.00034501 | 0.00010048 | 5.9084e-05 | 0.00011076 | 0.00030487 | 0.00032176 | 3.1438e-05 | 9.4443e-05 | 0.00020387
2009 | 1.6869e-05 | 0.00018176 | 0.00015094 | 2.5043e-05 | 0.0001246 | 8.4155e-05 | 0.00014185 | 2.646e-05 | 0.00014978 | 2.7268e-05 | 0.00020497 | 5.8713e-05 | 3.9602e-05 | 1.9345e-05 | 0.00013069 | 0.00011946 | 1.249e-05 | 0.00010406 | 0.00025148
2010 | 3.6587e-06 | 0.00010001 | 8.5157e-05 | 8.7995e-06 | 6.6137e-06 | 5.4745e-05 | 4.8958e-05 | 1.0644e-05 | 8.1743e-05 | 8.9917e-06 | 7.3779e-05 | 2.937e-05 | 1.0451e-05 | 3.9537e-06 | 1.6447e-05 | 4.6135e-05 | 3.3009e-06 | 0.00012053 | 0.00025331
2011 | 6.3299e-08 | 8.4606e-05 | 6.38e-05 | 2.9811e-07 | 0 | 4.0036e-05 | 4.1906e-05 | 3.9325e-06 | 8.7879e-05 | 1.887e-06 | 4.8692e-05 | 1.2431e-05 | 4.9441e-06 | 6.6205e-07 | 7.4447e-06 | 1.7978e-05 | 3.9514e-08 | 0.00012249 | 0.00022959
2012 | 0 | 5.1829e-05 | 2.4609e-05 | 0 | 0 | 2.6913e-05 | 4.1484e-05 | 5.2087e-07 | 7.5036e-05 | 6.3637e-07 | 3.4256e-05 | 4.0975e-06 | 5.6992e-07 | 2.1832e-07 | 7.49e-06 | 9.2133e-07 | 0 | 0.00012517 | 0.00018589
2013 | 0 | 1.8436e-05 | 8.1107e-06 | 0 | 0 | 1.0705e-05 | 2.4583e-05 | 0 | 4.8611e-05 | 0 | 4.5741e-06 | 1.82e-06 | 5.7264e-10 | 1.2753e-08 | 7.4991e-06 | 0 | 0 | 0.00012641 | 0.00017796
2014 | 0 | 1.1024e-05 | 3.5931e-06 | 0 | 0 | 1.632e-06 | 1.3086e-05 | 0 | 1.977e-05 | 0 | 3.4645e-08 | 2.6949e-07 | 5.7264e-10 | 0 | 6.7651e-06 | 0 | 0 | 0.00011691 | 0.0001364
2015 | 0 | 4.3418e-06 | 7.5312e-07 | 0 | 0 | 5.0945e-08 | 2.8573e-06 | 0 | 3.9018e-06 | 0 | 0 | 9.0664e-08 | 5.0106e-10 | 0 | 3.4795e-07 | 0 | 0 | 8.8471e-05 | 9.2006e-05
2016 | 0 | 1.0637e-06 | 2.5795e-08 | 0 | 0 | 0 | 1.8897e-07 | 0 | 7.9481e-07 | 1.5731e-08 | 0 | 5.2401e-09 | 4.8316e-10 | 0 | 0 | 0 | 0 | 5.9748e-05 | 6.4478e-05
2017 | 0 | 0 | 1.1998e-10 | 0 | 0 | 0 | 1.0001e-09 | 0 | 1.3305e-07 | 1.8189e-08 | 0 | 0 | 4.8316e-10 | 0 | 0 | 0 | 0 | 4.7984e-05 | 7.1782e-05
2018 | 0 | 0 | 0 | 0 | 0 | 0 | 0 | 0 | 3.186e-08 | 8.3571e-09 | 0 | 0 | 5.9053e-10 | 2.7075e-09 | 0 | 0 | 0 | 6.7229e-05 | 8.3869e-05
2019 | 0 | 4.6644e-07 | 0 | 0 | 0 | 0 | 0 | 0 | 3.629e-09 | 0 | 0 | 0 | 5.3685e-10 | 1.0744e-11 | 0 | 0 | 0 | 8.1848e-05 | 6.1529e-05
2020 | 0 | 5.0893e-07 | 0 | 0 | 0 | 0 | 0 | 0 | 0 | 0 | 1.1548e-09 | 0 | 5.5474e-10 | 0 | 0 | 0 | 0 | 0.00010123 | 5.826e-05
2021 | 0 | 5.0849e-07 | 0 | 0 | 0 | 1.8939e-11 | 0 | 0 | 0 | 0 | 0 | 0 | 5.3685e-10 | 0 | 0 | 0 | 0 | 0.00012328 | 7.9772e-05
2022 | 2.2433e-07 | 1.622e-06 | 1.6798e-06 | 2.8949e-08 | 3.9723e-07 | 2.9931e-07 | 2.3373e-06 | 3.137e-07 | 1.2252e-06 | 1.8779e-07 | 7.5441e-07 | 5.2278e-07 | 2.6272e-07 | 3.2948e-07 | 1.8799e-06 | 1.0097e-06 | 7.6244e-09 | 0.00014045 | 7.8939e-05
2023 | 1.005e-05 | 4.9432e-05 | 2.991e-05 | 7.0579e-06 | 3.5413e-05 | 1.7628e-05 | 4.0028e-05 | 1.5671e-05 | 3.0387e-05 | 2.4333e-05 | 1.8108e-05 | 1.2778e-05 | 1.9737e-05 | 1.9064e-05 | 3.7112e-05 | 4.3966e-05 | 1.0384e-06 | 0.00012462 | 9.2693e-05
2024 | 3.0715e-05 | 0.00010712 | 6.7339e-05 | 3.565e-05 | 7.1747e-05 | 6.9694e-05 | 7.8285e-05 | 5.1311e-05 | 9.8436e-05 | 8.6886e-05 | 5.6241e-05 | 4.2854e-05 | 0.00010755 | 5.2773e-05 | 6.3944e-05 | 7.8683e-05 | 1.4228e-05 | 0.00016146 | 0.00011947
2025 | 4.2863e-05 | 0.00014962 | 0.00012502 | 4.5914e-05 | 0.00012091 | 9.9508e-05 | 0.00014285 | 8.6155e-05 | 0.00012902 | 0.00010708 | 0.0001099 | 8.8254e-05 | 0.00011424 | 6.2991e-05 | 0.00011065 | 0.00011104 | 3.3481e-05 | 0.00019039 | 0.00012964
2026 | 5.4527e-05 | 0.00016165 | 0.00011425 | 6.2759e-05 | 0.00024965 | 0.00012811 | 0.00017843 | 7.9416e-05 | 0.00014052 | 9.627e-05 | 0.00012552 | 0.00010344 | 0.00012106 | 5.0143e-05 | 0.00016347 | 0.00021381 | 5.5859e-05 | 0.00019186 | 0.00015224
2027 | 6.834e-05 | 0.00017132 | 6.4628e-05 | 6.7271e-05 | 0.00014153 | 0.00013182 | 0.00013522 | 6.1702e-05 | 0.00012953 | 5.1728e-05 | 0.00011198 | 6.163e-05 | 6.5709e-05 | 2.8e-05 | 0.00012837 | 0.00015156 | 6.2229e-05 | 0.00018174 | 0.00025346
2028 | 7.2615e-05 | 9.7833e-05 | 6.2747e-05 | 5.6574e-05 | 6.0129e-05 | 9.7366e-05 | 8.1949e-05 | 4.8634e-05 | 7.2842e-05 | 4.6706e-05 | 6.8699e-05 | 5.282e-05 | 3.1672e-05 | 3.8845e-05 | 8.5789e-05 | 6.6615e-05 | 5.6022e-05 | 0.000195 | 0.00027454
2029 | 5.2444e-05 | 4.5486e-05 | 7.6464e-05 | 4.1728e-05 | 5.1556e-05 | 4.7024e-05 | 7.1888e-05 | 3.9368e-05 | 4.7285e-05 | 8.019e-05 | 6.9824e-05 | 0.00013674 | 5.6242e-05 | 6.948e-05 | 6.1024e-05 | 5.6761e-05 | 6.2752e-05 | 0.00020462 | 0.00014255
2030 | 3.6685e-05 | 5.7717e-05 | 6.6255e-05 | 4.2818e-05 | 7.0586e-05 | 3.6301e-05 | 8.354e-05 | 4.8641e-05 | 4.0305e-05 | 5.2297e-05 | 8.4849e-05 | 5.3191e-05 | 9.0638e-05 | 4.752e-05 | 9.5982e-05 | 5.9204e-05 | 3.9256e-05 | 0.00017447 | 0.0002172
2031 | 8.1981e-05 | 5.2283e-05 | 6.9277e-05 | 2.2182e-05 | 4.4196e-05 | 3.254e-05 | 7.6983e-05 | 3.5045e-05 | 4.6912e-05 | 1.8269e-05 | 9.2348e-05 | 3.5257e-05 | 8.1681e-05 | 2.8207e-05 | 7.4737e-05 | 4.4742e-05 | 4.0824e-05 | 0.00019055 | 0.00024092
2032 | 2.0675e-05 | 9.311e-05 | 8.6266e-05 | 3.0011e-05 | 3.3295e-05 | 4.187e-05 | 6.8163e-05 | 2.7189e-05 | 5.6999e-05 | 2.2618e-05 | 0.00010321 | 5.5398e-05 | 7.96e-05 | 8.5724e-05 | 6.7087e-05 | 7.0873e-05 | 1.1022e-05 | 0.00025875 | 0.00023472
2033 | 7.8809e-06 | 5.921e-05 | 2.8467e-05 | 2.0812e-06 | 7.6216e-06 | 2.4656e-05 | 3.6373e-05 | 8.2829e-06 | 4.5991e-05 | 8.9132e-06 | 1.7874e-05 | 2.3917e-05 | 4.0168e-05 | 1.2139e-05 | 1.8383e-05 | 2.4256e-05 | 4.0435e-06 | 0.00024788 | 0.00019891
2034 | 2.252e-06 | 1.7602e-05 | 7.8851e-06 | 6.9301e-07 | 1.6617e-06 | 2.6752e-05 | 1.3203e-05 | 5.6089e-06 | 2.8042e-05 | 6.0979e-06 | 9.1218e-06 | 8.3221e-06 | 1.2637e-05 | 2.6677e-06 | 4.0848e-06 | 1.3749e-06 | 2.856e-07 | 0.00023805 | 0.00025659
2035 | 1.3105e-08 | 6.5587e-06 | 2.8684e-06 | 0 | 0 | 1.0097e-05 | 3.878e-06 | 2.1187e-06 | 1.5935e-05 | 1.0665e-06 | 1.7207e-07 | 4.9531e-06 | 5.6095e-06 | 8.2526e-07 | 4.3657e-06 | 0 | 0 | 0.00024385 | 0.00030319
2036 | 0 | 7.8219e-06 | 1.1019e-06 | 0 | 0 | 2.5919e-06 | 4.543e-06 | 2.0667e-07 | 4.2933e-06 | 1.61e-07 | 0 | 1.1987e-06 | 2.803e-06 | 3.2889e-07 | 0 | 0 | 0 | 0.00023994 | 0.00033938
2037 | 0 | 2.074e-06 | 3.828e-07 | 0 | 0 | 5.0366e-07 | 3.1037e-07 | 0 | 3.2159e-07 | 0 | 1.1548e-09 | 3.3715e-07 | 1.242e-06 | 1.2713e-07 | 0 | 0 | 0 | 0.00023562 | 0.00034559
2038 | 0 | 1.3665e-07 | 2.9202e-08 | 0 | 0 | 1.2477e-07 | 0 | 0 | 0 | 0 | 0 | 1.2741e-08 | 8.7685e-10 | 1.2485e-07 | 0 | 0 | 0 | 0.00023604 | 0.00028289
2039 | 0 | 8.4091e-09 | 8.6383e-10 | 0 | 0 | 0 | 0 | 0 | 0 | 0 | 0 | 0 | 5.3685e-10 | 5.1517e-08 | 0 | 0 | 0 | 0.00023628 | 0.00018503
2040 | 0 | 0 | 0 | 0 | 0 | 0 | 1.7919e-08 | 0 | 0 | 0 | 0 | 0 | 4.1158e-10 | 1.7276e-08 | 0 | 0 | 0 | 0.0002375 | 0.00019313
2041 | 0 | 0 | 0 | 0 | 0 | 0 | 0 | 0 | 1.6286e-07 | 0 | 0 | 0 | 3.9369e-10 | 1.7233e-08 | 0 | 0 | 0 | 0.00024835 | 0.00025403
2042 | 0 | 0 | 0 | 0 | 0 | 0 | 0 | 0 | 2.0709e-07 | 0 | 0 | 0 | 4.4737e-10 | 1.4934e-08 | 0 | 0 | 0 | 0.00026262 | 0.00018849
2043 | 0 | 4.4411e-07 | 0 | 0 | 0 | 0 | 0 | 0 | 7.6822e-09 | 0 | 0 | 0 | 4.8316e-10 | 1.0744e-09 | 0 | 0 | 0 | 0.00021621 | 0.00023685
2044 | 0 | 1.7519e-09 | 0 | 0 | 0 | 0 | 0 | 0 | 0 | 0 | 0 | 0 | 5.3685e-10 | 0 | 0 | 0 | 0 | 0.00022163 | 0.00011842
2045 | 0 | 0 | 0 | 0 | 0 | 0 | 0 | 0 | 0 | 0 | 0 | 0 | 5.5474e-10 | 0 | 0 | 0 | 0 | 0.00025098 | 0.0002039
2046 | 3.9995e-08 | 9.7852e-08 | 1.5094e-08 | 1.4687e-08 | 1.2535e-08 | 5.045e-08 | 3.4909e-08 | 5.6394e-08 | 1.6186e-08 | 1.229e-08 | 4.0419e-09 | 2.1307e-08 | 8.4093e-07 | 7.6396e-08 | 2.7184e-10 | 2.3344e-08 | 9.1563e-08 | 0.00024644 | 0.00067297
2047 | 5.0796e-06 | 7.3247e-06 | 1.0874e-05 | 4.1808e-06 | 4.1973e-06 | 5.8552e-06 | 7.2544e-06 | 6.049e-06 | 2.2075e-06 | 1.7529e-05 | 8.0304e-06 | 1.0664e-05 | 3.9651e-05 | 1.5392e-05 | 6.5743e-06 | 5.9722e-06 | 2.8132e-06 | 0.00022685 | 0.00053711
2048 | 3.6034e-05 | 4.2762e-05 | 6.8985e-05 | 3.5771e-05 | 5.6983e-05 | 3.3462e-05 | 4.8443e-05 | 6.0805e-05 | 1.3942e-05 | 9.4586e-05 | 6.9127e-05 | 6.5859e-05 | 7.3912e-05 | 4.9403e-05 | 5.6337e-05 | 5.823e-05 | 1.9853e-05 | 0.00021787 | 0.00025142
2049 | 0.00014478 | 0.0001115 | 0.00016365 | 8.3529e-05 | 0.00016978 | 9.5811e-05 | 0.00015522 | 0.00014712 | 4.5543e-05 | 0.00011652 | 0.00022837 | 0.00014579 | 0.00016004 | 9.3191e-05 | 0.00018383 | 0.00014595 | 7.4928e-05 | 0.00021888 | 0.00030879
2050 | 0.00013279 | 0.00015432 | 0.00023059 | 0.00014506 | 0.0002741 | 0.00015719 | 0.00027052 | 0.00016118 | 9.2167e-05 | 0.00015209 | 0.00024449 | 0.00017268 | 0.00032198 | 0.00014283 | 0.00027494 | 0.00024186 | 0.00012993 | 0.00018069 | 0.00044389
2051 | 0.0001488 | 0.00022317 | 0.00033851 | 0.00010244 | 0.00032281 | 0.0001647 | 0.0003712 | 0.00017911 | 0.00018724 | 0.000171 | 0.00039523 | 0.00024391 | 0.00034137 | 0.00017913 | 0.00040771 | 0.00026161 | 0.00010758 | 0.00014568 | 0.00054483
2052 | 0.00012964 | 0.00022184 | 0.0004354 | 0.00012807 | 0.0003504 | 0.0002027 | 0.00039884 | 0.00019443 | 0.00022669 | 0.00020612 | 0.00042741 | 0.00038092 | 0.00039136 | 0.00020082 | 0.0004504 | 0.00028682 | 0.00017324 | 0.00010011 | 0.00052292
2053 | 0.0001772 | 0.00024863 | 0.00047112 | 0.00018649 | 0.0003678 | 0.00022063 | 0.00039334 | 0.00021422 | 0.0002434 | 0.00017277 | 0.00043294 | 0.00046511 | 0.00041653 | 0.00021194 | 0.00048334 | 0.00037855 | 0.00021784 | 7.0426e-05 | 0.00050951
2054 | 0.00017082 | 0.00024535 | 0.00038141 | 0.00018091 | 0.00038326 | 0.00020979 | 0.00034754 | 0.00025309 | 0.00022137 | 0.00036394 | 0.00044056 | 0.00030686 | 0.00038836 | 0.00017207 | 0.00047437 | 0.00037988 | 0.00025653 | 6.2319e-05 | 0.00054342
2055 | 0.00027676 | 0.00017032 | 0.00026897 | 8.5977e-05 | 0.00029743 | 0.00015984 | 0.00030237 | 0.00023225 | 0.00022088 | 0.00027191 | 0.00041936 | 0.0003525 | 0.00033608 | 0.0002193 | 0.00032811 | 0.00028591 | 0.00013832 | 7.3623e-05 | 0.00053507
2056 | 0.00012515 | 0.00017482 | 0.00021999 | 0.00014736 | 0.00020545 | 0.00011798 | 0.00019997 | 0.00017485 | 0.00019129 | 0.00010361 | 0.00030137 | 0.00028863 | 0.00023772 | 0.00022932 | 0.00019515 | 0.00027572 | 0.00012731 | 6.1122e-05 | 0.00054745
2057 | 5.6498e-05 | 0.00014294 | 0.0001508 | 7.1147e-05 | 0.00012751 | 6.8785e-05 | 0.00010577 | 0.00011099 | 0.00011252 | 0.00010233 | 0.00016244 | 0.00016146 | 9.8949e-05 | 0.0001591 | 6.269e-05 | 0.00011968 | 6.1955e-05 | 4.993e-05 | 0.00043622
2058 | 1.8131e-05 | 5.749e-05 | 8.9499e-05 | 1.4395e-05 | 1.6348e-05 | 5.1488e-05 | 4.8221e-05 | 4.1444e-05 | 6.2668e-05 | 3.9054e-05 | 8.1299e-05 | 6.6725e-05 | 2.1618e-05 | 0.00011228 | 1.2913e-05 | 5.2478e-05 | 8.8104e-06 | 3.8013e-05 | 0.00019113
2059 | 1.6389e-06 | 2.6269e-05 | 6.8313e-05 | 4.7146e-06 | 0 | 3.5064e-05 | 3.6745e-05 | 2.1282e-05 | 4.7504e-05 | 1.4296e-05 | 5.2599e-05 | 4.7981e-05 | 7.7312e-06 | 7.0688e-05 | 7.4266e-06 | 2.137e-05 | 2.4164e-06 | 3.5466e-05 | 0.00013186
2060 | 1.2907e-07 | 1.4557e-05 | 3.5507e-05 | 0 | 0 | 1.211e-05 | 3.1341e-05 | 1.2821e-05 | 3.1778e-05 | 1.1784e-05 | 2.0458e-05 | 2.9124e-05 | 1.9372e-06 | 3.9012e-05 | 7.481e-06 | 9.7113e-07 | 0 | 3.0112e-05 | 0.00012786
2061 | 0 | 9.9477e-06 | 1.2936e-05 | 0 | 0 | 3.0135e-06 | 1.787e-05 | 5.1633e-06 | 1.3656e-05 | 4.3115e-06 | 5.2448e-06 | 1.0726e-05 | 1.1721e-07 | 3.7732e-06 | 7.4774e-06 | 0 | 0 | 2.0747e-05 | 8.1128e-05
2062 | 0 | 6.1748e-06 | 4.45e-06 | 0 | 0 | 8.1101e-07 | 7.1377e-06 | 2.1661e-06 | 2.1887e-06 | 2.3597e-08 | 5.1967e-08 | 3.372e-06 | 3.2658e-08 | 1.397e-07 | 6.7506e-06 | 0 | 0 | 1.4097e-05 | 5.7937e-05
2063 | 0 | 1.9892e-06 | 1.3959e-06 | 0 | 0 | 9.4694e-10 | 1.4809e-06 | 2.2685e-07 | 3.1257e-07 | 0 | 0 | 8.3073e-07 | 8.4106e-10 | 6.3647e-09 | 4.3313e-07 | 0 | 0 | 1.7541e-05 | 3.6853e-05
2064 | 0 | 0 | 3.4949e-07 | 0 | 0 | 0 | 3.528e-08 | 0 | 1.9795e-08 | 0 | 0 | 2.1649e-07 | 8.2316e-10 | 2.5785e-10 | 0 | 0 | 0 | 1.4552e-05 | 1.8727e-05
2065 | 0 | 0 | 1.4229e-08 | 0 | 0 | 1.0227e-08 | 0 | 0 | 1.1311e-08 | 0 | 0 | 4.093e-08 | 7.5158e-10 | 3.8678e-11 | 0 | 0 | 0 | 1.7903e-05 | 9.6767e-06
2066 | 0 | 0 | 1.1998e-10 | 0 | 0 | 0 | 0 | 0 | 1.6314e-07 | 0 | 0 | 1.9022e-08 | 8.2316e-10 | 3.2876e-09 | 0 | 0 | 0 | 2.0953e-05 | 5.5617e-06
2067 | 0 | 4.6644e-07 | 0 | 0 | 0 | 0 | 0 | 0 | 2.0725e-07 | 0 | 0 | 0 | 8.2316e-10 | 1.0744e-11 | 0 | 0 | 0 | 3.0938e-05 | 6.2327e-06
2068 | 0 | 5.0893e-07 | 1.4397e-10 | 0 | 0 | 1.1983e-08 | 0 | 0 | 1.1429e-07 | 0 | 0 | 0 | 8.4106e-10 | 0 | 0 | 0 | 0 | 2.9401e-05 | 4.2074e-06
2069 | 0 | 6.9638e-08 | 0 | 0 | 0 | 0 | 0 | 0 | 0 | 0 | 1.1548e-09 | 0 | 8.5895e-10 | 0 | 0 | 0 | 0 | 1.7833e-05 | 1.635e-05
2070 | 7.9408e-06 | 3.1984e-06 | 2.1975e-06 | 2.48e-06 | 2.3507e-06 | 4.8431e-06 | 3.2069e-06 | 4.3927e-06 | 5.2688e-06 | 1.8646e-07 | 2.0948e-06 | 8.5425e-07 | 4.4331e-06 | 1.0839e-06 | 3.0263e-06 | 2.539e-06 | 7.6188e-06 | 1.0262e-05 | 5.4149e-06
2071 | 9.7433e-05 | 4.8994e-05 | 4.6759e-05 | 4.1421e-05 | 6.7838e-05 | 5.8066e-05 | 6.1603e-05 | 6.1319e-05 | 5.6949e-05 | 1.6592e-05 | 5.4011e-05 | 2.9123e-05 | 9.2625e-05 | 2.6731e-05 | 6.9882e-05 | 4.6652e-05 | 0.0001017 | 5.324e-06 | 5.7651e-06
2072 | 0.00024609 | 0.00013793 | 0.00013819 | 0.0001319 | 0.00021335 | 0.00016305 | 0.00018426 | 0.0001826 | 0.00016452 | 6.2744e-05 | 0.00015966 | 0.0001001 | 0.00031212 | 7.7075e-05 | 0.00021299 | 0.0001463 | 0.00026846 | 2.8229e-06 | 2.0277e-06
2073 | 0.00038049 | 0.00028051 | 0.00026901 | 0.00025884 | 0.00036164 | 0.00029152 | 0.00033528 | 0.00033381 | 0.00029333 | 0.00016969 | 0.00028164 | 0.00025522 | 0.00040679 | 0.00017156 | 0.00036941 | 0.00029951 | 0.00041165 | 1.8638e-05 | 1.9365e-06
2074 | 0.00047402 | 0.00039937 | 0.00038542 | 0.00038465 | 0.00046781 | 0.00039974 | 0.00041605 | 0.0004425 | 0.00040155 | 0.00041675 | 0.00037553 | 0.00041852 | 0.00051105 | 0.00033083 | 0.00047172 | 0.00041361 | 0.00048986 | 1.3828e-05 | 1.77e-05
2075 | 0.0005229 | 0.00045734 | 0.00043832 | 0.00043502 | 0.00054214 | 0.00048653 | 0.00045715 | 0.00049219 | 0.0004697 | 0.00054371 | 0.00044237 | 0.00046272 | 0.00058785 | 0.00040169 | 0.00051153 | 0.00048564 | 0.00055251 | 1.1852e-05 | 3.1184e-05
2076 | 0.00053245 | 0.00046888 | 0.00043165 | 0.00042084 | 0.00055995 | 0.00051169 | 0.00046221 | 0.00051025 | 0.00050482 | 0.00051865 | 0.00043404 | 0.0004349 | 0.0006025 | 0.00036652 | 0.0004874 | 0.00050616 | 0.0005447 | 1.5595e-05 | 4.8768e-05
2077 | 0.00049501 | 0.0004609 | 0.00041013 | 0.00038716 | 0.00048859 | 0.00048796 | 0.00044553 | 0.00045243 | 0.00049432 | 0.00031997 | 0.00042677 | 0.0004416 | 0.00060786 | 0.00032325 | 0.00046478 | 0.00044999 | 0.00045789 | 1.5227e-05 | 6.1434e-05
2078 | 0.00026796 | 0.00043001 | 0.00037087 | 0.00034799 | 0.00041028 | 0.00042787 | 0.00041377 | 0.00028661 | 0.00044662 | 0.00025115 | 0.00039062 | 0.00030529 | 0.00054975 | 0.00020577 | 0.0004255 | 0.00037527 | 0.00034093 | 2.0961e-05 | 5.9679e-05
2079 | 0.00017635 | 0.00031956 | 0.00028722 | 0.00021366 | 0.00028156 | 0.0002961 | 0.00031523 | 0.00020084 | 0.0003469 | 0.00018177 | 0.00030392 | 0.00020885 | 0.00025684 | 0.00015326 | 0.0003034 | 0.00028648 | 0.00022111 | 2.0627e-05 | 4.8706e-05
2080 | 0.00012581 | 0.00024126 | 0.00021949 | 0.00014582 | 0.00019424 | 0.00018846 | 0.00020885 | 0.00013444 | 0.00023057 | 0.00011978 | 0.00025672 | 0.00013924 | 0.00010424 | 0.00022011 | 0.00019075 | 0.0002278 | 0.00013302 | 2.607e-05 | 5.0317e-05
2081 | 6.2195e-05 | 0.00015994 | 0.00013789 | 7.225e-05 | 7.6135e-05 | 9.5526e-05 | 0.00010723 | 7.9597e-05 | 0.00012744 | 7.8549e-05 | 0.00015975 | 8.1529e-05 | 5.9625e-05 | 0.00017674 | 7.7107e-05 | 0.00012788 | 5.404e-05 | 3.3646e-05 | 6.5691e-05
2082 | 2.49e-05 | 0.00010386 | 8.6506e-05 | 4.4638e-05 | 1.0333e-05 | 6.9936e-05 | 5.0203e-05 | 4.7532e-05 | 8.3093e-05 | 3.4655e-05 | 6.7739e-05 | 5.8093e-05 | 1.4176e-05 | 0.00014524 | 1.3076e-05 | 5.6277e-05 | 7.976e-06 | 3.6946e-05 | 6.9049e-05
2083 | 1.9308e-05 | 9.1016e-05 | 6.6538e-05 | 2.6756e-05 | 0 | 6.7712e-05 | 4.1671e-05 | 4.0902e-05 | 8.7618e-05 | 2.0309e-05 | 4.5459e-05 | 5.4469e-05 | 1.6776e-05 | 0.00011814 | 7.3849e-06 | 2.6188e-05 | 5.0928e-06 | 5.5632e-05 | 5.4624e-05
2084 | 1.436e-05 | 5.9382e-05 | 3.761e-05 | 9.0262e-06 | 0 | 5.6244e-05 | 3.7477e-05 | 3.1293e-05 | 7.2327e-05 | 1.0459e-05 | 3.0286e-05 | 3.8546e-05 | 1.4903e-05 | 5.7643e-05 | 7.4375e-06 | 8.2173e-07 | 4.9041e-06 | 7.0418e-05 | 7.2815e-05
2085 | 2.8923e-06 | 2.4378e-05 | 1.5273e-05 | 2.4622e-06 | 0 | 3.3239e-05 | 2.1343e-05 | 2.0916e-05 | 4.54e-05 | 7.7347e-06 | 6.2966e-06 | 2.0335e-05 | 9.485e-06 | 1.0295e-05 | 7.4393e-06 | 0 | 4.3615e-06 | 7.784e-05 | 0.0001267
2086 | 3.1056e-07 | 1.3946e-05 | 5.6827e-06 | 0 | 0 | 9.4268e-06 | 1.0195e-05 | 9.3771e-06 | 1.5778e-05 | 1.5458e-06 | 0 | 8.9038e-06 | 1.447e-06 | 3.7048e-06 | 6.6927e-06 | 0 | 1.8727e-06 | 7.5901e-05 | 0.00021616
2087 | 1.444e-07 | 6.2834e-06 | 1.4497e-06 | 0 | 0 | 1.414e-06 | 3.0519e-06 | 2.2052e-06 | 3.6204e-06 | 0 | 0 | 1.8266e-06 | 7.8737e-10 | 7.4611e-07 | 3.8057e-07 | 0 | 0 | 7.8992e-05 | 0.00019838
2088 | 0 | 1.2495e-06 | 5.4486e-07 | 0 | 0 | 1.0849e-07 | 2.6059e-07 | 2.9652e-07 | 8.1073e-07 | 0 | 0 | 2.6081e-07 | 8.5895e-10 | 1.5216e-07 | 0 | 0 | 0 | 7.4546e-05 | 0.0001433
2089 | 0 | 0 | 2.8147e-07 | 0 | 0 | 3.2687e-08 | 2.0169e-08 | 0 | 2.7547e-07 | 0 | 1.1548e-09 | 5.2781e-08 | 3.9279e-09 | 3.4401e-08 | 0 | 0 | 0 | 8.4481e-05 | 9.0719e-05
2090 | 0 | 0 | 1.9436e-08 | 0 | 0 | 0 | 1.8336e-09 | 0 | 2.9525e-07 | 0 | 0 | 2.6326e-08 | 1.4405e-09 | 8.5467e-09 | 0 | 0 | 0 | 8.3039e-05 | 0.00015121
2091 | 0 | 4.6688e-07 | 1.1998e-10 | 0 | 0 | 0 | 0 | 0 | 2.8669e-07 | 0 | 0 | 2.6322e-08 | 8.7685e-10 | 2.0897e-09 | 0 | 0 | 0 | 8.0415e-05 | 0.00022476
2092 | 0 | 5.0936e-07 | 0 | 0 | 0 | 0 | 0 | 0 | 2.3565e-10 | 0 | 0 | 1.703e-08 | 1.029e-09 | 4.8347e-11 | 0 | 0 | 0 | 8.2402e-05 | 0.0002269
2093 | 0 | 5.0893e-07 | 1.4397e-10 | 0 | 0 | 0 | 0 | 0 | 0 | 0 | 0 | 0 | 8.2316e-10 | 0 | 0 | 0 | 0 | 9.3281e-05 | 0.00026585
2094 | 2.2079e-06 | 7.4591e-07 | 9.2382e-08 | 2.7512e-07 | 1.1031e-07 | 6.0565e-07 | 2.1025e-07 | 7.1563e-07 | 1.1278e-06 | 3.0774e-08 | 5.6312e-08 | 6.769e-08 | 3.2191e-08 | 8.1385e-09 | 9.3829e-08 | 1.8676e-08 | 1.2499e-06 | 9.8478e-05 | 0.00034712
2095 | 3.4384e-06 | 1.2507e-05 | 5.9542e-06 | 1.625e-05 | 8.1994e-06 | 1.4592e-05 | 8.3188e-06 | 3.0951e-06 | 1.9621e-05 | 6.7252e-06 | 5.3991e-06 | 4.3442e-06 | 4.4862e-06 | 1.954e-06 | 5.6676e-06 | 7.095e-06 | 1.5545e-05 | 9.3192e-05 | 0.00047011
2096 | 7.4709e-06 | 3.0473e-05 | 3.5549e-05 | 1.2361e-05 | 1.7276e-05 | 2.8911e-05 | 4.956e-05 | 1.0866e-05 | 4.5844e-05 | 2.3284e-05 | 4.5833e-05 | 1.4498e-05 | 2.0749e-05 | 1.0877e-05 | 4.3181e-05 | 1.7409e-05 | 1.6015e-05 | 9.1385e-05 | 0.00059596
2097 | 1.3711e-05 | 3.372e-05 | 4.4489e-05 | 1.4085e-05 | 3.53e-05 | 2.9432e-05 | 6.9009e-05 | 1.7766e-05 | 7.3414e-05 | 1.9941e-05 | 6.9218e-05 | 3.2676e-05 | 3.1642e-05 | 2.0465e-05 | 7.5958e-05 | 2.7849e-05 | 1.4082e-05 | 9.4704e-05 | 0.0006592
2098 | 3.8566e-05 | 4.3477e-05 | 6.197e-05 | 2.7151e-05 | 4.5747e-05 | 4.0396e-05 | 7.5061e-05 | 2.8747e-05 | 7.7114e-05 | 3.6617e-05 | 9.6365e-05 | 4.7868e-05 | 5.3941e-05 | 3.0543e-05 | 7.7365e-05 | 4.2945e-05 | 3.4046e-05 | 9.3687e-05 | 0.00059528
2099 | 4.2332e-05 | 6.9369e-05 | 6.2741e-05 | 4.9552e-05 | 7.9465e-05 | 5.9303e-05 | 9.1865e-05 | 3.9352e-05 | 9.5171e-05 | 3.7571e-05 | 0.00011018 | 4.3689e-05 | 5.9308e-05 | 2.8705e-05 | 8.6973e-05 | 6.6174e-05 | 5.8569e-05 | 9.5665e-05 | 0.00056021
2100 | 2.9187e-05 | 7.1327e-05 | 7.3861e-05 | 3.8949e-05 | 8.2977e-05 | 5.8794e-05 | 9.0735e-05 | 3.9016e-05 | 9.01e-05 | 4.0833e-05 | 0.00013356 | 4.788e-05 | 4.5972e-05 | 3.5494e-05 | 0.00010108 | 7.2494e-05 | 4.9836e-05 | 0.00010775 | 0.00053584
2101 | 2.475e-05 | 6.1796e-05 | 8.6851e-05 | 3.7169e-05 | 7.0571e-05 | 6.2676e-05 | 8.6834e-05 | 3.6054e-05 | 8.8621e-05 | 4.8852e-05 | 0.00014461 | 4.6676e-05 | 4.1652e-05 | 3.654e-05 | 0.00011401 | 6.8794e-05 | 3.8293e-05 | 0.0001018 | 0.00053707
2102 | 2.1992e-05 | 5.5228e-05 | 8.5317e-05 | 4.2723e-05 | 4.5744e-05 | 4.7515e-05 | 9.1414e-05 | 3.0161e-05 | 8.5611e-05 | 4.6076e-05 | 0.00019237 | 4.244e-05 | 4.4529e-05 | 3.4363e-05 | 0.00011527 | 6.1932e-05 | 3.2269e-05 | 9.1851e-05 | 0.00038605
2103 | 1.3755e-05 | 4.7631e-05 | 7.5619e-05 | 2.3375e-05 | 4.3925e-05 | 2.9617e-05 | 8.429e-05 | 1.9312e-05 | 8.0942e-05 | 3.708e-05 | 0.00018208 | 2.7969e-05 | 4.1754e-05 | 2.5022e-05 | 9.5272e-05 | 4.5167e-05 | 2.5485e-05 | 7.082e-05 | 0.00020253
2104 | 9.6208e-06 | 5.5665e-05 | 0.00013543 | 1.9444e-05 | 2.2618e-05 | 2.8844e-05 | 8.2157e-05 | 1.3704e-05 | 7.7072e-05 | 2.4477e-05 | 0.00020683 | 3.9234e-05 | 2.9175e-05 | 4.2158e-05 | 6.6075e-05 | 3.7007e-05 | 1.7248e-05 | 6.7286e-05 | 0.00020839
2105 | 2.6954e-06 | 2.6418e-05 | 7.9029e-05 | 2.6099e-06 | 1.7189e-05 | 7.9008e-06 | 4.6404e-05 | 5.9262e-06 | 3.5097e-05 | 1.8517e-05 | 5.4015e-05 | 3.9165e-05 | 1.8193e-05 | 3.6e-05 | 1.9845e-05 | 2.2383e-05 | 7.2588e-06 | 7.8678e-05 | 0.00034915
2106 | 7.0569e-08 | 6.7094e-06 | 1.041e-05 | 3.3205e-07 | 1.9528e-06 | 1.5328e-05 | 8.8617e-06 | 2.8155e-06 | 2.7165e-05 | 8.9838e-06 | 1.2163e-05 | 1.2882e-05 | 1.4846e-05 | 9.3474e-06 | 2.6287e-06 | 5.8138e-06 | 2.5642e-07 | 8.8148e-05 | 0.00050319
2107 | 0 | 2.5748e-06 | 3.138e-06 | 0 | 0 | 2.019e-06 | 2.1186e-06 | 6.6955e-07 | 1.3496e-05 | 9.3403e-07 | 2.1791e-06 | 1.3571e-06 | 1.3922e-06 | 1.3425e-07 | 2.7601e-06 | 0 | 0 | 0.00010305 | 0.00047801
2108 | 0 | 2.7706e-06 | 1.3971e-06 | 0 | 0 | 7.9041e-07 | 5.2887e-06 | 1.7161e-08 | 2.8345e-06 | 0 | 0 | 4.7141e-07 | 8.8938e-09 | 7.8183e-08 | 0 | 0 | 0 | 0.00013658 | 0.0005694
2109 | 0 | 6.1316e-09 | 3.0594e-07 | 0 | 0 | 8.9126e-08 | 9.2201e-07 | 0 | 3.507e-07 | 0 | 0 | 1.2253e-07 | 7.8737e-10 | 2.4765e-09 | 0 | 0 | 6.1218e-09 | 0.00015909 | 0.00060222
2110 | 0 | 0 | 1.4637e-09 | 0 | 0 | 2.4204e-08 | 5.0457e-08 | 0 | 0 | 0 | 0 | 1.895e-08 | 9.1264e-10 | 2.3529e-09 | 0 | 0 | 0 | 0.00019615 | 0.00054195
2111 | 0 | 0 | 0 | 0 | 0 | 0 | 0 | 0 | 0 | 0 | 0 | 0 | 8.9474e-10 | 2.2401e-09 | 0 | 0 | 0 | 0.00023649 | 0.00047537
2112 | 0 | 0 | 2.3995e-11 | 0 | 0 | 0 | 0 | 0 | 0 | 0 | 0 | 3.7685e-09 | 9.4843e-10 | 2.2884e-09 | 0 | 0 | 0 | 0.00025503 | 0.0002841
2113 | 0 | 0 | 0 | 0 | 0 | 0 | 0 | 0 | 1.6241e-07 | 0 | 0 | 0 | 8.2316e-10 | 2.2347e-09 | 0 | 0 | 0 | 0.00024856 | 0.00018929
2114 | 0 | 0 | 0 | 0 | 0 | 0 | 0 | 0 | 1.096e-07 | 0 | 0 | 0 | 8.7685e-10 | 0 | 0 | 0 | 0 | 0.0002515 | 0.00013799
2115 | 0 | 2.0191e-07 | 0 | 0 | 0 | 0 | 0 | 0 | 0 | 0 | 0 | 0 | 8.7685e-10 | 0 | 0 | 0 | 0 | 0.00024534 | 0.00010956
2116 | 0 | 0 | 0 | 0 | 0 | 0 | 0 | 0 | 0 | 0 | 0 | 0 | 8.7685e-10 | 0 | 0 | 0 | 0 | 0.00025396 | 4.5622e-05
2117 | 0 | 0 | 4.7991e-11 | 0 | 0 | 0 | 0 | 0 | 0 | 0 | 0 | 0 | 9.1264e-10 | 0 | 0 | 0 | 0 | 0.00022463 | 5.7592e-05
2118 | 9.5577e-06 | 3.9622e-06 | 1.714e-06 | 3.8485e-06 | 2.8305e-06 | 7.1389e-06 | 1.9005e-06 | 6.6898e-06 | 5.2741e-06 | 1.5781e-06 | 9.946e-07 | 2.3431e-06 | 6.4538e-06 | 2.9785e-06 | 1.5186e-06 | 4.5809e-06 | 1.0356e-05 | 0.00025776 | 6.1551e-05
2119 | 9.4047e-05 | 6.0771e-05 | 4.4133e-05 | 5.5181e-05 | 6.499e-05 | 7.1926e-05 | 4.089e-05 | 7.2236e-05 | 6.0744e-05 | 4.316e-05 | 2.3954e-05 | 5.7222e-05 | 9.3094e-05 | 5.1278e-05 | 2.207e-05 | 5.9966e-05 | 0.0001012 | 0.00026426 | 9.4552e-05
2120 | 0.00023209 | 0.00013803 | 0.00011749 | 0.00017595 | 0.00017504 | 0.00019537 | 9.8249e-05 | 0.00020246 | 0.0001764 | 0.00018138 | 4.0086e-05 | 0.00015982 | 0.00025986 | 0.00012598 | 8.0479e-05 | 0.00015842 | 0.00024883 | 0.00025305 | 0.00018119
2121 | 0.00036655 | 0.00025077 | 0.00011727 | 0.00029639 | 0.00027523 | 0.00033059 | 7.3176e-05 | 0.00033486 | 0.0002537 | 0.00029888 | 1.8028e-05 | 0.00027015 | 0.00044479 | 0.00017712 | 4.9602e-05 | 0.00026789 | 0.00040035 | 0.00028629 | 0.00031915
2122 | 0.00046102 | 0.00022814 | 5.7793e-05 | 0.00032237 | 0.00023321 | 0.00039249 | 5.1223e-05 | 0.00041691 | 0.00023172 | 0.00032239 | 1.0904e-05 | 0.00029805 | 0.00062653 | 0.0002275 | 2.099e-05 | 0.00026261 | 0.00050757 | 0.00031554 | 0.00018408
2123 | 0.00051988 | 0.00011494 | 4.2206e-05 | 0.00044683 | 0.00020763 | 0.00040661 | 2.9441e-05 | 0.00047848 | 0.00019627 | 0.0004437 | 2.7755e-05 | 0.00015553 | 0.00072963 | 0.00028837 | 2.0669e-05 | 0.00011521 | 0.0005664 | 0.0003346 | 3.4984e-05
2124 | 0.00052414 | 4.8015e-05 | 5.1274e-05 | 0.0004592 | 4.2247e-05 | 0.00033267 | 4.0408e-05 | 0.00051433 | 0.00016207 | 9.2402e-05 | 4.4797e-05 | 5.4087e-05 | 0.0007167 | 0.00023983 | 2.8008e-05 | 3.5243e-05 | 0.00058355 | 0.00033886 | 3.0066e-05
2125 | 0.0005329 | 5.9004e-05 | 6.5502e-05 | 0.00030816 | 0.00011268 | 0.00022627 | 8.2744e-05 | 0.00041863 | 0.00013923 | 4.4289e-05 | 0.00013066 | 4.5063e-05 | 0.00067091 | 0.00017886 | 7.3015e-05 | 6.4301e-05 | 0.0005585 | 0.00033812 | 7.7766e-05
2126 | 0.0004342 | 7.4934e-05 | 0.0001084 | 0.00019095 | 9.6386e-05 | 0.00021021 | 0.00017391 | 0.00024178 | 0.00014579 | 6.2028e-05 | 0.00026978 | 5.581e-05 | 0.00057925 | 0.0001196 | 0.00026684 | 4.9123e-05 | 0.00049044 | 0.00031906 | 0.00019008
2127 | 0.00028086 | 0.00011613 | 0.0002361 | 0.00019148 | 0.00010939 | 0.00021683 | 0.00024178 | 0.00017063 | 0.00019726 | 5.522e-05 | 0.00039479 | 0.00013619 | 0.00045283 | 0.00011507 | 0.00030569 | 6.4663e-05 | 0.00036112 | 0.00029238 | 0.00032649
2128 | 0.00021641 | 0.00018127 | 0.00025556 | 0.00021476 | 8.6158e-05 | 0.00020004 | 0.00024911 | 0.0001834 | 0.00019714 | 7.7095e-05 | 0.00034582 | 0.00017523 | 0.00026254 | 0.00020563 | 0.00027511 | 0.00011253 | 0.00023167 | 0.00026479 | 0.00037518
2129 | 9.611e-05 | 0.00014564 | 0.00014419 | 0.00011531 | 7.0199e-05 | 0.00010981 | 0.00012322 | 0.00011467 | 0.0001267 | 6.5372e-05 | 0.00016296 | 0.00012502 | 0.00011259 | 0.00017979 | 0.00012167 | 0.0001384 | 9.3903e-05 | 0.00025013 | 0.00024624
2130 | 2.8976e-05 | 5.0668e-05 | 2.8017e-05 | 5.1555e-05 | 1.7525e-05 | 7.143e-05 | 2.4152e-05 | 5.3664e-05 | 4.6936e-05 | 2.5997e-05 | 3.3768e-05 | 4.7154e-05 | 2.7241e-05 | 0.00012848 | 2.0146e-05 | 2.6437e-05 | 1.373e-05 | 0.00024412 | 0.00017747
2131 | 1.9836e-05 | 7.8263e-06 | 3.9622e-06 | 3.2147e-05 | 0 | 6.2298e-05 | 3.6371e-06 | 3.9953e-05 | 2.9686e-05 | 9.4197e-06 | 1.2801e-06 | 1.6548e-05 | 1.6288e-05 | 5.7247e-05 | 5.5165e-06 | 0 | 5.8703e-06 | 0.00023827 | 0.00014406
2132 | 1.6317e-05 | 7.8874e-06 | 1.475e-06 | 9.8277e-06 | 0 | 4.8866e-05 | 6.313e-06 | 3.026e-05 | 1.6589e-05 | 2.2645e-06 | 0 | 4.9748e-06 | 1.0453e-05 | 1.1338e-05 | 1.4498e-07 | 0 | 6.0205e-06 | 0.00023428 | 0.00014332
2133 | 4.339e-06 | 2.4669e-06 | 7.135e-07 | 2.2996e-06 | 0 | 1.9122e-05 | 1.5507e-06 | 2.0459e-05 | 8.8343e-06 | 3.6132e-07 | 0 | 9.3848e-07 | 4.9811e-06 | 2.625e-06 | 0 | 0 | 5.1657e-06 | 0.0002361 | 0.00010469
2134 | 3.1056e-07 | 0 | 2.7371e-07 | 0 | 0 | 3.251e-06 | 1.5069e-08 | 8.4963e-06 | 4.2642e-06 | 0 | 1.1548e-09 | 5.6288e-08 | 6.7511e-07 | 6.2798e-07 | 0 | 0 | 2.2428e-06 | 0.00024324 | 4.9108e-05
2135 | 1.2338e-07 | 0 | 3.9496e-08 | 0 | 0 | 8.6103e-07 | 0 | 1.5218e-06 | 5.4718e-07 | 0 | 0 | 3.5891e-10 | 9.8422e-10 | 9.7887e-08 | 0 | 0 | 0 | 0.00025183 | 8.7163e-06
2136 | 0 | 0 | 4.919e-09 | 0 | 0 | 3.2787e-08 | 1.4794e-08 | 1.6277e-07 | 3.6761e-09 | 0 | 0 | 8.6138e-10 | 8.2316e-10 | 2.138e-09 | 0 | 0 | 0 | 0.0002384 | 1.7797e-06
2137 | 0 | 0 | 2.3995e-11 | 0 | 0 | 3.4232e-09 | 0 | 0 | 0 | 0 | 0 | 0 | 1.02e-09 | 3.3607e-09 | 0 | 0 | 0 | 0.00019439 | 6.4795e-06
2138 | 0 | 0 | 0 | 0 | 0 | 0 | 0 | 0 | 1.6267e-07 | 0 | 0 | 0 | 1.0558e-09 | 0 | 0 | 0 | 0 | 0.00013525 | 2.4617e-06
2139 | 0 | 3.3768e-07 | 0 | 0 | 0 | 0 | 0 | 0 | 1.588e-07 | 0 | 0 | 0 | 8.4106e-10 | 0 | 0 | 0 | 0 | 0.00011178 | 3.9236e-07
2140 | 0 | 0 | 0 | 0 | 0 | 0 | 0 | 0 | 0 | 0 | 0 | 0 | 8.4106e-10 | 0 | 0 | 0 | 0 | 9.3619e-05 | 8.7938e-06
2141 | 0 | 0 | 7.1986e-11 | 0 | 0 | 0 | 0 | 0 | 0 | 0 | 0 | 0 | 8.4106e-10 | 0 | 0 | 0 | 0 | 0.00010925 | 5.8437e-05
2142 | 1.0745e-05 | 5.9104e-06 | 5.3935e-06 | 5.2877e-06 | 3.6474e-06 | 7.9976e-06 | 6.3724e-06 | 7.1889e-06 | 8.6783e-06 | 4.1407e-06 | 4.062e-06 | 4.9157e-06 | 4.386e-06 | 4.1934e-06 | 5.9029e-06 | 3.5383e-06 | 1.0489e-05 | 0.00013285 | 0.00020319
2143 | 0.00010532 | 7.4347e-05 | 7.2066e-05 | 7.5309e-05 | 7.9566e-05 | 8.5482e-05 | 7.058e-05 | 8.3471e-05 | 8.8037e-05 | 7.8731e-05 | 6.0176e-05 | 8.0197e-05 | 7.4647e-05 | 5.9904e-05 | 5.9615e-05 | 5.519e-05 | 0.0001128 | 0.00014859 | 0.00027355
2144 | 0.00025089 | 0.00019382 | 0.00018883 | 0.0002046 | 0.00023329 | 0.00023339 | 0.00015508 | 0.00022832 | 0.00020264 | 0.00018707 | 0.00017536 | 0.00023066 | 0.00022336 | 0.00014141 | 0.00020091 | 0.00016676 | 0.00027856 | 0.00014379 | 0.00033754
2145 | 0.00037283 | 0.00029867 | 0.0002608 | 0.00032444 | 0.00036302 | 0.0003728 | 0.00019639 | 0.00034945 | 0.00026771 | 0.00029917 | 0.0001764 | 0.00026068 | 0.00037508 | 0.00022956 | 0.00019509 | 0.00028212 | 0.00042293 | 0.00017176 | 0.00031177
2146 | 0.00039071 | 0.00037748 | 0.00036866 | 0.00028822 | 0.00040235 | 0.00042587 | 0.0002675 | 0.0003386 | 0.00028448 | 0.00041899 | 0.00025132 | 0.00011109 | 0.00049453 | 0.0002929 | 0.00023143 | 0.00040105 | 0.00050983 | 0.00020967 | 0.00011783
2147 | 0.00035916 | 0.00041307 | 0.0003286 | 7.2286e-05 | 0.00045349 | 0.00027843 | 0.00033439 | 0.00031999 | 0.00034433 | 0.00047386 | 0.00042407 | 0.00021347 | 0.00055852 | 0.00031561 | 0.00042324 | 0.00048871 | 0.00034789 | 0.00017744 | 2.4395e-05
2148 | 0.00035656 | 0.00039994 | 0.00024422 | 8.0973e-05 | 0.00025107 | 0.000241 | 0.00039507 | 0.00025957 | 0.00037455 | 0.0005451 | 0.00049957 | 0.00034336 | 0.00056442 | 0.00035009 | 0.00047345 | 0.00032688 | 0.00013935 | 0.00015275 | 2.147e-05
2149 | 0.00031557 | 0.00023248 | 0.00018997 | 0.00037774 | 0.00017082 | 0.00025508 | 0.000422 | 0.00028266 | 0.00041668 | 0.00054352 | 0.00042383 | 0.00031482 | 0.00056053 | 0.00042437 | 0.00051774 | 0.00017669 | 0.00031481 | 0.00019007 | 1.288e-05
2150 | 0.00013765 | 0.00011283 | 9.7253e-05 | 0.00038249 | 8.4788e-05 | 0.00022934 | 0.00029615 | 0.00023129 | 0.00039509 | 0.00046729 | 0.0002834 | 0.00028403 | 0.00052617 | 0.00044298 | 0.00041012 | 0.00010068 | 0.00040945 | 0.00018213 | 1.1465e-05
2151 | 0.00010422 | 6.9816e-05 | 7.38e-05 | 0.00024566 | 6.8737e-05 | 0.00017483 | 0.00023162 | 0.00021515 | 0.00031332 | 0.00030849 | 0.00016878 | 0.0002859 | 0.00047991 | 0.00036244 | 0.00034158 | 9.9164e-05 | 0.00022418 | 0.00020049 | 7.902e-05
2152 | 0.00012411 | 0.00010926 | 0.00011002 | 0.00014649 | 5.3441e-05 | 0.00013525 | 0.00017304 | 0.00018766 | 0.00024265 | 0.00026046 | 0.00026399 | 0.00013773 | 0.00033035 | 0.00030859 | 0.00021494 | 9.7253e-05 | 0.00015431 | 0.00021389 | 0.00015848
2153 | 9.2279e-05 | 0.0001129 | 0.00013567 | 9.3218e-05 | 1.9189e-05 | 9.0498e-05 | 0.00011365 | 0.00011592 | 0.00013383 | 0.0001366 | 0.00021096 | 8.1738e-05 | 0.00013809 | 0.00020446 | 0.000121 | 6.3572e-05 | 8.4499e-05 | 0.00020397 | 0.00012859
2154 | 3.1377e-05 | 9.8474e-05 | 9.1836e-05 | 4.4861e-05 | 2.5781e-06 | 7.0312e-05 | 5.1601e-05 | 5.3493e-05 | 8.2475e-05 | 4.2918e-05 | 7.8622e-05 | 5.6936e-05 | 4.3245e-05 | 0.00014931 | 2.1815e-05 | 4.8483e-05 | 1.4487e-05 | 0.00018337 | 0.00012213
2155 | 1.9384e-05 | 7.0449e-05 | 4.5579e-05 | 1.9587e-05 | 0 | 6.4884e-05 | 3.5202e-05 | 3.9193e-05 | 8.1688e-05 | 2.6949e-05 | 4.7621e-05 | 4.3719e-05 | 1.6727e-05 | 0.00012656 | 7.4157e-06 | 2.9993e-05 | 5.7434e-06 | 0.0002116 | 0.00011419
2156 | 1.0213e-05 | 3.3867e-05 | 1.6182e-05 | 7.3841e-06 | 0 | 4.7838e-05 | 2.8247e-05 | 2.6583e-05 | 5.0041e-05 | 1.2889e-05 | 2.4537e-05 | 2.7056e-05 | 1.5548e-05 | 9.9467e-05 | 7.4665e-06 | 7.2212e-07 | 5.7322e-06 | 0.00023248 | 7.3725e-05
2157 | 1.7664e-06 | 1.4303e-05 | 4.5085e-06 | 2.9701e-06 | 0 | 2.1503e-05 | 1.8873e-05 | 1.6194e-05 | 2.7023e-05 | 1.0715e-05 | 4.5477e-06 | 1.5104e-05 | 1.0381e-05 | 2.5048e-05 | 7.4774e-06 | 0 | 2.048e-06 | 0.00021054 | 4.6762e-05
2158 | 0 | 7.627e-06 | 1.4047e-06 | 0 | 0 | 4.3117e-06 | 1.1128e-05 | 5.1399e-06 | 1.0391e-05 | 6.0643e-06 | 0 | 3.6116e-06 | 1.872e-06 | 4.8153e-06 | 6.7452e-06 | 0 | 1.9033e-07 | 0.0002073 | 3.8118e-05
2159 | 0 | 3.0403e-06 | 3.6785e-07 | 0 | 0 | 4.0332e-07 | 1.9806e-06 | 3.0225e-07 | 3.1171e-06 | 1.7599e-06 | 0 | 6.4169e-07 | 6.979e-10 | 7.8548e-07 | 3.4252e-07 | 0 | 5.0088e-08 | 0.00019954 | 3.4331e-05
2160 | 0 | 4.7301e-07 | 6.2196e-08 | 0 | 0 | 1.5984e-08 | 1.2134e-07 | 0 | 4.148e-07 | 0 | 0 | 1.1844e-07 | 5.9053e-10 | 1.4353e-07 | 0 | 0 | 0 | 0.00017513 | 2.7062e-05
2161 | 0 | 0 | 0 | 0 | 0 | 9.5451e-09 | 1.4419e-09 | 0 | 1.1311e-08 | 0 | 0 | 2.4657e-08 | 2.1384e-09 | 2.3615e-08 | 0 | 0 | 0 | 0.00014656 | 6.9124e-05
2162 | 0 | 0 | 0 | 0 | 0 | 2.7391e-08 | 0 | 0 | 1.9347e-07 | 0 | 0 | 0 | 6.0843e-10 | 2.527e-09 | 0 | 0 | 0 | 0.00012806 | 0.00010356
2163 | 0 | 4.6688e-07 | 2.3995e-11 | 0 | 0 | 0 | 0 | 0 | 2.0676e-07 | 0 | 1.1548e-09 | 0 | 9.3053e-10 | 0 | 0 | 0 | 0 | 0.0001026 | 0.00010001
2164 | 0 | 5.0936e-07 | 0 | 0 | 0 | 0 | 0 | 0 | 2.0436e-07 | 0 | 0 | 0 | 8.0527e-10 | 3.8678e-11 | 0 | 0 | 0 | 7.314e-05 | 9.8228e-05
2165 | 0 | 4.0994e-07 | 1.4397e-10 | 0 | 0 | 0 | 0 | 0 | 0 | 0 | 0 | 0 | 5.5474e-10 | 1.2893e-11 | 0 | 0 | 0 | 6.9643e-05 | 7.602e-05
2166 | 7.5461e-06 | 6.5782e-06 | 7.942e-06 | 6.0108e-06 | 4.8582e-06 | 8.3331e-06 | 6.5246e-06 | 9.3792e-06 | 9.4736e-06 | 4.2426e-06 | 4.2882e-06 | 6.9468e-06 | 6.5455e-06 | 4.4279e-06 | 5.6732e-06 | 6.6878e-06 | 1.1601e-05 | 7.7598e-05 | 3.7064e-05
2167 | 7.2183e-05 | 7.8797e-05 | 8.025e-05 | 7.696e-05 | 8.7109e-05 | 8.8447e-05 | 8.3232e-05 | 7.9998e-05 | 9.2174e-05 | 8.1885e-05 | 6.951e-05 | 8.9972e-05 | 8.2684e-05 | 6.5028e-05 | 8.193e-05 | 7.9973e-05 | 0.0001041 | 6.3895e-05 | 4.0147e-05
2168 | 0.00022469 | 0.00021218 | 0.00021701 | 0.00021034 | 0.0002507 | 0.0002404 | 0.00022881 | 0.00022146 | 0.00024973 | 0.00018422 | 0.00019974 | 0.00024181 | 0.00018206 | 0.00014869 | 0.00023862 | 0.00020887 | 0.00027008 | 3.6606e-05 | 3.678e-05
2169 | 0.00035674 | 0.00035011 | 0.00034757 | 0.00032152 | 0.00040561 | 0.00038237 | 0.00037585 | 0.00033851 | 0.00039586 | 0.00032522 | 0.00033864 | 0.000378 | 0.00032213 | 0.00024497 | 0.00040607 | 0.00034886 | 0.00040423 | 5.092e-05 | 2.4364e-05
2170 | 0.00045523 | 0.00043445 | 0.00042301 | 0.0004094 | 0.00051203 | 0.00045745 | 0.00047006 | 0.00044473 | 0.0004768 | 0.00046778 | 0.00044118 | 0.00046167 | 0.00041437 | 0.00032338 | 0.00052037 | 0.0004521 | 0.00049488 | 4.2157e-05 | 1.7245e-05
2171 | 0.00050935 | 0.00048229 | 0.00047647 | 0.00043047 | 0.00057775 | 0.00050694 | 0.00052507 | 0.00048395 | 0.00053107 | 0.00049589 | 0.00050788 | 0.00049537 | 0.00026835 | 0.00035483 | 0.00058758 | 0.00052598 | 0.00052663 | 4.4135e-05 | 1.4033e-05
2172 | 0.00051683 | 0.00052909 | 0.00052967 | 0.00042202 | 0.00061005 | 0.00053968 | 0.0005587 | 0.00047914 | 0.00057305 | 0.00045206 | 0.00055293 | 0.0005107 | 0.00015533 | 0.00032239 | 0.00060777 | 0.00055392 | 0.00053404 | 4.2535e-05 | 1.3088e-05
2173 | 0.0003057 | 0.00054149 | 0.0005271 | 0.00038378 | 0.00055965 | 0.00052801 | 0.00056619 | 0.0003332 | 0.00057825 | 0.00041819 | 0.00055464 | 0.00048749 | 0.00011776 | 0.00026916 | 0.00060576 | 0.00051658 | 0.00039919 | 4.0279e-05 | 1.6285e-05
2174 | 0.000197 | 0.00044033 | 0.00041189 | 0.00030729 | 0.00040339 | 0.00042987 | 0.00046654 | 0.00025959 | 0.00048937 | 0.00032482 | 0.00051375 | 0.00033814 | 0.00011824 | 0.00023389 | 0.00054383 | 0.00039674 | 0.00025151 | 4.4e-05 | 8.7115e-06
2175 | 0.00016309 | 0.00031853 | 0.00037578 | 0.00021832 | 0.00030488 | 0.00027925 | 0.00035992 | 0.00019198 | 0.00031719 | 0.00023796 | 0.00043033 | 0.00028689 | 9.6671e-05 | 0.00020679 | 0.00043795 | 0.00031965 | 0.00019811 | 3.6365e-05 | 6.0303e-06
2176 | 9.3739e-05 | 0.00030792 | 0.00032396 | 0.00015581 | 0.00029149 | 0.0002078 | 0.00024303 | 0.00013921 | 0.00022902 | 0.00022645 | 0.00032525 | 0.00028148 | 8.0852e-05 | 0.00028394 | 0.00022867 | 0.00032817 | 0.00010337 | 3.5629e-05 | 9.22e-06
2177 | 5.2447e-05 | 0.0001947 | 0.00019046 | 0.00010327 | 0.00014698 | 0.00013799 | 0.00011124 | 0.00010187 | 0.00011932 | 0.00016648 | 0.00017187 | 0.00018388 | 0.00012133 | 0.00023685 | 8.7906e-05 | 0.00018513 | 5.3477e-05 | 3.7096e-05 | 6.5246e-05
2178 | 1.9106e-05 | 0.00010889 | 9.7702e-05 | 5.9587e-05 | 1.9419e-05 | 7.9061e-05 | 4.7547e-05 | 5.6854e-05 | 7.9796e-05 | 5.8247e-05 | 9.3575e-05 | 7.5287e-05 | 2.7439e-05 | 0.00016045 | 6.7368e-06 | 6.1784e-05 | 1.2219e-05 | 4.0617e-05 | 8.1909e-05
2179 | 1.1231e-05 | 9.6278e-05 | 7.8776e-05 | 2.9521e-05 | 0 | 6.7639e-05 | 3.8054e-05 | 3.8853e-05 | 8.6741e-05 | 2.7877e-05 | 4.9586e-05 | 5.9427e-05 | 7.6686e-06 | 0.0001279 | 7.4139e-06 | 4.2393e-05 | 5.8714e-06 | 4.2165e-05 | 3.1644e-05
2180 | 6.6763e-06 | 6.9013e-05 | 4.4995e-05 | 9.0719e-06 | 0 | 5.8697e-05 | 3.7629e-05 | 3.1053e-05 | 7.4292e-05 | 1.3576e-05 | 3.3076e-05 | 4.7255e-05 | 5.6469e-06 | 0.00010315 | 7.4665e-06 | 2.101e-05 | 5.9365e-06 | 2.3168e-05 | 2.6902e-05
2181 | 4.8117e-07 | 2.7718e-05 | 1.9593e-05 | 3.2351e-06 | 0 | 3.5043e-05 | 2.2005e-05 | 2.139e-05 | 4.9894e-05 | 9.4676e-06 | 1.8478e-05 | 2.5648e-05 | 7.9484e-07 | 2.8339e-05 | 7.4665e-06 | 1.596e-05 | 4.9141e-06 | 3.1341e-05 | 6.7741e-05
2182 | 2.8386e-07 | 1.252e-05 | 6.1911e-06 | 0 | 0 | 1.0425e-05 | 1.3255e-05 | 9.2288e-06 | 2.0178e-05 | 4.4863e-06 | 1.2056e-06 | 1.0831e-05 | 1.5622e-08 | 4.6574e-06 | 6.6618e-06 | 0 | 2.1471e-06 | 4.2391e-05 | 1.4133e-05
2183 | 5.4645e-08 | 5.8321e-06 | 1.5033e-06 | 0 | 0 | 1.8326e-06 | 3.2909e-06 | 2.2684e-06 | 5.4927e-06 | 5.4862e-07 | 0 | 2.8692e-06 | 7.1579e-10 | 4.1567e-07 | 3.6608e-07 | 0 | 0 | 5.7116e-05 | 2.2893e-06
2184 | 0 | 1.2607e-06 | 5.0745e-07 | 0 | 0 | 1.1094e-07 | 2.6114e-07 | 6.8349e-07 | 1.8025e-06 | 0 | 0 | 4.689e-07 | 8.0527e-10 | 1.2492e-07 | 0 | 0 | 0 | 9.1493e-05 | 5.2497e-06
2185 | 0 | 0 | 2.1034e-07 | 0 | 0 | 3.2384e-08 | 9.3113e-08 | 7.3844e-08 | 1.0472e-06 | 0 | 0 | 1.117e-07 | 8.0527e-10 | 2.1948e-08 | 0 | 0 | 0 | 0.00012023 | 3.015e-05
2186 | 0 | 0 | 7.9424e-09 | 0 | 0 | 0 | 1.5069e-08 | 0 | 1.1216e-06 | 0 | 0 | 2.8235e-08 | 8.2316e-10 | 3.8549e-09 | 0 | 0 | 0 | 0.00013241 | 8.7666e-05
2187 | 0 | 4.6688e-07 | 0 | 0 | 0 | 0 | 0 | 0 | 1.1355e-06 | 0 | 0 | 2.6401e-08 | 8.2316e-10 | 0 | 0 | 0 | 0 | 0.00014113 | 8.9555e-05
2188 | 0 | 5.0936e-07 | 1.1998e-10 | 0 | 0 | 0 | 0 | 0 | 6.4332e-07 | 0 | 1.1548e-09 | 1.6987e-08 | 8.2316e-10 | 0 | 0 | 0 | 0 | 0.00014041 | 6.1994e-05
2189 | 1.7494e-09 | 5.0897e-07 | 5.5309e-09 | 6.4407e-10 | 0 | 4.8862e-10 | 1.1085e-09 | 1.2163e-09 | 6.3315e-08 | 0 | 3.4645e-10 | 4.7017e-09 | 5.3237e-08 | 1.7105e-08 | 9.1972e-09 | 0 | 1.5026e-09 | 0.0001071 | 6.0363e-05
2190 | 1.1473e-05 | 7.2322e-06 | 6.4943e-06 | 5.8965e-06 | 4.3153e-06 | 8.5214e-06 | 6.6192e-06 | 7.7328e-06 | 1.0317e-05 | 5.235e-06 | 4.2832e-06 | 5.9878e-06 | 7.2575e-06 | 5.2812e-06 | 5.4089e-06 | 6.6014e-06 | 1.1724e-05 | 8.3638e-05 | 2.8761e-05
2191 | 0.0001078 | 7.8275e-05 | 7.9619e-05 | 7.7496e-05 | 8.124e-05 | 8.7823e-05 | 8.2363e-05 | 8.4751e-05 | 9.4843e-05 | 8.5965e-05 | 7.0123e-05 | 8.85e-05 | 0.00011529 | 7.2606e-05 | 8.1764e-05 | 7.7582e-05 | 0.0001134 | 7.3556e-05 | 6.2418e-06
2192 | 0.00026036 | 0.00021593 | 0.00021456 | 0.00020544 | 0.00024082 | 0.00023896 | 0.00022648 | 0.00023236 | 0.00025047 | 0.00024944 | 0.00020431 | 0.00024496 | 0.00033665 | 0.00019427 | 0.00024177 | 0.00020426 | 0.00027614 | 7.4995e-05 | 3.9547e-06
2193 | 0.00039424 | 0.00035158 | 0.00033782 | 0.00032001 | 0.00039728 | 0.000379 | 0.00035477 | 0.00037247 | 0.00039762 | 0.00040486 | 0.00033464 | 0.00036668 | 0.00054233 | 0.00030531 | 0.00040041 | 0.00034258 | 0.00041848 | 9.6853e-05 | 6.6837e-06
2194 | 0.00048741 | 0.00043369 | 0.00042114 | 0.00040622 | 0.00051224 | 0.00045715 | 0.00045565 | 0.00046235 | 0.0004686 | 0.00051245 | 0.00042524 | 0.00046144 | 0.0006808 | 0.00037631 | 0.00050292 | 0.00045301 | 0.0005115 | 0.00011413 | 1.0224e-05
2195 | 0.00054152 | 0.00049404 | 0.00048604 | 0.00045088 | 0.0005874 | 0.0005183 | 0.00051336 | 0.00052368 | 0.00052644 | 0.00058426 | 0.00049571 | 0.00051982 | 0.00069779 | 0.00044456 | 0.00056832 | 0.00053809 | 0.00056635 | 0.00011623 | 4.7714e-06
2196 | 0.00056029 | 0.00055258 | 0.00055083 | 0.0004768 | 0.00061718 | 0.00056727 | 0.0005456 | 0.00056525 | 0.00057291 | 0.00061281 | 0.00054554 | 0.00055266 | 0.00064863 | 0.00053035 | 0.0005991 | 0.00057367 | 0.00058933 | 0.00012604 | 5.7893e-06
2197 | 0.00054925 | 0.00058695 | 0.00056184 | 0.00047836 | 0.00059273 | 0.00058031 | 0.00056108 | 0.0005683 | 0.0005976 | 0.00060768 | 0.00055137 | 0.00056183 | 0.00063227 | 0.00059735 | 0.00059328 | 0.00057531 | 0.00057083 | 0.00013164 | 5.174e-06
2198 | 0.00049653 | 0.00054819 | 0.00051769 | 0.00044305 | 0.00053386 | 0.00053566 | 0.00051557 | 0.00052724 | 0.00056789 | 0.00056287 | 0.00049983 | 0.00051703 | 0.00063259 | 0.00055433 | 0.00054224 | 0.00051809 | 0.0005119 | 0.00012739 | 1.5094e-05
2199 | 0.00039356 | 0.00043552 | 0.00041912 | 0.00036363 | 0.00044127 | 0.00042911 | 0.00040481 | 0.00042939 | 0.00045849 | 0.00046452 | 0.00038203 | 0.00044722 | 0.00058909 | 0.00045591 | 0.00041241 | 0.0004216 | 0.00040823 | 0.00013361 | 4.0307e-06
2200 | 0.0002569 | 0.00031248 | 0.00030721 | 0.00026716 | 0.00028895 | 0.00029302 | 0.00026947 | 0.00029421 | 0.00030506 | 0.0003341 | 0.00034166 | 0.00032251 | 0.0004119 | 0.00035962 | 0.0002798 | 0.00031735 | 0.00026611 | 0.00012947 | 5.784e-07
2201 | 0.00011508 | 0.00018411 | 0.00018384 | 0.00012976 | 0.00013156 | 0.00014433 | 0.00014044 | 0.00014491 | 0.00015653 | 0.00016837 | 0.00021433 | 0.00017432 | 0.00019072 | 0.00024494 | 0.00013439 | 0.00017802 | 0.00010744 | 0.00012498 | 2.8723e-06
2202 | 3.1459e-05 | 0.00010723 | 9.3288e-05 | 5.2939e-05 | 1.8721e-05 | 7.6392e-05 | 5.314e-05 | 5.6286e-05 | 8.8515e-05 | 5.388e-05 | 0.00010553 | 7.4496e-05 | 3.6485e-05 | 0.00015964 | 2.1418e-05 | 6.3592e-05 | 1.5223e-05 | 0.00012452 | 2.6433e-06
2203 | 1.9815e-05 | 9.1624e-05 | 7.1697e-05 | 3.6102e-05 | 0 | 6.735e-05 | 3.7739e-05 | 4.6922e-05 | 9.1199e-05 | 2.8247e-05 | 4.9601e-05 | 5.934e-05 | 1.6742e-05 | 0.00013218 | 7.4062e-06 | 4.2439e-05 | 5.7405e-06 | 0.00012636 | 6.5733e-05
2204 | 1.6905e-05 | 6.7899e-05 | 4.2678e-05 | 1.2374e-05 | 0 | 6.1074e-05 | 3.7969e-05 | 3.6183e-05 | 8.1162e-05 | 1.5644e-05 | 3.6067e-05 | 4.8406e-05 | 1.6117e-05 | 0.00011333 | 7.4592e-06 | 2.124e-05 | 5.8653e-06 | 0.00011425 | 8.8922e-05
2205 | 7.3041e-06 | 2.7816e-05 | 1.8779e-05 | 3.9392e-06 | 0 | 3.7114e-05 | 2.4007e-05 | 2.4368e-05 | 5.1089e-05 | 1.1332e-05 | 1.7162e-05 | 2.6806e-05 | 1.0431e-05 | 4.4312e-05 | 7.4611e-06 | 1.5197e-05 | 5.134e-06 | 8.6112e-05 | 0.00011492
2206 | 3.1031e-07 | 1.2315e-05 | 6.2293e-06 | 0 | 0 | 1.123e-05 | 1.3663e-05 | 1.1201e-05 | 1.886e-05 | 5.7332e-06 | 9.4233e-07 | 1.13e-05 | 2.1996e-06 | 5.9044e-06 | 6.7996e-06 | 0 | 2.5372e-06 | 7.6159e-05 | 0.00017724
2207 | 1.4588e-07 | 5.8871e-06 | 1.5594e-06 | 0 | 0 | 2.0426e-06 | 3.046e-06 | 2.3106e-06 | 5.6303e-06 | 1.8617e-06 | 0 | 3.6944e-06 | 6.6211e-10 | 1.0892e-06 | 3.8239e-07 | 0 | 3.5562e-07 | 8.2049e-05 | 0.00023628
2208 | 0 | 1.3024e-06 | 5.4352e-07 | 0 | 0 | 1.1678e-07 | 2.6044e-07 | 4.1599e-07 | 9.7221e-07 | 1.7206e-08 | 0 | 3.3704e-07 | 6.6211e-10 | 1.6054e-07 | 0 | 0 | 4.5079e-08 | 9.8384e-05 | 0.00028693
2209 | 0 | 0 | 2.1517e-07 | 0 | 0 | 3.3862e-08 | 9.2888e-08 | 0 | 1.2129e-07 | 0 | 0 | 1.2316e-07 | 1.9774e-09 | 3.0816e-08 | 0 | 0 | 0 | 0.00010468 | 0.00035041
2210 | 0 | 0 | 8.1104e-09 | 0 | 0 | 0 | 7.5844e-10 | 0 | 2.6298e-07 | 0 | 1.1548e-09 | 4.2725e-08 | 1.1095e-09 | 2.759e-09 | 0 | 0 | 0 | 0.00010172 | 0.00031102
2211 | 0 | 4.6688e-07 | 1.1998e-10 | 0 | 0 | 0 | 0 | 0 | 2.0655e-07 | 0 | 0 | 2.6387e-08 | 9.6632e-10 | 2.5785e-11 | 0 | 0 | 0 | 0.00010727 | 0.00026283
2212 | 0 | 5.0936e-07 | 1.4397e-10 | 0 | 0 | 0 | 0 | 0 | 1.6067e-07 | 0 | 0 | 1.8836e-08 | 5.9053e-10 | 1.0744e-11 | 0 | 0 | 0 | 0.00011133 | 0.00020385
2213 | 2.2254e-09 | 5.1331e-07 | 2.3635e-09 | 1.2881e-09 | 0 | 5.7763e-10 | 9.8347e-10 | 9.5483e-10 | 1.7085e-10 | 0 | 3.4645e-10 | 3.948e-09 | 1.9423e-08 | 8.7138e-09 | 0 | 0 | 7.7914e-10 | 0.00010972 | 0.00022864
2214 | 9.7632e-06 | 9.4365e-06 | 7.2039e-06 | 7.4851e-06 | 5.8956e-06 | 1.0503e-05 | 8.3673e-06 | 7.6745e-06 | 1.2255e-05 | 3.3603e-06 | 6.4022e-06 | 5.6283e-06 | 2.4099e-06 | 2.7791e-06 | 8.4349e-06 | 6.065e-06 | 1.4127e-05 | 0.00010082 | 0.00024418
2215 | 7.1165e-05 | 7.4226e-05 | 6.7662e-05 | 6.4651e-05 | 6.9386e-05 | 7.5625e-05 | 7.8465e-05 | 6.4777e-05 | 9.143e-05 | 6.2724e-05 | 6.826e-05 | 6.364e-05 | 3.5836e-05 | 4.3847e-05 | 8.3167e-05 | 6.7533e-05 | 9.075e-05 | 7.8313e-05 | 0.00021679
2216 | 0.00015737 | 0.00018022 | 0.00015785 | 0.00012839 | 0.00017743 | 0.00017416 | 0.00021138 | 0.00014775 | 0.00022846 | 0.00016276 | 0.00018973 | 0.00016416 | 9.3234e-05 | 0.00010695 | 0.0002191 | 0.00015846 | 0.000185 | 5.6703e-05 | 0.00012447
2217 | 0.00025276 | 0.00030813 | 0.0002999 | 0.00022531 | 0.00034564 | 0.00030411 | 0.0003444 | 0.00025295 | 0.0003778 | 0.00028245 | 0.00032685 | 0.00025702 | 0.00011983 | 0.00016568 | 0.00039496 | 0.00030813 | 0.00028495 | 5.3012e-05 | 6.4274e-05
2218 | 0.0003364 | 0.00034432 | 0.00035297 | 0.00028996 | 0.00041172 | 0.00037779 | 0.00043153 | 0.00031458 | 0.00044942 | 0.00034331 | 0.00042192 | 0.00028797 | 0.00012782 | 0.00020496 | 0.00049595 | 0.00040531 | 0.0003734 | 5.1573e-05 | 9.742e-05
2219 | 0.00034088 | 0.00039996 | 0.00038809 | 0.00028336 | 0.00046203 | 0.00040086 | 0.00048557 | 0.00030576 | 0.00050703 | 0.00038725 | 0.000473 | 0.00036493 | 0.00015558 | 0.00025514 | 0.00055723 | 0.00044403 | 0.00038492 | 4.2122e-05 | 8.6391e-05
2220 | 0.00032389 | 0.00041335 | 0.00041868 | 0.00033207 | 0.00047271 | 0.00041267 | 0.00049574 | 0.00034413 | 0.00054117 | 0.00041506 | 0.0004781 | 0.00037783 | 0.0001419 | 0.00027286 | 0.00053549 | 0.00041317 | 0.00032617 | 2.2845e-05 | 0.00012275
2221 | 0.00029678 | 0.00045195 | 0.00044372 | 0.00029746 | 0.0004911 | 0.00040362 | 0.00051574 | 0.00030582 | 0.0005454 | 0.00039133 | 0.00051922 | 0.00040692 | 9.022e-05 | 0.00024704 | 0.00055781 | 0.00047687 | 0.00032882 | 2.803e-05 | 0.00018033
2222 | 0.00024725 | 0.00048614 | 0.00042356 | 0.00024599 | 0.0004421 | 0.0003902 | 0.00047912 | 0.00023326 | 0.0005155 | 0.00024703 | 0.00041574 | 0.00034809 | 6.6139e-05 | 0.0001402 | 0.00051097 | 0.00043367 | 0.00025791 | 3.3204e-05 | 0.00024991
2223 | 0.0001752 | 0.00039911 | 0.0002882 | 0.00024257 | 0.00035108 | 0.00033915 | 0.00034394 | 0.00018785 | 0.00038943 | 0.00012189 | 0.00031158 | 0.00023862 | 3.4261e-05 | 7.3219e-05 | 0.00031113 | 0.0003464 | 0.00019993 | 3.4257e-05 | 0.00023578
2224 | 0.00011849 | 0.00026795 | 0.00023256 | 0.00016476 | 0.00020462 | 0.00022833 | 0.00021069 | 0.00012657 | 0.00025945 | 6.5615e-05 | 0.000272 | 0.00017667 | 3.4317e-05 | 0.00015752 | 0.00016699 | 0.0002404 | 0.00017212 | 4.6695e-05 | 0.00033239
2225 | 5.225e-05 | 0.00017334 | 0.00015416 | 0.00010359 | 0.00011789 | 0.00011703 | 0.00012642 | 6.9619e-05 | 0.00013653 | 5.141e-05 | 0.00020538 | 8.4999e-05 | 3.1271e-05 | 0.00015012 | 0.00011282 | 0.00016493 | 8.5608e-05 | 7.5129e-05 | 0.00040975
2226 | 2.1455e-05 | 0.00010915 | 9.1218e-05 | 4.4425e-05 | 1.533e-05 | 7.4168e-05 | 5.6314e-05 | 4.4413e-05 | 8.525e-05 | 3.0987e-05 | 9.7605e-05 | 5.9466e-05 | 6.937e-06 | 0.00013222 | 2.4503e-05 | 6.1494e-05 | 1.206e-05 | 0.00011155 | 0.0004715
2227 | 1.9042e-05 | 9.5217e-05 | 6.5572e-05 | 2.1238e-05 | 0 | 6.7497e-05 | 4.0225e-05 | 3.6367e-05 | 8.4988e-05 | 1.839e-05 | 4.8289e-05 | 5.437e-05 | 5.0817e-06 | 8.2857e-05 | 7.3976e-06 | 4.232e-05 | 5.877e-06 | 0.00011939 | 0.00057851
2228 | 1.0238e-05 | 6.3309e-05 | 4.0071e-05 | 8.7566e-06 | 0 | 5.7979e-05 | 3.7289e-05 | 2.491e-05 | 7.3362e-05 | 1.1143e-05 | 3.3472e-05 | 3.9565e-05 | 8.9088e-07 | 1.5744e-05 | 7.4466e-06 | 2.0708e-05 | 5.7729e-06 | 0.00013578 | 0.00050516
2229 | 2.2382e-06 | 2.357e-05 | 1.5135e-05 | 3.3345e-06 | 0 | 3.3013e-05 | 2.14e-05 | 1.6839e-05 | 4.6143e-05 | 7.6303e-06 | 1.1727e-05 | 1.9591e-05 | 1.0853e-07 | 5.1683e-06 | 7.4574e-06 | 1.1905e-05 | 2.2333e-06 | 0.00015994 | 0.0005017
2230 | 5.3903e-08 | 1.0822e-05 | 5.9605e-06 | 0 | 0 | 9.127e-06 | 1.1051e-05 | 5.1981e-06 | 1.6047e-05 | 2.0974e-06 | 3.4645e-08 | 6.3761e-06 | 4.4737e-10 | 8.4862e-07 | 6.8231e-06 | 0 | 1.9033e-07 | 0.00017055 | 0.00038774
2231 | 0 | 5.552e-06 | 1.431e-06 | 0 | 0 | 1.3654e-06 | 2.6867e-06 | 5.3297e-07 | 5.3955e-06 | 3.5395e-08 | 0 | 1.2934e-06 | 4.6527e-10 | 1.8558e-07 | 3.842e-07 | 0 | 0 | 0.00016541 | 0.00029668
2232 | 0 | 1.2046e-06 | 4.7873e-07 | 0 | 0 | 1.0049e-07 | 2.3929e-07 | 0 | 9.9153e-07 | 0 | 0 | 2.6766e-07 | 4.6527e-10 | 9.5943e-08 | 0 | 0 | 0 | 0.00015643 | 0.00024682
2233 | 0 | 0 | 2.1245e-07 | 0 | 0 | 3.3748e-08 | 5.0665e-08 | 0 | 1.245e-07 | 0 | 0 | 2.1374e-07 | 4.4737e-10 | 5.2108e-09 | 0 | 0 | 0 | 0.00014581 | 0.00031558
2234 | 0 | 0 | 2.7761e-07 | 0 | 0 | 0 | 7.501e-10 | 0 | 2.4804e-07 | 0 | 0 | 1.9815e-07 | 5.0106e-10 | 3.9108e-09 | 0 | 0 | 0 | 0.00014403 | 7.348e-05
2235 | 0 | 4.6644e-07 | 3.8393e-10 | 0 | 0 | 0 | 0 | 0 | 2.0593e-07 | 0 | 0 | 1.7321e-07 | 5.5474e-10 | 0 | 0 | 0 | 0 | 0.00013063 | 0.00014041
2236 | 0 | 5.0849e-07 | 0 | 0 | 0 | 0 | 0 | 0 | 7.7529e-09 | 0 | 0 | 4.5223e-09 | 5.7264e-10 | 0 | 0 | 0 | 0 | 0.00010865 | 0.00021622
2237 | 1.8916e-09 | 5.0849e-07 | 4.3336e-09 | 1.4722e-09 | 0 | 7.0831e-10 | 1.1627e-09 | 8.4504e-10 | 0 | 0 | 4.0419e-10 | 2.8713e-10 | 6.2811e-09 | 2.5893e-10 | 9.3331e-09 | 0 | 6.6783e-10 | 9.8848e-05 | 8.0088e-05
2238 | 1.0484e-08 | 8.4755e-07 | 2.2062e-07 | 3.1229e-07 | 2.54e-07 | 3.0486e-07 | 9.4996e-07 | 1.8462e-07 | 1.9233e-06 | 1.7407e-07 | 1.1694e-06 | 4.9416e-07 | 4.4125e-07 | 4.4814e-07 | 1.3856e-06 | 3.5328e-07 | 7.0943e-08 | 0.00012687 | 6.2939e-05
2239 | 1.6378e-06 | 1.2476e-05 | 1.1748e-05 | 1.2113e-05 | 1.641e-05 | 1.0338e-05 | 1.7811e-05 | 6.0019e-06 | 1.686e-05 | 1.359e-05 | 2.6625e-05 | 2.4741e-05 | 6.4338e-06 | 7.0013e-06 | 2.9624e-05 | 1.4791e-05 | 4.8938e-06 | 0.00013008 | 0.00013681
2240 | 7.9009e-06 | 4.0373e-05 | 4.1776e-05 | 4.7564e-05 | 5.1123e-05 | 3.8632e-05 | 4.6972e-05 | 1.8071e-05 | 5.5291e-05 | 1.7063e-05 | 6.0965e-05 | 5.0508e-05 | 2.7658e-05 | 7.8555e-06 | 5.89e-05 | 5.0944e-05 | 1.857e-05 | 0.00012092 | 0.00015831
2241 | 1.7755e-05 | 7.1674e-05 | 5.8875e-05 | 4.3987e-05 | 7.9281e-05 | 5.7315e-05 | 7.5864e-05 | 2.3011e-05 | 8.3004e-05 | 1.9727e-05 | 6.9954e-05 | 4.1612e-05 | 2.7063e-05 | 1.6456e-05 | 9.1737e-05 | 7.9879e-05 | 2.6109e-05 | 0.00015957 | 0.00012647
2242 | 2.836e-05 | 7.5158e-05 | 7.1721e-05 | 3.5317e-05 | 8.1942e-05 | 5.644e-05 | 0.0001092 | 3.9086e-05 | 9.3364e-05 | 3.151e-05 | 9.4581e-05 | 6.4967e-05 | 8.3997e-05 | 2.8089e-05 | 0.00011165 | 6.9673e-05 | 3.1367e-05 | 0.00016498 | 8.556e-05
2243 | 4.5822e-05 | 9.401e-05 | 0.00010415 | 6.1032e-05 | 8.8417e-05 | 6.4847e-05 | 0.00013046 | 5.7524e-05 | 0.00011363 | 6.7425e-05 | 0.00013798 | 6.0461e-05 | 7.6885e-05 | 3.817e-05 | 0.00014753 | 9.9562e-05 | 4.9855e-05 | 0.00013839 | 7.0237e-05
2244 | 5.8446e-05 | 0.0001105 | 0.00010886 | 5.48e-05 | 0.00010073 | 6.869e-05 | 0.0001707 | 5.5758e-05 | 0.00014198 | 7.3302e-05 | 0.00017523 | 7.4312e-05 | 4.997e-05 | 4.8389e-05 | 0.0002076 | 9.0311e-05 | 6.5845e-05 | 0.00011507 | 5.5458e-05
2245 | 4.1636e-05 | 0.00010138 | 0.00010258 | 5.0446e-05 | 8.1713e-05 | 5.7597e-05 | 0.00019274 | 4.2461e-05 | 0.00015193 | 9.972e-05 | 0.00020408 | 8.4732e-05 | 3.3535e-05 | 5.4341e-05 | 0.00020541 | 8.3357e-05 | 4.3673e-05 | 0.00012678 | 5.8893e-05
2246 | 1.8609e-05 | 0.00010193 | 0.00010771 | 4.3032e-05 | 8.5701e-05 | 5.5444e-05 | 0.0001387 | 3.3042e-05 | 0.00011492 | 7.5165e-05 | 0.00016882 | 8.0195e-05 | 6.3332e-05 | 4.7634e-05 | 0.00015615 | 8.4726e-05 | 2.8447e-05 | 0.00010999 | 6.3146e-05
2247 | 2.156e-05 | 8.0875e-05 | 6.9221e-05 | 4.4754e-05 | 7.7842e-05 | 5.6771e-05 | 9.7717e-05 | 3.9302e-05 | 9.4444e-05 | 6.6538e-05 | 0.00011876 | 6.0651e-05 | 8.2262e-05 | 5.2941e-05 | 0.00010632 | 6.2231e-05 | 1.969e-05 | 9.9429e-05 | 2.7272e-05
2248 | 3.5953e-05 | 9.5461e-05 | 0.00010937 | 5.9388e-05 | 4.5122e-05 | 6.0083e-05 | 0.00011806 | 4.1032e-05 | 0.00010139 | 7.8987e-05 | 0.00015112 | 6.6785e-05 | 6.5812e-05 | 8.1244e-05 | 6.9606e-05 | 5.7526e-05 | 2.481e-05 | 0.00010095 | 2.9656e-05
2249 | 2.5579e-05 | 5.119e-05 | 8.6776e-05 | 1.3128e-05 | 2.5039e-05 | 2.2505e-05 | 8.4768e-05 | 1.7977e-05 | 7.0269e-05 | 4.2092e-05 | 0.00011204 | 3.9223e-05 | 2.9291e-05 | 3.2991e-05 | 6.5669e-05 | 3.384e-05 | 2.1261e-05 | 8.2067e-05 | 5.1246e-05
2250 | 2.1694e-06 | 2.0393e-05 | 1.5181e-05 | 3.1564e-06 | 1.0907e-05 | 2.0872e-05 | 2.8433e-05 | 6.6224e-06 | 3.9705e-05 | 1.1299e-05 | 4.7489e-05 | 2.229e-05 | 4.7947e-06 | 7.0518e-06 | 1.8897e-05 | 1.8109e-05 | 1.0092e-06 | 7.8592e-05 | 5.6247e-05
2251 | 1.6505e-09 | 5.7006e-06 | 3.9957e-06 | 1.2421e-09 | 0 | 3.9256e-06 | 8.3203e-06 | 8.7676e-07 | 3.7152e-05 | 1.3686e-06 | 7.2602e-06 | 4.0227e-06 | 8.43e-07 | 3.9879e-07 | 6.8841e-06 | 2.4901e-08 | 1.3357e-09 | 0.00010247 | 0.00012916
2252 | 0 | 6.2599e-06 | 2.2431e-06 | 0 | 0 | 1.191e-06 | 6.3234e-06 | 1.1406e-08 | 1.586e-05 | 3.0848e-07 | 9.8159e-08 | 1.033e-06 | 5.1895e-10 | 7.3961e-08 | 1.863e-06 | 0 | 0 | 9.7136e-05 | 0.00018319
2253 | 0 | 5.2119e-07 | 6.4156e-07 | 0 | 0 | 3.106e-09 | 1.532e-06 | 0 | 2.4213e-06 | 0 | 1.1548e-09 | 2.6495e-07 | 5.7264e-10 | 3.481e-09 | 0 | 0 | 0 | 5.7421e-05 | 0.00021701
2254 | 0 | 0 | 7.4577e-08 | 0 | 0 | 0 | 6.5009e-08 | 1.8663e-07 | 3.7154e-07 | 0 | 0 | 3.3056e-08 | 6.2632e-10 | 1.9339e-10 | 0 | 0 | 0 | 4.7587e-05 | 0.00018666
2255 | 0 | 0 | 1.1038e-09 | 0 | 0 | 0 | 0 | 2.1494e-07 | 0 | 0 | 0 | 1.1485e-09 | 5.3685e-10 | 0 | 0 | 0 | 0 | 4.197e-05 | 0.0001155
2256 | 0 | 0 | 4.7991e-11 | 0 | 0 | 0 | 0 | 2.1494e-07 | 0 | 0 | 0 | 0 | 6.0843e-10 | 1.0744e-11 | 0 | 0 | 0 | 3.0357e-05 | 6.4109e-05
2257 | 0 | 0 | 0 | 0 | 0 | 0 | 0 | 2.1494e-07 | 0 | 0 | 0 | 0 | 5.3685e-10 | 0 | 0 | 0 | 0 | 3.0322e-05 | 4.876e-05
2258 | 0 | 0 | 0 | 0 | 0 | 0 | 0 | 1.9414e-07 | 1.6184e-07 | 0 | 0 | 0 | 6.4422e-10 | 0 | 0 | 0 | 0 | 4.8112e-05 | 2.6437e-05
2259 | 0 | 4.6688e-07 | 0 | 0 | 0 | 0 | 0 | 1.849e-08 | 2.0615e-07 | 0 | 0 | 0 | 6.0843e-10 | 0 | 0 | 0 | 0 | 6.5067e-05 | 2.2372e-05
2260 | 0 | 7.1828e-08 | 0 | 0 | 0 | 0 | 0 | 0 | 2.0605e-07 | 0 | 0 | 0 | 5.7264e-10 | 0 | 0 | 0 | 0 | 6.0547e-05 | 5.8039e-05
2261 | 2.3861e-09 | 0 | 5.4397e-09 | 2.2082e-09 | 0 | 8.2762e-10 | 9.918e-10 | 1.1441e-09 | 1.4728e-08 | 0 | 4.0419e-10 | 7.1782e-10 | 9.8623e-09 | 5.4093e-07 | 9.3331e-09 | 0 | 1.1687e-09 | 7.3224e-05 | 6.1067e-05
2262 | 5.3758e-06 | 3.4233e-06 | 1.5905e-06 | 7.0092e-07 | 5.8705e-07 | 1.2188e-06 | 3.6533e-06 | 2.7444e-06 | 3.6233e-06 | 5.4407e-07 | 1.2372e-06 | 3.3224e-06 | 8.617e-07 | 2.1369e-06 | 1.2424e-06 | 1.684e-06 | 9.313e-06 | 8.6828e-05 | 1.0475e-05
2263 | 3.4084e-05 | 3.0437e-05 | 3.7397e-05 | 2.4676e-05 | 2.5049e-05 | 2.0076e-05 | 4.292e-05 | 3.4369e-05 | 4.2386e-05 | 1.8939e-05 | 3.267e-05 | 3.3664e-05 | 2.7734e-05 | 3.1912e-05 | 3.6953e-05 | 2.5745e-05 | 5.3214e-05 | 8.6268e-05 | 5.2242e-07
2264 | 9.7901e-05 | 7.3327e-05 | 0.00011038 | 4.1406e-05 | 7.3169e-05 | 6.2212e-05 | 0.00012551 | 8.478e-05 | 0.0001136 | 5.3653e-05 | 0.00012404 | 8.8517e-05 | 9.7611e-05 | 6.84e-05 | 0.00011745 | 8.2096e-05 | 0.00014197 | 0.0001105 | 3.917e-07
2265 | 0.00022112 | 0.00010156 | 0.00021977 | 0.00012912 | 0.00015422 | 0.00012473 | 0.00024583 | 0.00012753 | 0.0001857 | 7.4708e-05 | 0.00027685 | 0.0001146 | 0.00012014 | 0.00011772 | 0.00027475 | 0.00016605 | 0.00015767 | 0.00013105 | 3.7138e-06
2266 | 0.00027811 | 8.9611e-05 | 0.00025038 | 0.00016379 | 0.00018702 | 0.00015526 | 0.00036375 | 0.00014484 | 0.00023689 | 0.00010452 | 0.00039273 | 0.0001431 | 0.00012529 | 0.00011611 | 0.00044044 | 0.00016683 | 0.00024638 | 0.00012779 | 1.5664e-05
2267 | 0.00029406 | 9.2419e-05 | 0.00026338 | 0.00019431 | 8.7766e-05 | 0.0002051 | 0.00035881 | 0.00017515 | 0.00026137 | 8.9341e-05 | 0.00037501 | 0.00019754 | 0.00010299 | 0.00010655 | 0.00042423 | 9.0687e-05 | 0.00029268 | 0.00010332 | 1.9357e-05
2268 | 0.00036526 | 9.7551e-05 | 0.0002071 | 0.00024041 | 9.197e-05 | 0.0002055 | 0.00036664 | 0.00016703 | 0.00026336 | 8.693e-05 | 0.00045178 | 0.00016768 | 9.3908e-05 | 9.7737e-05 | 0.00044897 | 7.8839e-05 | 0.00030895 | 8.2874e-05 | 2.9121e-05
2269 | 0.00034087 | 0.00014612 | 0.00023076 | 0.00023066 | 0.00016727 | 0.00019192 | 0.00028543 | 0.00017656 | 0.00025992 | 8.256e-05 | 0.00044069 | 0.00010704 | 0.00010062 | 0.00010179 | 0.00045291 | 0.0001957 | 0.00038549 | 5.9349e-05 | 2.5849e-05
2270 | 0.00028044 | 0.00018829 | 0.00020351 | 0.00021513 | 0.00030389 | 0.00023277 | 0.00022724 | 0.00015802 | 0.00022822 | 7.3291e-05 | 0.00037669 | 8.5934e-05 | 0.00010699 | 8.1313e-05 | 0.00035152 | 0.00023766 | 0.00037694 | 4.8627e-05 | 3.5074e-05
2271 | 0.00021272 | 0.00016187 | 0.00016443 | 0.00017028 | 0.00020931 | 0.00021709 | 0.00019403 | 0.00011746 | 0.00022255 | 8.377e-05 | 0.00026775 | 5.4447e-05 | 8.4567e-05 | 8.2012e-05 | 0.00028311 | 0.00026078 | 0.000345 | 4.7244e-05 | 4.1112e-05
2272 | 0.00014996 | 0.00015582 | 0.00013275 | 0.00010256 | 0.00010161 | 0.00012972 | 0.00015647 | 7.7904e-05 | 0.00018325 | 6.8783e-05 | 0.00020942 | 6.5344e-05 | 5.2384e-05 | 0.00016278 | 0.00014352 | 0.00016071 | 0.00017748 | 5.018e-05 | 4.852e-05
2273 | 8.1079e-05 | 8.5248e-05 | 9.2672e-05 | 5.9607e-05 | 4.0269e-05 | 7.0621e-05 | 9.8495e-05 | 3.7632e-05 | 0.00012093 | 1.4886e-05 | 0.00015761 | 4.1105e-05 | 1.901e-05 | 0.00010728 | 4.9936e-05 | 7.3508e-05 | 5.4837e-05 | 5.6765e-05 | 3.2336e-05
2274 | 2.6934e-05 | 2.6154e-05 | 6.2354e-05 | 2.1211e-05 | 4.6577e-06 | 5.4054e-05 | 4.5814e-05 | 1.9463e-05 | 7.5106e-05 | 9.1827e-06 | 7.1235e-05 | 2.6147e-05 | 3.7638e-06 | 2.4085e-05 | 1.3299e-05 | 1.9258e-05 | 6.4485e-06 | 6.6824e-05 | 3.1194e-05
2275 | 1.7308e-05 | 7.8243e-06 | 2.6574e-05 | 7.1625e-06 | 0 | 3.9818e-05 | 3.0605e-05 | 1.5356e-05 | 5.9452e-05 | 2.239e-06 | 4.5823e-05 | 9.7809e-06 | 5.1086e-06 | 3.0178e-06 | 7.4168e-06 | 0 | 4.7477e-06 | 6.4849e-05 | 4.2485e-05
2276 | 9.6548e-06 | 7.2495e-06 | 7.7593e-06 | 1.2256e-06 | 0 | 1.5902e-05 | 2.3008e-05 | 6.6863e-06 | 4.4289e-05 | 5.4813e-07 | 3.2296e-05 | 1.9076e-06 | 1.5103e-06 | 3.4983e-07 | 7.4629e-06 | 0 | 4.893e-06 | 5.8988e-05 | 2.2839e-05
2277 | 2.2234e-06 | 2.2474e-06 | 4.4688e-06 | 0 | 0 | 3.8286e-06 | 1.3927e-05 | 2.0108e-06 | 2.6544e-05 | 0 | 9.3264e-06 | 3.2359e-07 | 9.1264e-10 | 8.1653e-10 | 7.4701e-06 | 0 | 1.8666e-06 | 4.6456e-05 | 2.7967e-05
2278 | 5.5139e-08 | 1.1361e-07 | 1.9479e-06 | 0 | 0 | 1.9778e-06 | 4.565e-06 | 6.4929e-07 | 5.7807e-06 | 0 | 5.1967e-08 | 2.7564e-08 | 1.0021e-09 | 0 | 6.4208e-06 | 0 | 0 | 4.791e-05 | 3.2301e-05
2279 | 0 | 0 | 3.1491e-07 | 0 | 0 | 8.3409e-07 | 8.5516e-07 | 2.1494e-07 | 1.8265e-07 | 0 | 0 | 1.2727e-07 | 9.3053e-10 | 0 | 3.3164e-07 | 0 | 0 | 4.5548e-05 | 3.3301e-05
2280 | 0 | 0 | 1.4397e-10 | 0 | 0 | 6.8179e-09 | 1.1252e-08 | 2.0397e-07 | 0 | 0 | 0 | 1.7228e-09 | 9.3053e-10 | 0 | 0 | 0 | 0 | 4.9292e-05 | 3.5742e-05
2281 | 0 | 0 | 0 | 0 | 0 | 1.0271e-08 | 0 | 2.889e-08 | 0 | 0 | 0 | 0 | 8.5895e-10 | 0 | 0 | 0 | 0 | 4.7749e-05 | 3.2102e-05
2282 | 0 | 0 | 0 | 0 | 0 | 1.0271e-08 | 0 | 0 | 1.6217e-07 | 0 | 0 | 0 | 6.2632e-10 | 0 | 0 | 0 | 0 | 3.8132e-05 | 4.6336e-05
2283 | 0 | 4.6644e-07 | 0 | 0 | 0 | 0 | 0 | 0 | 2.0655e-07 | 0 | 0 | 0 | 6.2632e-10 | 0 | 0 | 0 | 0 | 3.3251e-05 | 5.7717e-05
2284 | 0 | 2.387e-07 | 2.3995e-11 | 0 | 0 | 0 | 0 | 0 | 2.0643e-07 | 0 | 1.1548e-09 | 0 | 7.3369e-10 | 0 | 0 | 0 | 0 | 4.1707e-05 | 4.4355e-05
2285 | 1.8236e-09 | 0 | 5.4373e-09 | 2.5303e-09 | 0 | 5.871e-10 | 9.918e-10 | 6.1392e-10 | 9.2752e-08 | 0 | 3.4645e-10 | 1.974e-09 | 4.0787e-08 | 7.4511e-09 | 2.7184e-10 | 0 | 6.6783e-10 | 4.1204e-05 | 8.4042e-05
2286 | 6.7227e-06 | 4.8744e-06 | 6.3479e-06 | 3.2034e-06 | 5.646e-07 | 6.9514e-06 | 1.9014e-06 | 3.4998e-06 | 7.8557e-06 | 1.5741e-06 | 2.2231e-06 | 2.3429e-06 | 6.6971e-06 | 3.6636e-06 | 1.2985e-06 | 1.5626e-06 | 1.122e-05 | 4.355e-05 | 9.0105e-05
2287 | 4.8168e-05 | 5.2524e-05 | 6.9868e-05 | 3.1245e-05 | 2.8158e-05 | 6.4593e-05 | 3.1803e-05 | 4.7835e-05 | 6.775e-05 | 3.4616e-05 | 1.7783e-05 | 5.7456e-05 | 7.7523e-05 | 4.2874e-05 | 1.9948e-05 | 3.9476e-05 | 9.0134e-05 | 4.1202e-05 | 8.6585e-05
2288 | 0.00019405 | 0.00012481 | 0.00014807 | 0.00010424 | 6.9726e-05 | 0.00017936 | 9.0652e-05 | 0.00013046 | 0.0001772 | 9.3996e-05 | 6.5691e-05 | 0.00013551 | 0.00021218 | 0.00011365 | 3.8118e-05 | 6.9367e-05 | 0.00022971 | 3.4282e-05 | 7.7151e-05
2289 | 0.00030084 | 0.00018918 | 0.00020937 | 0.0002118 | 0.00011753 | 0.00030066 | 0.00014452 | 0.0002613 | 0.0002618 | 0.00013282 | 0.0001158 | 0.00018271 | 0.00031672 | 0.000205 | 0.00012458 | 0.00012948 | 0.00034822 | 4.5143e-05 | 0.00010074
2290 | 0.00042816 | 0.00025051 | 0.00026641 | 0.00019629 | 0.00030864 | 0.00032421 | 0.00022169 | 0.00042105 | 0.00027909 | 0.00021757 | 0.00015772 | 0.00021333 | 0.00035784 | 0.00029897 | 0.00043667 | 0.000295 | 0.00047337 | 2.9193e-05 | 0.00011071
2291 | 0.0005417 | 0.00032011 | 0.00036297 | 0.00024212 | 0.00040907 | 0.00037319 | 0.00034046 | 0.00044404 | 0.00033938 | 0.00040458 | 0.00031623 | 0.00030528 | 0.00045493 | 0.00037336 | 0.00044466 | 0.00044459 | 0.00051998 | 1.8105e-05 | 9.5446e-05
2292 | 0.00052237 | 0.0003766 | 0.00045334 | 0.00029268 | 0.00043459 | 0.00041005 | 0.00039103 | 0.00044954 | 0.00038186 | 0.0004728 | 0.00045418 | 0.00044702 | 0.00054219 | 0.00044026 | 0.00037787 | 0.00034703 | 0.00058896 | 1.23e-05 | 0.00011035
2293 | 0.00051658 | 0.00037551 | 0.00048338 | 0.00036124 | 0.0004401 | 0.00044314 | 0.0003491 | 0.00047571 | 0.00044577 | 0.00043813 | 0.00038847 | 0.00046828 | 0.00048561 | 0.00052742 | 0.00043314 | 0.00035566 | 0.00056121 | 2.0948e-05 | 0.00010781
2294 | 0.00047075 | 0.00030846 | 0.0004751 | 0.00032362 | 0.00040719 | 0.00042177 | 0.00036116 | 0.00040632 | 0.00040873 | 0.00048297 | 0.00037264 | 0.00043833 | 0.0004663 | 0.00051189 | 0.00037084 | 0.00027212 | 0.00045813 | 3.8575e-05 | 8.9754e-05
2295 | 0.00037225 | 0.00026191 | 0.00041039 | 0.00032911 | 0.00023002 | 0.00033268 | 0.00033484 | 0.00036744 | 0.00035582 | 0.0003725 | 0.00042815 | 0.00040288 | 0.00043745 | 0.00043122 | 0.00042532 | 0.00029625 | 0.00034366 | 5.2722e-05 | 7.8129e-05
2296 | 0.00026239 | 0.00023672 | 0.00031318 | 0.00023525 | 0.00022177 | 0.00023698 | 0.00025995 | 0.00026715 | 0.00026109 | 0.00028201 | 0.00034866 | 0.00031015 | 0.00033146 | 0.00034587 | 0.00029387 | 0.00023673 | 0.00024349 | 5.8362e-05 | 8.1714e-05
2297 | 0.00012178 | 0.00017738 | 0.00019101 | 0.00012943 | 0.0001264 | 0.0001406 | 0.00014532 | 0.00013947 | 0.00015186 | 0.00017127 | 0.00021343 | 0.00017628 | 0.0001833 | 0.00024171 | 0.00013441 | 0.00015818 | 0.00010885 | 5.6403e-05 | 8.5833e-05
2298 | 3.3507e-05 | 0.00011267 | 9.8133e-05 | 5.5983e-05 | 2.7378e-05 | 7.8475e-05 | 5.9357e-05 | 5.8417e-05 | 9.2552e-05 | 5.4817e-05 | 8.0617e-05 | 7.682e-05 | 3.683e-05 | 0.00016051 | 2.4607e-05 | 6.6354e-05 | 1.7065e-05 | 5.0136e-05 | 7.8139e-05
2299 | 1.9821e-05 | 9.0126e-05 | 7.3885e-05 | 2.4111e-05 | 4.0113e-09 | 6.8183e-05 | 3.778e-05 | 4.537e-05 | 8.9514e-05 | 2.4926e-05 | 4.7471e-05 | 5.4288e-05 | 1.6893e-05 | 0.00013 | 7.4143e-06 | 2.7273e-05 | 5.7514e-06 | 5.0878e-05 | 0.00011998
2300 | 1.6912e-05 | 5.7715e-05 | 4.1197e-05 | 8.6295e-06 | 0 | 5.9126e-05 | 2.8904e-05 | 3.4991e-05 | 6.023e-05 | 1.3904e-05 | 1.8806e-05 | 3.3841e-05 | 1.3959e-05 | 0.00011134 | 7.4701e-06 | 1.1703e-06 | 5.8781e-06 | 6.7547e-05 | 6.0704e-05
2301 | 7.6739e-06 | 2.0849e-05 | 1.4924e-05 | 3.3565e-06 | 0 | 3.2863e-05 | 1.7906e-05 | 2.3989e-05 | 2.9097e-05 | 1.0781e-05 | 4.5794e-06 | 1.8799e-05 | 5.6204e-06 | 4.0379e-05 | 7.4882e-06 | 0 | 5.139e-06 | 7.7443e-05 | 2.6337e-05
2302 | 3.1056e-07 | 9.7989e-06 | 4.4685e-06 | 0 | 0 | 9.5547e-06 | 7.7142e-06 | 9.9726e-06 | 1.0961e-05 | 5.6646e-06 | 3.5799e-08 | 7.4555e-06 | 4.9723e-07 | 4.632e-06 | 6.8286e-06 | 0 | 2.5645e-06 | 0.00010655 | 2.3242e-05
2303 | 1.4415e-07 | 4.7531e-06 | 1.4394e-06 | 0 | 0 | 1.4812e-06 | 1.5616e-06 | 2.1612e-06 | 4.2244e-06 | 1.7422e-06 | 0 | 1.3391e-06 | 8.9474e-10 | 1.0102e-06 | 3.842e-07 | 0 | 2.6546e-07 | 0.00011884 | 5.5635e-05
2304 | 0 | 1.0321e-06 | 1.9237e-07 | 0 | 0 | 1.0325e-07 | 8.3487e-08 | 3.088e-07 | 5.386e-07 | 0 | 0 | 2.2522e-07 | 9.3053e-10 | 2.0186e-07 | 0 | 0 | 1.5026e-08 | 0.00010479 | 3.6658e-05
2305 | 0 | 0 | 1.3677e-09 | 0 | 0 | 4.9852e-08 | 1.6086e-09 | 4.1602e-10 | 2.4036e-08 | 0 | 0 | 3.5012e-08 | 2.1832e-09 | 4.2135e-08 | 0 | 0 | 0 | 0.00010077 | 2.8405e-05
2306 | 0 | 0 | 1.4397e-10 | 0 | 0 | 0 | 0 | 0 | 1.7608e-07 | 0 | 0 | 0 | 8.9474e-10 | 2.5398e-09 | 0 | 0 | 0 | 9.861e-05 | 8.0654e-05
2307 | 0 | 4.6688e-07 | 3.5993e-10 | 0 | 0 | 0 | 0 | 0 | 2.0633e-07 | 0 | 0 | 0 | 5.9053e-10 | 3.6529e-11 | 0 | 0 | 0 | 0.00010391 | 6.251e-05
2308 | 0 | 5.0893e-07 | 0 | 0 | 0 | 0 | 0 | 0 | 2.2311e-07 | 0 | 0 | 3.5891e-11 | 5.3685e-10 | 0 | 0 | 0 | 0 | 0.00010405 | 6.9663e-05
2309 | 1.7679e-09 | 5.1094e-07 | 5.4853e-09 | 2.3923e-09 | 0 | 8.5224e-10 | 9.418e-10 | 3.2502e-10 | 1.4613e-07 | 0 | 3.4645e-10 | 6.4245e-09 | 4.2767e-08 | 1.6173e-08 | 1.3592e-10 | 0 | 3.3392e-10 | 9.3886e-05 | 0.00012138
2310 | 1.9947e-05 | 1.4487e-05 | 5.7784e-06 | 6.754e-06 | 5.9085e-06 | 1.2698e-05 | 1.4022e-05 | 1.1609e-05 | 1.6073e-05 | 9.7946e-06 | 9.2878e-06 | 7.1377e-06 | 6.7954e-06 | 8.0972e-06 | 1.362e-05 | 6.8367e-06 | 1.6456e-05 | 8.4237e-05 | 0.0001066
2311 | 0.00011493 | 7.7417e-05 | 4.2883e-05 | 6.5787e-05 | 6.8e-05 | 7.618e-05 | 8.3332e-05 | 8.7363e-05 | 0.00010517 | 7.0833e-05 | 6.3874e-05 | 5.8976e-05 | 0.00011448 | 7.1375e-05 | 8.3222e-05 | 5.6332e-05 | 8.5789e-05 | 7.3385e-05 | 6.748e-05
2312 | 0.00024291 | 0.00011813 | 0.00010617 | 0.00014286 | 0.00014114 | 0.00015799 | 0.00015269 | 0.00020448 | 0.00022391 | 0.00023384 | 0.00014226 | 0.00017402 | 0.00022891 | 0.00015194 | 0.00016499 | 0.00012718 | 0.00020691 | 4.774e-05 | 6.9121e-05
2313 | 0.00038347 | 0.00020187 | 0.00015802 | 0.00026563 | 0.00021765 | 0.00024923 | 0.00022966 | 0.00033878 | 0.00029725 | 0.00030582 | 0.00019517 | 0.0002481 | 0.00028509 | 0.00021444 | 0.00024632 | 0.00020352 | 0.00034998 | 4.7059e-05 | 4.5119e-05
2314 | 0.0004163 | 0.00019878 | 0.00015936 | 0.00036461 | 0.00022451 | 0.00031897 | 0.0002581 | 0.00039067 | 0.00031298 | 0.00027053 | 0.00021751 | 0.00024292 | 0.0002035 | 0.00020829 | 0.00024646 | 0.00018765 | 0.00043721 | 3.7692e-05 | 2.136e-05
2315 | 0.00041455 | 0.00023018 | 0.0002533 | 0.00038567 | 0.00033404 | 0.00029886 | 0.00033275 | 0.00036183 | 0.00033588 | 0.00024706 | 0.00031623 | 0.00030808 | 0.00031625 | 0.00015745 | 0.00037477 | 0.00026516 | 0.00048907 | 2.4808e-05 | 3.7495e-05
2316 | 0.00030174 | 0.00031898 | 0.00027645 | 0.00031012 | 0.00040606 | 0.00034231 | 0.0003604 | 0.00024601 | 0.00035808 | 0.00022727 | 0.00040432 | 0.00025204 | 0.00023032 | 0.00013322 | 0.00050396 | 0.00036295 | 0.0003774 | 2.3756e-05 | 4.9122e-05
2317 | 0.00014649 | 0.00034544 | 0.00028302 | 0.00018303 | 0.0003521 | 0.00028678 | 0.00034448 | 0.00016721 | 0.00036117 | 0.00023357 | 0.00033895 | 0.00025979 | 0.00021073 | 0.00013822 | 0.00037865 | 0.00032173 | 0.00021856 | 2.9804e-05 | 3.6046e-05
2318 | 0.00017643 | 0.00031678 | 0.0003303 | 0.00016411 | 0.00039388 | 0.00025302 | 0.00033416 | 0.0001697 | 0.00034449 | 0.00029755 | 0.00035659 | 0.00037074 | 0.00035119 | 0.00021483 | 0.00037463 | 0.00035262 | 0.0001855 | 4.0197e-05 | 4.4525e-05
2319 | 0.00019917 | 0.00036094 | 0.00033387 | 0.0002533 | 0.00033325 | 0.00028299 | 0.00033717 | 0.00022535 | 0.00031747 | 0.00038223 | 0.00034639 | 0.00036865 | 0.00026071 | 0.00025839 | 0.00030714 | 0.00034587 | 0.0001701 | 4.5218e-05 | 4.6493e-05
2320 | 0.00016315 | 0.0002943 | 0.00030198 | 0.00025009 | 0.00026254 | 0.00024251 | 0.00027098 | 0.00024502 | 0.00027361 | 0.00027677 | 0.00033719 | 0.00028344 | 0.00027095 | 0.00032179 | 0.00027354 | 0.00027514 | 0.00015911 | 5.1688e-05 | 5.041e-05
2321 | 0.00013032 | 0.00020884 | 0.00018456 | 0.00011609 | 0.00014515 | 0.00013708 | 0.0001451 | 0.00013732 | 0.00016625 | 0.00016386 | 0.00019129 | 0.00017536 | 0.00014678 | 0.00024628 | 0.00012844 | 0.00018396 | 0.00011431 | 5.9094e-05 | 1.7135e-05
2322 | 3.3023e-05 | 0.00011549 | 9.6739e-05 | 6.2854e-05 | 2.3396e-05 | 8.148e-05 | 5.6261e-05 | 6.1626e-05 | 9.6104e-05 | 5.6875e-05 | 7.4088e-05 | 7.6736e-05 | 3.3848e-05 | 0.00015762 | 2.4745e-05 | 6.742e-05 | 1.2672e-05 | 6.7016e-05 | 4.3051e-05
2323 | 1.9684e-05 | 9.0107e-05 | 6.405e-05 | 2.417e-05 | 4.0113e-09 | 6.6021e-05 | 3.8374e-05 | 4.2523e-05 | 9.2283e-05 | 2.0948e-05 | 4.1191e-05 | 5.8663e-05 | 1.1199e-05 | 9.7121e-05 | 7.4273e-06 | 2.8458e-05 | 5.8818e-06 | 0.00010152 | 5.4525e-05
2324 | 1.2108e-05 | 5.1955e-05 | 2.6771e-05 | 9.9517e-06 | 0 | 5.7474e-05 | 3.5596e-05 | 2.6424e-05 | 7.7615e-05 | 1.2701e-05 | 2.167e-05 | 4.3112e-05 | 5.939e-06 | 2.9863e-05 | 7.4864e-06 | 9.7113e-07 | 5.6254e-06 | 0.00013386 | 8.7504e-06
2325 | 3.1527e-06 | 1.8742e-05 | 1.0679e-05 | 3.5785e-06 | 0 | 3.0353e-05 | 2.0569e-05 | 1.574e-05 | 4.7909e-05 | 9.0048e-06 | 5.2344e-06 | 2.1615e-05 | 2.5284e-06 | 5.9595e-06 | 7.4882e-06 | 0 | 2.4042e-06 | 0.00015843 | 1.3932e-05
2326 | 3.61e-08 | 9.4816e-06 | 4.3039e-06 | 0 | 0 | 7.9076e-06 | 1.2127e-05 | 4.226e-06 | 1.6643e-05 | 6.4423e-07 | 3.4645e-08 | 7.5834e-06 | 5.0326e-07 | 3.3637e-07 | 5.1975e-06 | 0 | 0 | 0.00014369 | 6.3804e-06
2327 | 0 | 4.0218e-06 | 9.7497e-07 | 0 | 0 | 8.9889e-07 | 1.5304e-06 | 4.391e-07 | 3.1929e-06 | 0 | 0 | 1.2736e-06 | 5.9053e-10 | 1.0153e-07 | 2.1566e-07 | 0 | 0 | 0.00013747 | 4.2296e-07
2328 | 0 | 1.1817e-07 | 3.6303e-07 | 0 | 0 | 7.5073e-08 | 3.3655e-08 | 8.3204e-09 | 6.0024e-07 | 0 | 0 | 2.5774e-07 | 6.2632e-10 | 9.9918e-10 | 0 | 0 | 0 | 0.00015254 | 3.4196e-08
2329 | 0 | 0 | 2.8147e-08 | 0 | 0 | 2.9247e-08 | 0 | 0 | 1.9139e-07 | 0 | 0 | 3.4872e-08 | 6.8001e-10 | 1.7255e-09 | 0 | 0 | 0 | 0.00015321 | 4.6376e-06
2330 | 0 | 0 | 3.0954e-08 | 0 | 0 | 0 | 0 | 0 | 2.204e-07 | 0 | 0 | 0 | 7.1579e-10 | 1.3795e-09 | 0 | 0 | 0 | 0.00015032 | 5.7082e-06
2331 | 0 | 4.6644e-07 | 3.88e-08 | 0 | 0 | 0 | 0 | 0 | 2.0615e-07 | 0 | 0 | 0 | 6.979e-10 | 0 | 0 | 0 | 0 | 0.00013897 | 9.0052e-06
2332 | 0 | 5.0936e-07 | 3.6761e-08 | 0 | 0 | 0 | 0 | 0 | 1.3335e-07 | 0 | 0 | 0 | 6.6211e-10 | 0 | 0 | 0 | 0 | 0.00012333 | 4.2615e-05
2333 | 1.8483e-09 | 5.1366e-07 | 6.6107e-09 | 2.2543e-09 | 0 | 6.8369e-10 | 9.668e-10 | 2.6724e-10 | 4.2653e-10 | 0 | 1.5013e-09 | 6.1015e-09 | 7.4221e-08 | 1.8303e-08 | 9.1972e-09 | 0 | 6.6783e-10 | 0.00010963 | 5.3533e-05
2334 | 1.1864e-05 | 9.7974e-06 | 9.5763e-06 | 1.0624e-05 | 5.6613e-06 | 1.3266e-05 | 9.9378e-06 | 1.2256e-05 | 1.6465e-05 | 9.6775e-06 | 7.9529e-06 | 9.6319e-06 | 1.1483e-05 | 9.8479e-06 | 1.0433e-05 | 7.3519e-06 | 1.6648e-05 | 9.2152e-05 | 4.4802e-05
2335 | 0.00010656 | 8.7795e-05 | 9.383e-05 | 8.5219e-05 | 9.509e-05 | 9.4216e-05 | 8.8269e-05 | 9.4079e-05 | 0.00010771 | 9.3959e-05 | 7.5305e-05 | 9.4084e-05 | 0.00013147 | 9.0201e-05 | 8.5242e-05 | 8.6463e-05 | 0.00012537 | 6.6904e-05 | 4.9805e-05
2336 | 0.00025339 | 0.00021884 | 0.0002374 | 0.00020527 | 0.00025153 | 0.00024559 | 0.0002218 | 0.00023562 | 0.00025558 | 0.00025004 | 0.00018108 | 0.00024355 | 0.0003438 | 0.00022897 | 0.00022306 | 0.00021221 | 0.00028644 | 3.3866e-05 | 3.5089e-05
2337 | 0.00038345 | 0.00034717 | 0.00036676 | 0.00032128 | 0.00040727 | 0.00038521 | 0.00034921 | 0.00037262 | 0.00038693 | 0.00040476 | 0.00029149 | 0.00036607 | 0.00051485 | 0.00035903 | 0.00035701 | 0.00034247 | 0.00042586 | 3.8376e-05 | 1.3028e-05
2338 | 0.00046983 | 0.00042206 | 0.00043168 | 0.00040865 | 0.00052007 | 0.00046257 | 0.00043719 | 0.00045849 | 0.00046039 | 0.00048514 | 0.00040368 | 0.00041372 | 0.00055779 | 0.00036396 | 0.00047512 | 0.00044602 | 0.00051839 | 2.6866e-05 | 1.6256e-05
2339 | 0.00051044 | 0.00047812 | 0.00048787 | 0.00046433 | 0.00059287 | 0.00051813 | 0.00049918 | 0.00050481 | 0.00051791 | 0.00033751 | 0.00047072 | 0.00043027 | 0.00055639 | 0.00032181 | 0.00054423 | 0.00052735 | 0.00056152 | 1.6005e-05 | 6.2327e-06
2340 | 0.00050285 | 0.00053643 | 0.00052633 | 0.00048245 | 0.00062614 | 0.00055902 | 0.00052983 | 0.0005048 | 0.00056314 | 0.00027033 | 0.00051707 | 0.00044264 | 0.00052008 | 0.00030152 | 0.00056849 | 0.00056404 | 0.00056767 | 8.5467e-06 | 4.9104e-06
2341 | 0.00041706 | 0.00056727 | 0.00055197 | 0.00043323 | 0.00060206 | 0.00054947 | 0.0005437 | 0.0004376 | 0.00058016 | 0.00027968 | 0.0005116 | 0.00045155 | 0.00046412 | 0.00034358 | 0.00055238 | 0.00056265 | 0.0004834 | 1.2551e-05 | 8.8927e-06
2342 | 0.0003461 | 0.00053303 | 0.0005276 | 0.00040717 | 0.0005476 | 0.00050336 | 0.00050222 | 0.00043316 | 0.00054884 | 0.00026022 | 0.00046955 | 0.00048597 | 0.00051018 | 0.00036976 | 0.0004999 | 0.00051637 | 0.0004141 | 2.3472e-05 | 8.9242e-06
2343 | 0.00033915 | 0.00043664 | 0.00043318 | 0.00029513 | 0.00045824 | 0.00041097 | 0.00040099 | 0.00037343 | 0.00043603 | 0.00026576 | 0.00040712 | 0.00043278 | 0.00038667 | 0.00036439 | 0.00040996 | 0.00042268 | 0.00037051 | 3.1591e-05 | 4.056e-06
2344 | 0.00022524 | 0.00032675 | 0.00030585 | 0.00026059 | 0.00030179 | 0.00029087 | 0.00027444 | 0.00026014 | 0.00029976 | 0.00030294 | 0.00034076 | 0.00032207 | 0.00036965 | 0.00031418 | 0.00027335 | 0.00031873 | 0.00021755 | 3.3131e-05 | 1.9422e-06
2345 | 0.00011203 | 0.00020237 | 0.00019079 | 0.00013809 | 0.00012813 | 0.00015 | 0.00014864 | 0.00014145 | 0.00016331 | 0.00016601 | 0.00021254 | 0.00016864 | 0.00016397 | 0.00023564 | 0.00012695 | 0.00017515 | 0.00010266 | 2.9944e-05 | 2.9581e-06
2346 | 3.4203e-05 | 0.00011831 | 9.9169e-05 | 5.3953e-05 | 2.405e-05 | 7.8699e-05 | 6.0291e-05 | 5.8777e-05 | 9.3228e-05 | 5.3191e-05 | 0.00010008 | 7.7528e-05 | 3.7402e-05 | 0.00015717 | 2.4762e-05 | 6.9825e-05 | 1.7863e-05 | 3.0764e-05 | 6.569e-07
2347 | 1.9798e-05 | 9.9225e-05 | 7.7506e-05 | 3.5843e-05 | 0 | 6.7409e-05 | 4.0893e-05 | 4.5906e-05 | 9.1128e-05 | 2.7671e-05 | 4.8584e-05 | 5.8543e-05 | 1.6576e-05 | 0.00013878 | 7.4491e-06 | 4.2464e-05 | 5.8679e-06 | 5.451e-05 | 4.9664e-06
2348 | 1.6137e-05 | 7.2233e-05 | 5.079e-05 | 1.2099e-05 | 0 | 6.068e-05 | 3.8277e-05 | 3.5536e-05 | 7.9044e-05 | 1.5458e-05 | 3.5147e-05 | 4.8164e-05 | 1.5723e-05 | 0.00011376 | 7.4882e-06 | 2.1226e-05 | 6.0133e-06 | 6.7219e-05 | 8.8088e-07
2349 | 6.2956e-06 | 2.8408e-05 | 1.9104e-05 | 4.0323e-06 | 0 | 3.5918e-05 | 2.0998e-05 | 2.4322e-05 | 5.224e-05 | 1.0619e-05 | 1.6476e-05 | 2.7006e-05 | 9.7041e-06 | 4.9491e-05 | 7.4792e-06 | 1.3737e-05 | 5.2041e-06 | 5.8932e-05 | 8.2982e-07
2350 | 3.1031e-07 | 1.2352e-05 | 6.5188e-06 | 0 | 0 | 1.0879e-05 | 9.8792e-06 | 1.0168e-05 | 1.9621e-05 | 5.7509e-06 | 6.8201e-07 | 1.1457e-05 | 1.9481e-06 | 4.6597e-06 | 6.8086e-06 | 0 | 2.2868e-06 | 4.8175e-05 | 2.7917e-07
2351 | 1.4514e-07 | 5.9629e-06 | 2.2333e-06 | 0 | 0 | 1.7862e-06 | 2.807e-06 | 2.3173e-06 | 5.3657e-06 | 1.9344e-06 | 0 | 3.2983e-06 | 7.1579e-10 | 9.1036e-07 | 3.1714e-07 | 0 | 1.5026e-07 | 3.9628e-05 | 3.3436e-09
2352 | 0 | 1.2831e-06 | 1.1221e-06 | 0 | 0 | 1.0761e-07 | 2.7377e-07 | 3.9602e-07 | 1.0266e-06 | 0 | 0 | 3.6878e-07 | 7.6948e-10 | 1.3719e-07 | 0 | 0 | 0 | 3.5305e-05 | 1.0422e-08
2353 | 0 | 0 | 2.5723e-07 | 0 | 0 | 4.8777e-08 | 9.4638e-08 | 1.0401e-09 | 1.276e-07 | 0 | 0 | 9.7925e-08 | 2.6216e-09 | 2.5523e-08 | 0 | 0 | 0 | 4.2271e-05 | 1.218e-07
2354 | 0 | 0 | 8.5183e-09 | 0 | 0 | 0 | 1.3335e-10 | 0 | 2.6405e-07 | 0 | 0 | 1.5218e-08 | 9.5738e-10 | 2.5527e-09 | 0 | 0 | 0 | 4.2265e-05 | 1.664e-06
2355 | 0 | 4.6644e-07 | 1.4397e-10 | 0 | 0 | 0 | 0 | 0 | 2.0768e-07 | 0 | 0 | 0 | 1.0916e-09 | 1.0744e-11 | 0 | 0 | 0 | 4.276e-05 | 7.9004e-06
2356 | 0 | 5.0893e-07 | 0 | 0 | 0 | 0 | 0 | 0 | 2.4555e-07 | 0 | 0 | 0 | 9.3053e-10 | 0 | 0 | 0 | 0 | 3.2676e-05 | 8.4028e-06
2357 | 1.8668e-09 | 5.1725e-07 | 4.3551e-09 | 2.3923e-09 | 0 | 7.6513e-10 | 1.0001e-09 | 3.7991e-10 | 1.8855e-07 | 0 | 3.4645e-10 | 4.6658e-09 | 3.1352e-08 | 6.21e-09 | 1.3592e-10 | 0 | 1.2244e-09 | 2.2743e-05 | 4.5224e-05
2358 | 1.3359e-05 | 1.5601e-05 | 1.1011e-05 | 8.0545e-06 | 1.2108e-05 | 1.3356e-05 | 1.0609e-05 | 1.0725e-05 | 1.5375e-05 | 7.2746e-06 | 5.0493e-06 | 1.1665e-05 | 4.5445e-06 | 7.4558e-06 | 5.8272e-06 | 1.3336e-05 | 1.8228e-05 | 2.0802e-05 | 6.4575e-05
2359 | 9.0602e-05 | 8.1632e-05 | 8.4907e-05 | 6.4656e-05 | 9.4839e-05 | 9.0508e-05 | 7.092e-05 | 7.7556e-05 | 9.2602e-05 | 8.2696e-05 | 5.7994e-05 | 9.357e-05 | 3.4947e-05 | 5.761e-05 | 6.0555e-05 | 8.8372e-05 | 0.00011762 | 1.9184e-05 | 6.3249e-05
2360 | 0.00018495 | 0.00019086 | 0.00019457 | 0.00018137 | 0.00023618 | 0.00022448 | 0.00016264 | 0.00017368 | 0.00019733 | 0.00020118 | 0.00014951 | 0.00023923 | 0.00010589 | 0.0001272 | 0.0001631 | 0.00018989 | 0.00023868 | 1.6533e-05 | 3.1227e-05
2361 | 0.00030043 | 0.00029984 | 0.00028226 | 0.00023078 | 0.0003755 | 0.00034746 | 0.00024811 | 0.0002477 | 0.00027071 | 0.00026204 | 0.0002135 | 0.00033327 | 0.00012099 | 0.00015637 | 0.0002198 | 0.00031368 | 0.0003525 | 3.083e-05 | 8.1088e-06
2362 | 0.00032345 | 0.00034417 | 0.00029798 | 0.00027239 | 0.00045821 | 0.00039079 | 0.00027902 | 0.00024007 | 0.00034763 | 0.00031177 | 0.00019702 | 0.00027759 | 0.00015229 | 0.00015855 | 0.00022542 | 0.00040602 | 0.00031831 | 3.1519e-05 | 5.9077e-06
2363 | 0.00029426 | 0.00032775 | 0.0002517 | 0.00028305 | 0.00042291 | 0.0003373 | 0.00031937 | 0.00023716 | 0.00038452 | 0.00028966 | 0.00026047 | 0.00028942 | 0.00017365 | 0.00016838 | 0.00031058 | 0.00036476 | 0.00036928 | 3.0228e-05 | 6.72e-06
2364 | 0.00021811 | 0.00032108 | 0.00024418 | 0.00018158 | 0.00036643 | 0.00028231 | 0.00034 | 0.00020716 | 0.00042893 | 0.0002497 | 0.00028588 | 0.0002507 | 0.00013195 | 0.00017626 | 0.00034434 | 0.00034305 | 0.00026754 | 4.0826e-05 | 1.3344e-05
2365 | 0.00017808 | 0.00032965 | 0.00022878 | 0.00016945 | 0.00040087 | 0.00026092 | 0.00034859 | 0.00019411 | 0.00039563 | 0.00025355 | 0.00033593 | 0.00018889 | 0.0001189 | 0.00014368 | 0.00039377 | 0.00033825 | 0.00020119 | 3.7294e-05 | 2.2218e-05
2366 | 0.00018857 | 0.0002623 | 0.00020598 | 0.0001966 | 0.00024964 | 0.00023056 | 0.00030808 | 0.00018549 | 0.0003436 | 0.00016148 | 0.00031667 | 0.0001645 | 8.7739e-05 | 8.988e-05 | 0.00035821 | 0.00022298 | 0.00023946 | 3.4781e-05 | 1.7372e-05
2367 | 0.00011643 | 0.00018275 | 0.00018495 | 0.00010586 | 0.000171 | 0.00017888 | 0.00023829 | 9.4663e-05 | 0.00024637 | 0.00011622 | 0.00022363 | 0.00012912 | 6.1611e-05 | 0.0001055 | 0.00021201 | 0.00016271 | 0.00015655 | 3.26e-05 | 5.3035e-05
2368 | 6.8248e-05 | 0.00017119 | 0.00018074 | 9.0841e-05 | 0.00010788 | 0.00010932 | 0.00016753 | 7.4765e-05 | 0.0001749 | 0.00011092 | 0.00022289 | 0.00012766 | 6.1888e-05 | 0.00018652 | 0.00013935 | 0.00015009 | 6.6876e-05 | 5.4237e-05 | 6.544e-05
2369 | 3.7152e-05 | 0.00014023 | 0.00012492 | 6.2822e-05 | 6.2361e-05 | 6.4418e-05 | 0.00010627 | 5.7581e-05 | 0.00011987 | 6.1775e-05 | 0.00015547 | 9.9049e-05 | 4.345e-05 | 0.0001633 | 7.9907e-05 | 0.00011013 | 3.4288e-05 | 5.163e-05 | 9.7031e-05
2370 | 2.0576e-05 | 0.00010717 | 8.7444e-05 | 3.0007e-05 | 1.074e-05 | 6.7458e-05 | 5.2788e-05 | 3.3407e-05 | 8.7319e-05 | 3.2663e-05 | 6.7959e-05 | 6.2735e-05 | 7.9544e-06 | 0.0001093 | 2.2321e-05 | 5.462e-05 | 3.9969e-06 | 5.1562e-05 | 0.00011447
2371 | 1.4153e-05 | 8.5135e-05 | 5.1707e-05 | 1.0324e-05 | 0 | 6.3656e-05 | 3.4817e-05 | 2.3325e-05 | 9.0581e-05 | 1.6368e-05 | 3.6543e-05 | 4.847e-05 | 5.2022e-06 | 2.2639e-05 | 7.4242e-06 | 4.0832e-05 | 4.7456e-06 | 4.7836e-05 | 0.00012367
2372 | 7.6034e-06 | 5.0557e-05 | 2.2782e-05 | 7.3622e-06 | 0 | 4.6891e-05 | 2.977e-05 | 1.8075e-05 | 6.7656e-05 | 1.0195e-05 | 1.0702e-05 | 2.4401e-05 | 1.2212e-06 | 4.9215e-06 | 7.4828e-06 | 1.4217e-05 | 3.7927e-06 | 6.3056e-05 | 0.00014377
2373 | 8.6616e-07 | 1.8658e-05 | 8.1983e-06 | 1.3802e-06 | 0 | 2.4242e-05 | 1.7212e-05 | 6.6252e-06 | 4.1011e-05 | 3.6702e-06 | 6.0986e-06 | 9.0264e-06 | 1.1904e-07 | 5.6207e-07 | 6.6818e-06 | 0 | 0 | 8.5247e-05 | 0.00012514
2374 | 0 | 8.6364e-06 | 2.3647e-06 | 0 | 0 | 5.4733e-06 | 7.4678e-06 | 8.4683e-07 | 1.5282e-05 | 1.3509e-06 | 0 | 2.3169e-06 | 9.6632e-10 | 1.2393e-07 | 1.6745e-06 | 0 | 0 | 0.00010099 | 0.00011041
2375 | 0 | 4.3514e-06 | 7.2331e-07 | 0 | 0 | 3.6131e-07 | 1.0452e-06 | 9.3605e-08 | 4.1636e-06 | 0 | 0 | 3.498e-07 | 9.3053e-10 | 2.5141e-08 | 0 | 0 | 0 | 0.00012204 | 0.00014678
2376 | 0 | 1.4523e-07 | 1.1395e-07 | 0 | 0 | 4.871e-08 | 2.7329e-08 | 0 | 7.6876e-07 | 0 | 0 | 1.1845e-07 | 9.6632e-10 | 0 | 0 | 0 | 0 | 0.00014195 | 0.00017995
2377 | 0 | 0 | 1.9676e-09 | 0 | 0 | 0 | 0 | 0 | 2.4036e-08 | 0 | 0 | 8.9691e-09 | 8.4106e-10 | 0 | 0 | 0 | 0 | 0.00016486 | 9.4192e-05
2378 | 0 | 0 | 1.4397e-10 | 0 | 0 | 2.5679e-08 | 0 | 0 | 1.7572e-07 | 0 | 0 | 1.0767e-10 | 9.3053e-10 | 3.8678e-11 | 0 | 0 | 0 | 0.00018916 | 7.0626e-05
2379 | 0 | 4.6644e-07 | 0 | 0 | 0 | 0 | 0 | 0 | 5.4529e-08 | 0 | 0 | 0 | 6.8001e-10 | 0 | 0 | 0 | 0 | 0.00020236 | 3.3004e-05
2380 | 0 | 5.0893e-07 | 1.1998e-10 | 0 | 0 | 0 | 0 | 0 | 1.6967e-08 | 0 | 0 | 0 | 6.8001e-10 | 0 | 0 | 0 | 0 | 0.00020314 | 2.0971e-05
2381 | 2.0214e-09 | 5.148e-07 | 3.6137e-09 | 2.3003e-09 | 0 | 8.3141e-10 | 1.0001e-09 | 4.868e-10 | 1.084e-10 | 0 | 3.4645e-10 | 5.9579e-09 | 8.683e-08 | 1.8193e-08 | 9.1972e-09 | 0 | 7.7914e-10 | 0.00020705 | 7.9123e-05
2382 | 1.3005e-05 | 1.2445e-05 | 1.0966e-05 | 4.2315e-06 | 9.639e-06 | 9.3798e-06 | 1.1771e-05 | 1.1802e-05 | 1.5559e-05 | 1.0177e-05 | 8.4989e-06 | 1.0662e-05 | 1.408e-05 | 1.0042e-05 | 1.024e-05 | 1.0315e-05 | 1.1948e-05 | 0.00019213 | 0.00010482
2383 | 0.000111 | 7.9966e-05 | 8.8665e-05 | 1.7093e-05 | 9.1814e-05 | 6.3644e-05 | 9.3274e-05 | 7.3146e-05 | 0.000103 | 9.4342e-05 | 7.9796e-05 | 9.1569e-05 | 0.00012682 | 7.6377e-05 | 9.1915e-05 | 8.1508e-05 | 0.00012276 | 0.00016268 | 7.5831e-05
2384 | 0.00025824 | 0.00018803 | 0.00021783 | 3.7062e-05 | 0.00024363 | 0.00016421 | 0.00023865 | 0.00012273 | 0.00025517 | 0.00024634 | 0.00020981 | 0.00023083 | 0.00032903 | 0.00018468 | 0.00024843 | 0.00020252 | 0.00028945 | 0.00013817 | 1.346e-05
2385 | 0.00039117 | 0.00032405 | 0.00034159 | 0.00014838 | 0.00040622 | 0.00029788 | 0.00037957 | 0.00015771 | 0.000419 | 0.0003987 | 0.00034668 | 0.00035012 | 0.0005233 | 0.00027738 | 0.00040959 | 0.00034297 | 0.00043501 | 0.00015986 | 1.1749e-06
2386 | 0.00043266 | 0.00039434 | 0.00042995 | 0.00034261 | 0.00053221 | 0.00040299 | 0.00046827 | 0.00021915 | 0.00049921 | 0.00050445 | 0.00044442 | 0.00044142 | 0.00061887 | 0.00033756 | 0.00051946 | 0.00044042 | 0.00053476 | 0.00015842 | 1.5282e-05
2387 | 0.00050651 | 0.00045441 | 0.00049306 | 0.00047167 | 0.00061398 | 0.00047793 | 0.00052711 | 0.00031523 | 0.0005581 | 0.00058203 | 0.00050834 | 0.00049409 | 0.00054422 | 0.00039764 | 0.00058832 | 0.00053921 | 0.00056864 | 0.00014232 | 7.9846e-05
2388 | 0.00052565 | 0.00049004 | 0.00054791 | 0.00050403 | 0.00065242 | 0.00052977 | 0.00055074 | 0.00035129 | 0.00060195 | 0.0006162 | 0.00055131 | 0.00052385 | 0.00052591 | 0.00046531 | 0.00061721 | 0.00058044 | 0.0005622 | 0.00011323 | 0.00011878
2389 | 0.00048827 | 0.00055011 | 0.00054855 | 0.00048843 | 0.0006372 | 0.0005511 | 0.00056608 | 0.00037506 | 0.00063241 | 0.00060415 | 0.00055126 | 0.00053452 | 0.00049916 | 0.00052559 | 0.00060463 | 0.00058466 | 0.0005123 | 0.0001031 | 0.00012144
2390 | 0.00050141 | 0.00053673 | 0.00049296 | 0.00045991 | 0.00057494 | 0.00052445 | 0.00053202 | 0.00037629 | 0.00059818 | 0.00053455 | 0.00050738 | 0.00050245 | 0.00044172 | 0.00046456 | 0.00054814 | 0.00053503 | 0.00045031 | 0.00010107 | 0.00010845
2391 | 0.00040059 | 0.00044647 | 0.00037793 | 0.00040741 | 0.0004715 | 0.00044184 | 0.00043039 | 0.00033794 | 0.00049555 | 0.00045323 | 0.00043754 | 0.0004059 | 0.0004237 | 0.00037772 | 0.00044835 | 0.00042167 | 0.00035223 | 0.00010098 | 9.2809e-05
2392 | 0.00025327 | 0.00033414 | 0.00029462 | 0.00029037 | 0.00029594 | 0.00030492 | 0.00029797 | 0.00021626 | 0.00034347 | 0.00033036 | 0.00036835 | 0.0002851 | 0.00030966 | 0.00030775 | 0.0003162 | 0.00031077 | 0.00021489 | 9.6247e-05 | 9.7348e-05
2393 | 0.00011401 | 0.00020844 | 0.00018821 | 0.00014347 | 0.00014877 | 0.00015693 | 0.0001639 | 0.0001217 | 0.00018091 | 0.00016386 | 0.0002271 | 0.00016181 | 0.00015451 | 0.00022473 | 0.00015116 | 0.00018547 | 9.6222e-05 | 9.2319e-05 | 7.9048e-05
2394 | 3.7434e-05 | 0.00011824 | 0.00010072 | 5.7385e-05 | 2.558e-05 | 8.2297e-05 | 6.2676e-05 | 4.877e-05 | 9.7488e-05 | 6.0991e-05 | 0.00010361 | 7.8063e-05 | 4.089e-05 | 0.00015804 | 2.8436e-05 | 6.8986e-05 | 1.7756e-05 | 8.6621e-05 | 7.5777e-05
2395 | 1.9845e-05 | 9.709e-05 | 7.4534e-05 | 3.6747e-05 | 1.209e-08 | 6.8319e-05 | 4.1827e-05 | 3.3067e-05 | 9.2297e-05 | 2.7729e-05 | 4.9385e-05 | 5.8787e-05 | 1.7604e-05 | 0.00012414 | 7.415e-06 | 4.2497e-05 | 5.8799e-06 | 9.2635e-05 | 8.8854e-05
2396 | 1.6749e-05 | 7.0056e-05 | 4.2935e-05 | 1.3039e-05 | 0 | 6.2725e-05 | 4.2275e-05 | 2.6123e-05 | 8.2875e-05 | 1.5952e-05 | 3.5792e-05 | 4.4581e-05 | 1.5843e-05 | 0.00010655 | 7.4574e-06 | 2.1535e-05 | 6.02e-06 | 9.1755e-05 | 8.554e-05
2397 | 7.8994e-06 | 2.8494e-05 | 1.7854e-05 | 2.8082e-06 | 0 | 3.7232e-05 | 2.4405e-05 | 1.4224e-05 | 5.5506e-05 | 1.0775e-05 | 2.0646e-05 | 2.3885e-05 | 1.0807e-05 | 3.7517e-05 | 7.4701e-06 | 1.3874e-05 | 5.2464e-06 | 7.0602e-05 | 6.7226e-05
2398 | 3.1823e-07 | 1.2107e-05 | 6.2406e-06 | 0 | 0 | 1.082e-05 | 1.0161e-05 | 4.9889e-06 | 2.0739e-05 | 5.7005e-06 | 2.5792e-06 | 1.0685e-05 | 1.5721e-06 | 4.254e-06 | 6.6872e-06 | 0 | 1.6824e-06 | 5.879e-05 | 7.9248e-05
2399 | 1.444e-07 | 5.7724e-06 | 1.4774e-06 | 0 | 0 | 1.7579e-06 | 2.8242e-06 | 1.5659e-06 | 5.3466e-06 | 1.842e-06 | 0 | 2.6728e-06 | 6.6211e-10 | 6.8666e-07 | 4.2588e-07 | 0 | 1.3023e-07 | 5.2374e-05 | 7.4502e-05
2400 | 0 | 1.2475e-06 | 4.8413e-07 | 0 | 0 | 1.0257e-07 | 2.0049e-07 | 2.6215e-07 | 1.0359e-06 | 0 | 0 | 3.6025e-07 | 7.1579e-10 | 1.3042e-07 | 0 | 0 | 0 | 4.3059e-05 | 4.2679e-05
2401 | 0 | 0 | 2.1769e-07 | 0 | 0 | 5.2618e-08 | 9.3346e-08 | 0 | 2.8796e-07 | 0 | 1.1548e-09 | 1.2166e-07 | 2.8721e-09 | 1.0185e-08 | 0 | 0 | 0 | 4.1883e-05 | 3.6917e-05
2402 | 0 | 0 | 8.5903e-09 | 0 | 0 | 0 | 0 | 0 | 3.3128e-07 | 1.9664e-08 | 0 | 1.5792e-08 | 1.1095e-09 | 5.1571e-11 | 0 | 0 | 0 | 4.2402e-05 | 6.424e-05
2403 | 0 | 4.6644e-07 | 1.4397e-10 | 0 | 0 | 0 | 0 | 0 | 2.9489e-07 | 0 | 0 | 0 | 1.3153e-09 | 0 | 0 | 0 | 0 | 4.8908e-05 | 5.0992e-05
2404 | 0 | 5.0893e-07 | 0 | 0 | 0 | 0 | 0 | 0 | 1.4641e-07 | 0 | 0 | 0 | 1.1811e-09 | 0 | 0 | 0 | 0 | 6.452e-05 | 2.6142e-05
2405 | 4.7845e-09 | 5.109e-07 | 5.027e-09 | 3.1283e-09 | 0 | 3.4648e-09 | 1.0168e-09 | 1.1888e-09 | 2.492e-09 | 0 | 3.4645e-10 | 8.3348e-09 | 6.7461e-08 | 1.9234e-08 | 1.3592e-10 | 0 | 3.4227e-09 | 7.6836e-05 | 2.8639e-05
2406 | 1.9102e-05 | 9.6603e-06 | 1.1272e-05 | 1.6119e-05 | 9.5695e-06 | 1.7643e-05 | 8.8188e-06 | 1.4282e-05 | 1.1632e-05 | 1.0837e-05 | 1.1463e-05 | 9.5851e-06 | 1.2242e-05 | 1.0349e-05 | 1.2336e-05 | 8.3881e-06 | 2.6979e-05 | 6.734e-05 | 2.0206e-05
2407 | 0.00011175 | 6.3022e-05 | 7.8531e-05 | 9.2691e-05 | 9.9722e-05 | 9.7676e-05 | 6.2107e-05 | 9.2906e-05 | 6.7802e-05 | 8.4969e-05 | 7.5495e-05 | 8.9344e-05 | 0.00012086 | 7.7093e-05 | 6.4721e-05 | 7.2575e-05 | 0.00012617 | 7.1972e-05 | 3.2519e-05
2408 | 0.00025791 | 0.00016372 | 0.00018717 | 0.00021791 | 0.00024753 | 0.00023188 | 0.00015617 | 0.00023106 | 0.00016053 | 0.00022699 | 0.00013775 | 0.0002089 | 0.00028393 | 0.00018421 | 0.0001448 | 0.0002016 | 0.00027789 | 7.3212e-05 | 5.7749e-05
2409 | 0.0003901 | 0.00030216 | 0.00027896 | 0.00031916 | 0.00039277 | 0.00036606 | 0.00028133 | 0.00037301 | 0.00028826 | 0.00039023 | 0.00018675 | 0.00034503 | 0.00040986 | 0.00028437 | 0.00018853 | 0.0003245 | 0.00042315 | 8.1557e-05 | 9.6142e-05
2410 | 0.00046584 | 0.00037292 | 0.00032607 | 0.0004118 | 0.00050563 | 0.00043402 | 0.00034082 | 0.00044533 | 0.00040567 | 0.00044595 | 0.00022833 | 0.0003927 | 0.00056518 | 0.00033744 | 0.00022954 | 0.00041909 | 0.00051751 | 6.4602e-05 | 9.991e-05
2411 | 0.00050567 | 0.00040076 | 0.00030981 | 0.00043894 | 0.00051464 | 0.00046758 | 0.00034874 | 0.00050545 | 0.0004661 | 0.00054733 | 0.0002756 | 0.00040023 | 0.00062773 | 0.00042404 | 0.00025979 | 0.00042247 | 0.00051598 | 3.7746e-05 | 8.6877e-05
2412 | 0.00053798 | 0.00037332 | 0.00031002 | 0.00046994 | 0.00038037 | 0.00046622 | 0.00035016 | 0.00055258 | 0.00047805 | 0.00059938 | 0.0003167 | 0.00047351 | 0.00066448 | 0.00049771 | 0.00032766 | 0.00036556 | 0.00054614 | 2.565e-05 | 6.657e-05
2413 | 0.00049731 | 0.00035059 | 0.00041091 | 0.00047195 | 0.00042045 | 0.00041727 | 0.00035744 | 0.00053479 | 0.00045775 | 0.00059581 | 0.00039713 | 0.00051376 | 0.00065361 | 0.00057398 | 0.00040225 | 0.00036782 | 0.00051442 | 2.198e-05 | 5.7106e-05
2414 | 0.00042999 | 0.00039552 | 0.0004034 | 0.00039372 | 0.00048321 | 0.00038292 | 0.00032063 | 0.00047722 | 0.00040366 | 0.00053944 | 0.00028004 | 0.00049009 | 0.00062374 | 0.00053369 | 0.0003402 | 0.00037557 | 0.00043572 | 2.388e-05 | 5.7031e-05
2415 | 0.00036728 | 0.00033935 | 0.00036366 | 0.00030688 | 0.00034873 | 0.00033484 | 0.00028052 | 0.000406 | 0.00028926 | 0.00044346 | 0.00029754 | 0.00042257 | 0.00054836 | 0.0004297 | 0.0002536 | 0.00033906 | 0.00030469 | 3.2859e-05 | 4.0232e-05
2416 | 0.00025032 | 0.00029404 | 0.00028121 | 0.00026239 | 0.00026894 | 0.00024027 | 0.00021618 | 0.00028176 | 0.00022555 | 0.00029502 | 0.00026214 | 0.00027671 | 0.00038416 | 0.0003361 | 0.00019029 | 0.00027113 | 0.00021546 | 3.6711e-05 | 4.0237e-05
2417 | 0.00012071 | 0.00018591 | 0.00017461 | 0.00012587 | 0.00012785 | 0.00014596 | 0.00011958 | 0.00013686 | 0.00015022 | 0.00014393 | 0.00015167 | 0.00014085 | 0.00018532 | 0.00022814 | 0.00010536 | 0.00016755 | 0.00011584 | 4.3549e-05 | 3.6463e-05
2418 | 3.2028e-05 | 0.00011382 | 9.7986e-05 | 5.4008e-05 | 2.5893e-05 | 8.1567e-05 | 5.6835e-05 | 5.958e-05 | 9.527e-05 | 5.8798e-05 | 6.5295e-05 | 7.8327e-05 | 4.3939e-05 | 0.00016282 | 1.9283e-05 | 6.4832e-05 | 1.6206e-05 | 3.9632e-05 | 4.246e-05
2419 | 1.9817e-05 | 9.5154e-05 | 7.198e-05 | 3.451e-05 | 8.0784e-09 | 6.8429e-05 | 3.9121e-05 | 4.6688e-05 | 9.1929e-05 | 2.7386e-05 | 3.8675e-05 | 5.7646e-05 | 1.7593e-05 | 0.00013181 | 7.4258e-06 | 4.2562e-05 | 5.7435e-06 | 4.8042e-05 | 4.5001e-05
2420 | 1.6548e-05 | 6.5551e-05 | 4.0823e-05 | 1.1325e-05 | 0 | 6.077e-05 | 3.4705e-05 | 3.5465e-05 | 7.7075e-05 | 1.3883e-05 | 1.4093e-05 | 4.5825e-05 | 1.6481e-05 | 0.0001089 | 7.4846e-06 | 1.9965e-05 | 5.8858e-06 | 4.9528e-05 | 3.7133e-05
2421 | 7.0113e-06 | 2.4961e-05 | 1.7002e-05 | 3.417e-06 | 0 | 3.6073e-05 | 1.8295e-05 | 2.3935e-05 | 4.9808e-05 | 9.3042e-06 | 4.3756e-06 | 2.4222e-05 | 1.067e-05 | 3.2268e-05 | 5.3462e-06 | 1.2596e-05 | 5.2397e-06 | 5.0962e-05 | 2.5049e-05
2422 | 3.1031e-07 | 1.2068e-05 | 5.85e-06 | 0 | 0 | 1.0068e-05 | 9.5436e-06 | 1.0277e-05 | 1.8758e-05 | 6.7747e-06 | 3.4645e-08 | 1.1133e-05 | 2.1578e-06 | 4.9334e-06 | 2.4465e-07 | 0 | 2.5628e-06 | 5.2312e-05 | 3.7416e-05
2423 | 1.4366e-07 | 5.7262e-06 | 1.3897e-06 | 0 | 0 | 1.6889e-06 | 2.4969e-06 | 2.3154e-06 | 5.1769e-06 | 2.1429e-06 | 1.1548e-09 | 2.8031e-06 | 8.4106e-10 | 1.0373e-06 | 0 | 0 | 3.9068e-07 | 4.7207e-05 | 5.3714e-05
2424 | 0 | 1.0646e-06 | 4.2882e-07 | 0 | 0 | 9.2345e-08 | 1.207e-07 | 4.2268e-07 | 9.9246e-07 | 0 | 0 | 2.8151e-07 | 8.2316e-10 | 1.5568e-07 | 0 | 0 | 4.5079e-08 | 4.3231e-05 | 3.9082e-05
2425 | 0 | 0 | 2.1749e-07 | 0 | 0 | 5.9845e-08 | 1.5752e-09 | 9.3605e-10 | 8.2949e-08 | 0 | 0 | 9.547e-08 | 3.9011e-09 | 3.3985e-08 | 0 | 0 | 0 | 4.3719e-05 | 5.034e-05
2426 | 0 | 0 | 8.9023e-09 | 0 | 0 | 0 | 1.4085e-09 | 0 | 1.9269e-07 | 0 | 0 | 1.6151e-08 | 1.0379e-09 | 3.8678e-11 | 0 | 0 | 0 | 5.4598e-05 | 2.1662e-05
2427 | 0 | 4.6644e-07 | 0 | 0 | 0 | 0 | 0 | 0 | 2.0622e-07 | 0 | 0 | 0 | 1.0379e-09 | 2.5785e-11 | 0 | 0 | 0 | 4.956e-05 | 2.8756e-05
2428 | 0 | 5.0893e-07 | 3.5993e-10 | 0 | 0 | 0 | 0 | 0 | 1.8041e-07 | 0 | 0 | 0 | 1.2795e-09 | 0 | 0 | 0 | 0 | 4.4495e-05 | 2.6943e-05
2429 | 3.3009e-09 | 5.0893e-07 | 4.6215e-09 | 4.0024e-09 | 0 | 1.4441e-09 | 1.0168e-09 | 7.1937e-10 | 0 | 0 | 4.0419e-10 | 7.1064e-09 | 5.4445e-09 | 4.492e-09 | 2.7184e-10 | 0 | 2.4487e-09 | 5.7291e-05 | 3.5498e-05
2430 | 1.2629e-05 | 7.3475e-06 | 6.2236e-06 | 1.0314e-05 | 5.8928e-06 | 1.3242e-05 | 3.6428e-06 | 1.3593e-05 | 8.8173e-06 | 5.5028e-06 | 8.263e-07 | 7.943e-06 | 8.1403e-07 | 4.2974e-06 | 1.071e-06 | 6.2657e-06 | 1.9678e-05 | 4.9633e-05 | 4.8805e-05
2431 | 8.2662e-05 | 5.5366e-05 | 4.0888e-05 | 6.0179e-05 | 6.1022e-05 | 6.7221e-05 | 3.3114e-05 | 6.567e-05 | 4.9983e-05 | 4.0382e-05 | 1.9068e-05 | 6.4371e-05 | 1.5201e-05 | 3.9376e-05 | 2.0165e-05 | 5.19e-05 | 7.6872e-05 | 4.846e-05 | 0.00013475
2432 | 0.00019133 | 0.00011243 | 9.7797e-05 | 0.00010905 | 0.00015546 | 0.00015093 | 9.4199e-05 | 0.0001124 | 0.00010084 | 0.0001224 | 6.7863e-05 | 0.00015273 | 3.5235e-05 | 9.228e-05 | 5.2934e-05 | 0.00013186 | 0.00019292 | 3.2778e-05 | 0.00014107
2433 | 0.00017556 | 0.00016079 | 0.00017226 | 0.00017511 | 0.00020929 | 0.00022237 | 0.00013988 | 0.00015403 | 0.00012895 | 0.00028238 | 0.00012591 | 0.0002557 | 8.4589e-05 | 0.00015863 | 0.00018727 | 0.00019106 | 0.00020902 | 3.6138e-05 | 0.00011505
2434 | 0.00015441 | 0.00023118 | 0.00024165 | 0.00026438 | 0.00030757 | 0.00026145 | 0.00017987 | 0.00022387 | 0.00015532 | 0.00030385 | 0.00021589 | 0.0003336 | 0.00019585 | 0.00016771 | 0.00022728 | 0.00029743 | 0.00020356 | 3.108e-05 | 8.862e-05
2435 | 0.0003475 | 0.00030448 | 0.00037071 | 0.00031309 | 0.00042724 | 0.00028545 | 0.00024597 | 0.00030236 | 0.00019445 | 0.0002661 | 0.00026586 | 0.00036673 | 0.00022324 | 0.00020624 | 0.00023685 | 0.00037097 | 0.0002029 | 2.3184e-05 | 0.00013737
2436 | 0.00030587 | 0.0003505 | 0.00039026 | 0.00030824 | 0.00052511 | 0.00036559 | 0.00028516 | 0.00031353 | 0.00025222 | 0.00027804 | 0.00029857 | 0.0003324 | 0.00028118 | 0.00017933 | 0.00030885 | 0.00040339 | 0.00043177 | 1.9356e-05 | 0.0001451
2437 | 0.00027221 | 0.00036279 | 0.00031619 | 0.0003458 | 0.00052992 | 0.00039414 | 0.00029446 | 0.00027581 | 0.00025566 | 0.000194 | 0.00026201 | 0.00047334 | 0.00024652 | 0.00022788 | 0.00040455 | 0.00046091 | 0.00030279 | 1.2256e-05 | 8.7966e-05
2438 | 0.00023435 | 0.00037862 | 0.00034683 | 0.00022257 | 0.0004554 | 0.00032524 | 0.00026198 | 0.00017365 | 0.00023071 | 0.00023265 | 0.00028872 | 0.00043058 | 0.00016894 | 0.00027374 | 0.00028936 | 0.00041206 | 0.0003187 | 1.8752e-05 | 9.5481e-05
2439 | 0.00013331 | 0.000333 | 0.00031682 | 0.00014808 | 0.00038688 | 0.00029479 | 0.00027067 | 0.00011507 | 0.00023314 | 0.00025418 | 0.00040626 | 0.0003764 | 0.00015014 | 0.00032027 | 0.00033871 | 0.00037001 | 0.00021497 | 1.98e-05 | 7.6868e-05
2440 | 9.0814e-05 | 0.00026778 | 0.00030049 | 0.00013679 | 0.00024256 | 0.00022764 | 0.00024799 | 0.0001078 | 0.00021138 | 0.00030696 | 0.00035277 | 0.00028343 | 9.7526e-05 | 0.00031941 | 0.0002404 | 0.00024764 | 9.4966e-05 | 1.8857e-05 | 4.0292e-05
2441 | 4.6247e-05 | 0.00019104 | 0.00019108 | 9.7731e-05 | 0.0001473 | 0.00012981 | 0.00014948 | 9.0633e-05 | 0.00013664 | 0.0001739 | 0.00018916 | 0.00016023 | 7.0522e-05 | 0.0002336 | 0.00012535 | 0.00018378 | 3.6758e-05 | 1.4046e-05 | 1.9636e-05
2442 | 2.4139e-05 | 0.00011673 | 0.00010235 | 5.5217e-05 | 2.8053e-05 | 7.9653e-05 | 6.1819e-05 | 4.4144e-05 | 8.3272e-05 | 5.6242e-05 | 7.2124e-05 | 7.933e-05 | 2.2634e-05 | 0.0001465 | 2.67e-05 | 6.8461e-05 | 9.3568e-06 | 8.5843e-06 | 4.5078e-05
2443 | 1.5371e-05 | 8.9111e-05 | 7.0628e-05 | 1.7295e-05 | 1.6101e-08 | 6.7548e-05 | 2.9111e-05 | 2.6971e-05 | 6.122e-05 | 1.9936e-05 | 2.4544e-05 | 5.756e-05 | 1.2514e-05 | 0.00010624 | 7.3943e-06 | 4.2227e-05 | 5.8799e-06 | 2.3372e-05 | 4.1899e-05
2444 | 6.9718e-06 | 5.4344e-05 | 4.0398e-05 | 7.2154e-06 | 0 | 5.4704e-05 | 2.0881e-05 | 2.0032e-05 | 3.0129e-05 | 1.1204e-05 | 7.1252e-06 | 4.4627e-05 | 3.6397e-06 | 6.2055e-05 | 7.4375e-06 | 1.551e-05 | 5.3627e-06 | 3.3773e-05 | 8.7135e-05
2445 | 7.8728e-07 | 2.1429e-05 | 1.6936e-05 | 3.4338e-06 | 0 | 2.8457e-05 | 1.1089e-05 | 9.3204e-06 | 1.325e-05 | 8.8177e-06 | 4.3883e-08 | 2.173e-05 | 1.5058e-06 | 2.0932e-05 | 6.7506e-06 | 0 | 8.9267e-07 | 4.2226e-05 | 9.4751e-05
2446 | 0 | 1.0624e-05 | 5.8015e-06 | 0 | 0 | 7.5605e-06 | 7.433e-06 | 3.0891e-06 | 3.369e-06 | 2.2726e-06 | 0 | 7.9298e-06 | 5.2915e-07 | 1.0837e-06 | 1.9011e-06 | 0 | 1.4025e-07 | 5.0006e-05 | 9.2913e-05
2447 | 0 | 3.9056e-06 | 1.3379e-06 | 0 | 0 | 9.871e-07 | 1.116e-06 | 4.9166e-07 | 5.4647e-07 | 3.0675e-07 | 0 | 1.7552e-06 | 1.0379e-09 | 4.905e-08 | 0 | 0 | 0 | 5.9678e-05 | 8.1789e-05
2448 | 0 | 4.6338e-08 | 4.7811e-07 | 0 | 0 | 8.352e-08 | 2.7954e-08 | 9.3605e-09 | 3.7185e-07 | 0 | 0 | 2.6545e-07 | 7.8737e-10 | 2.5141e-09 | 0 | 0 | 0 | 6.6372e-05 | 5.6766e-05
2449 | 0 | 0 | 1.9633e-07 | 0 | 0 | 4.5816e-08 | 0 | 0 | 2.1208e-08 | 0 | 0 | 1.913e-08 | 6.979e-10 | 7.7356e-11 | 0 | 0 | 0 | 7.192e-05 | 2.691e-05
2450 | 0 | 0 | 3.4793e-09 | 0 | 0 | 3.4232e-09 | 0 | 0 | 1.9269e-07 | 0 | 1.1548e-09 | 0 | 1.0021e-09 | 0 | 0 | 0 | 0 | 7.8221e-05 | 1.268e-05
2451 | 0 | 4.6644e-07 | 1.4397e-10 | 0 | 0 | 0 | 0 | 0 | 2.06e-07 | 0 | 0 | 0 | 8.4106e-10 | 0 | 0 | 0 | 0 | 7.2359e-05 | 7.7108e-06
2452 | 0 | 5.0936e-07 | 0 | 0 | 0 | 0 | 0 | 0 | 1.9012e-07 | 0 | 0 | 0 | 8.4106e-10 | 5.1571e-11 | 0 | 0 | 0 | 7.1738e-05 | 8.7369e-06
2453 | 9.297e-09 | 5.2028e-07 | 3.1338e-09 | 7.5448e-09 | 0 | 1.2402e-08 | 1.6752e-09 | 6.3631e-09 | 2.5133e-08 | 1.1798e-09 | 4.0419e-10 | 9.1082e-09 | 6.6318e-08 | 2.1477e-08 | 1.3592e-10 | 0 | 5.2773e-08 | 6.6534e-05 | 2.0226e-05
2454 | 2.376e-05 | 1.4783e-05 | 1.0957e-05 | 1.3241e-05 | 1.4717e-05 | 1.8837e-05 | 1.2869e-05 | 1.6219e-05 | 1.8795e-05 | 1.2128e-05 | 1.0089e-05 | 1.5498e-05 | 1.1722e-05 | 1.3194e-05 | 1.1105e-05 | 1.3505e-05 | 2.5225e-05 | 5.5826e-05 | 1.7499e-05
2455 | 0.00012169 | 8.5713e-05 | 8.0355e-05 | 7.8196e-05 | 0.00010646 | 0.00010552 | 8.07e-05 | 8.4181e-05 | 0.00010457 | 9.9641e-05 | 6.8932e-05 | 0.00010103 | 0.00011635 | 7.6551e-05 | 7.1752e-05 | 9.4077e-05 | 0.00013617 | 3.7182e-05 | 1.2646e-05
2456 | 0.00022957 | 0.00021245 | 0.00019436 | 0.00019395 | 0.00025414 | 0.00024371 | 0.00020024 | 0.0001942 | 0.00023802 | 0.0001998 | 0.00015405 | 0.00023697 | 0.00029493 | 0.00018405 | 0.0001678 | 0.00020709 | 0.00027849 | 2.0406e-05 | 1.0664e-05
2457 | 0.00037919 | 0.00034113 | 0.00032189 | 0.0003208 | 0.00039932 | 0.00037693 | 0.0003273 | 0.00033895 | 0.00038658 | 0.00038315 | 0.00025727 | 0.00036223 | 0.00046858 | 0.00028557 | 0.00034718 | 0.00033153 | 0.00037645 | 2.6314e-05 | 1.0707e-05
2458 | 0.00043817 | 0.00041515 | 0.00041194 | 0.00040399 | 0.00050739 | 0.00045193 | 0.00041847 | 0.00042606 | 0.00046008 | 0.00047518 | 0.00037981 | 0.00042629 | 0.00061854 | 0.00035876 | 0.0004518 | 0.00043603 | 0.00044718 | 1.7124e-05 | 1.8947e-05
2459 | 0.00046533 | 0.00047138 | 0.00047198 | 0.00045325 | 0.00058212 | 0.00050802 | 0.00050307 | 0.00046735 | 0.00051687 | 0.00051146 | 0.00048398 | 0.00047456 | 0.00059478 | 0.00042 | 0.00053273 | 0.00051524 | 0.00053584 | 1.1119e-05 | 2.7409e-05
2460 | 0.00052029 | 0.00052104 | 0.00051932 | 0.00044951 | 0.00061208 | 0.00054394 | 0.00052917 | 0.00049318 | 0.00055565 | 0.00060056 | 0.00051964 | 0.00049886 | 0.00062231 | 0.00047481 | 0.00055015 | 0.00055747 | 0.00053158 | 6.4953e-06 | 4.1475e-05
2461 | 0.00049944 | 0.00054285 | 0.00053289 | 0.00043076 | 0.00057555 | 0.00053389 | 0.00054137 | 0.00048633 | 0.00057304 | 0.00057682 | 0.00053918 | 0.0004713 | 0.00058415 | 0.00052142 | 0.0005454 | 0.00054368 | 0.00054186 | 1.2141e-05 | 5.0789e-05
2462 | 0.00046054 | 0.00050308 | 0.00048974 | 0.00037914 | 0.00049775 | 0.00047054 | 0.00050483 | 0.0004628 | 0.00053702 | 0.00047176 | 0.00050897 | 0.00041545 | 0.00042727 | 0.00047162 | 0.00051087 | 0.00045567 | 0.00043138 | 1.9075e-05 | 4.7575e-05
2463 | 0.00039667 | 0.00041008 | 0.00039631 | 0.00028777 | 0.00042431 | 0.00035545 | 0.00041524 | 0.00038034 | 0.00043303 | 0.00036986 | 0.00044998 | 0.00036675 | 0.00031723 | 0.00034892 | 0.00042474 | 0.00037357 | 0.00031696 | 2.702e-05 | 4.1149e-05
2464 | 0.00023034 | 0.00031478 | 0.0003015 | 0.00024807 | 0.00029533 | 0.00025607 | 0.00029592 | 0.00025808 | 0.00030968 | 0.00018991 | 0.00037544 | 0.0002804 | 0.00017249 | 0.00028154 | 0.00029573 | 0.00029661 | 0.00024195 | 2.3968e-05 | 1.9261e-05
2465 | 0.00011846 | 0.00020652 | 0.00019671 | 0.00014017 | 0.00012765 | 0.00014647 | 0.00015899 | 0.00013467 | 0.00017197 | 0.00010213 | 0.00023343 | 0.0001536 | 8.6269e-05 | 0.00022377 | 0.00014358 | 0.00016371 | 0.00011008 | 1.8918e-05 | 2.1017e-05
2466 | 4.0017e-05 | 0.00012328 | 0.00010318 | 5.3681e-05 | 2.9472e-05 | 8.3711e-05 | 6.4578e-05 | 5.6698e-05 | 9.7633e-05 | 5.007e-05 | 0.00010335 | 8.6063e-05 | 3.1104e-05 | 0.00016384 | 3.002e-05 | 7.7586e-05 | 2.4568e-05 | 1.8465e-05 | 3.3755e-05
2467 | 1.9803e-05 | 9.8885e-05 | 7.3803e-05 | 3.5499e-05 | 3.6269e-08 | 6.8473e-05 | 4.2238e-05 | 4.3775e-05 | 9.2427e-05 | 2.5406e-05 | 5.0832e-05 | 5.8112e-05 | 1.7137e-05 | 0.00012752 | 7.3989e-06 | 4.2704e-05 | 5.8938e-06 | 2.1796e-05 | 3.1526e-05
2468 | 1.6559e-05 | 7.2449e-05 | 4.1968e-05 | 1.1531e-05 | 0 | 6.0632e-05 | 4.1722e-05 | 3.4317e-05 | 8.1455e-05 | 1.2486e-05 | 3.7081e-05 | 4.6078e-05 | 1.5483e-05 | 0.00010185 | 7.4629e-06 | 2.1391e-05 | 6.0183e-06 | 3.0621e-05 | 2.126e-05
2469 | 7.1396e-06 | 2.8171e-05 | 1.7982e-05 | 4.0029e-06 | 0 | 3.6373e-05 | 2.6099e-05 | 2.3158e-05 | 5.4706e-05 | 9.769e-06 | 1.1287e-05 | 2.3351e-05 | 1.028e-05 | 2.7032e-05 | 7.4756e-06 | 1.3687e-05 | 5.2659e-06 | 3.136e-05 | 1.0669e-05
2470 | 3.1031e-07 | 1.223e-05 | 6.3818e-06 | 0 | 0 | 1.0524e-05 | 1.0231e-05 | 1.1129e-05 | 2.0476e-05 | 5.543e-06 | 0 | 1.0831e-05 | 2.0727e-06 | 4.452e-06 | 4.9746e-06 | 0 | 2.3191e-06 | 2.9171e-05 | 3.3344e-06
2471 | 1.4267e-07 | 5.8849e-06 | 1.4722e-06 | 0 | 0 | 1.4367e-06 | 2.9599e-06 | 2.387e-06 | 5.6284e-06 | 1.8715e-06 | 0 | 2.6358e-06 | 2.072e-07 | 9.7809e-07 | 2.2309e-06 | 0 | 1.4025e-07 | 2.5658e-05 | 3.3331e-07
2472 | 0 | 1.2781e-06 | 4.8204e-07 | 0 | 0 | 9.7269e-08 | 2.652e-07 | 4.1973e-07 | 1.1523e-06 | 0 | 0 | 3.1079e-07 | 5.3685e-10 | 1.6029e-07 | 0 | 0 | 0 | 2.3017e-05 | 2.4751e-08
2473 | 0 | 0 | 2.1941e-07 | 0 | 0 | 5.3376e-08 | 9.2054e-08 | 7.2804e-10 | 2.9277e-07 | 0 | 0 | 9.9662e-08 | 2.1653e-09 | 3.1259e-08 | 0 | 0 | 0 | 2.263e-05 | 3.2698e-07
2474 | 0 | 0 | 9.2142e-09 | 0 | 0 | 0 | 0 | 0 | 3.4414e-07 | 0 | 0 | 3.3009e-08 | 6.3527e-10 | 3.8678e-11 | 0 | 0 | 0 | 2.5377e-05 | 4.025e-07
2475 | 0 | 4.6644e-07 | 0 | 0 | 0 | 0 | 0 | 0 | 2.1119e-07 | 0 | 0 | 2.6279e-08 | 1.0379e-09 | 0 | 0 | 0 | 0 | 2.9002e-05 | 1.5793e-06
2476 | 0 | 5.0936e-07 | 1.1998e-10 | 0 | 0 | 0 | 0 | 0 | 1.7718e-07 | 0 | 0 | 1.7027e-08 | 7.6948e-10 | 1.0744e-11 | 0 | 0 | 0 | 2.775e-05 | 5.0545e-07
2477 | 4.6671e-09 | 5.2006e-07 | 4.9334e-09 | 7.0388e-09 | 0 | 1.381e-08 | 2.1336e-09 | 3.0508e-09 | 8.5164e-09 | 5.8991e-10 | 4.6193e-10 | 6.3007e-09 | 1.1801e-07 | 2.1238e-08 | 9.3331e-09 | 0 | 1.5972e-08 | 2.6246e-05 | 4.2641e-07
2478 | 2.3931e-05 | 1.6201e-05 | 1.2873e-05 | 1.6002e-05 | 1.3063e-05 | 1.8738e-05 | 1.3013e-05 | 1.7019e-05 | 2.0695e-05 | 1.1187e-05 | 1.0477e-05 | 1.3466e-05 | 1.5234e-05 | 1.2485e-05 | 1.4559e-05 | 1.434e-05 | 2.92e-05 | 2.134e-05 | 9.1189e-07
2479 | 0.00013008 | 9.7095e-05 | 9.3061e-05 | 9.8058e-05 | 0.00010665 | 0.00010802 | 9.5322e-05 | 0.00010319 | 0.00011331 | 0.00010404 | 7.9748e-05 | 0.00010596 | 0.00011739 | 0.00010068 | 0.00010423 | 9.5673e-05 | 0.00011995 | 1.2013e-05 | 0
2480 | 0.00027222 | 0.00022788 | 0.00022419 | 0.00021155 | 0.00026256 | 0.00025019 | 0.00023035 | 0.00024412 | 0.00026136 | 0.000258 | 0.00019573 | 0.00025481 | 0.00030264 | 0.00024268 | 0.00025 | 0.00022256 | 0.00027232 | 4.3053e-06 | 4.4378e-08
2481 | 0.00038998 | 0.00035537 | 0.00036641 | 0.00033524 | 0.00041183 | 0.0003815 | 0.00036878 | 0.00037595 | 0.00039611 | 0.00040515 | 0.00033114 | 0.0003896 | 0.00049922 | 0.00036946 | 0.00039195 | 0.00035158 | 0.00039558 | 1.6285e-05 | 1.1587e-06
2482 | 0.00048419 | 0.00043207 | 0.00043841 | 0.00041641 | 0.00051853 | 0.00045314 | 0.00045637 | 0.00045838 | 0.0004624 | 0.00050298 | 0.00043453 | 0.00046648 | 0.00062249 | 0.00037316 | 0.00048737 | 0.0004492 | 0.00049797 | 1.5221e-05 | 1.036e-05
2483 | 0.00053312 | 0.00048699 | 0.00049103 | 0.00046204 | 0.00058573 | 0.00050717 | 0.00051277 | 0.0005153 | 0.00051581 | 0.00056457 | 0.00049897 | 0.00053091 | 0.00067787 | 0.00042586 | 0.0005486 | 0.00052743 | 0.00056588 | 1.3763e-05 | 1.539e-05
2484 | 0.00055854 | 0.00054266 | 0.00053051 | 0.00048527 | 0.00062228 | 0.00054708 | 0.0005386 | 0.000553 | 0.00055333 | 0.00057824 | 0.00054928 | 0.00056768 | 0.00073547 | 0.00046112 | 0.00056794 | 0.00056167 | 0.0005831 | 1.8963e-05 | 1.0595e-05
2485 | 0.00055001 | 0.00056989 | 0.0005584 | 0.00048668 | 0.00060215 | 0.0005576 | 0.00055249 | 0.0005566 | 0.0005709 | 0.00055637 | 0.00054376 | 0.00057919 | 0.00075651 | 0.00051281 | 0.00055696 | 0.00056396 | 0.00056605 | 1.9666e-05 | 2.0793e-05
2486 | 0.00050126 | 0.00053627 | 0.00053073 | 0.00044258 | 0.00054041 | 0.00051795 | 0.00051264 | 0.00051571 | 0.00053646 | 0.0005093 | 0.00050999 | 0.00054234 | 0.00069287 | 0.00051299 | 0.00051487 | 0.00051589 | 0.000513 | 2.1721e-05 | 1.9307e-05
2487 | 0.00040246 | 0.0004414 | 0.00043543 | 0.00036138 | 0.00044309 | 0.0004243 | 0.00041837 | 0.0004235 | 0.00042804 | 0.0004112 | 0.00044987 | 0.00044804 | 0.00057924 | 0.00044261 | 0.00042468 | 0.00042461 | 0.0004154 | 2.3238e-05 | 1.7257e-05
2488 | 0.00027008 | 0.0003323 | 0.00031276 | 0.00026245 | 0.00030149 | 0.00029577 | 0.00029224 | 0.00029566 | 0.00029588 | 0.00030387 | 0.00037303 | 0.000321 | 0.00039888 | 0.00033127 | 0.00029472 | 0.0003272 | 0.00027841 | 2.1595e-05 | 1.5492e-05
2489 | 0.00012756 | 0.00020541 | 0.00019773 | 0.00013653 | 0.00014209 | 0.00015434 | 0.00015428 | 0.00015401 | 0.00016341 | 0.00016343 | 0.00023357 | 0.00017943 | 0.0001914 | 0.00024864 | 0.00014213 | 0.00018575 | 0.00012306 | 2.1962e-05 | 1.004e-05
2490 | 3.403e-05 | 0.00011863 | 0.00010458 | 5.8238e-05 | 2.7971e-05 | 8.2819e-05 | 6.1889e-05 | 6.3413e-05 | 9.4937e-05 | 6.0606e-05 | 0.00010804 | 8.0398e-05 | 4.5303e-05 | 0.00016502 | 3.037e-05 | 7.2626e-05 | 2.1567e-05 | 2.3065e-05 | 2.008e-05
2491 | 1.6729e-05 | 9.8242e-05 | 8.0131e-05 | 3.6106e-05 | 2.8191e-08 | 6.7676e-05 | 3.8189e-05 | 4.6765e-05 | 9.0195e-05 | 2.8119e-05 | 5.1064e-05 | 5.8361e-05 | 1.7607e-05 | 0.0001393 | 7.519e-06 | 4.2602e-05 | 5.913e-06 | 2.756e-05 | 2.1306e-05
2492 | 1.4216e-05 | 7.3486e-05 | 5.2718e-05 | 1.1821e-05 | 0 | 6.1225e-05 | 4.0328e-05 | 3.5629e-05 | 8.0639e-05 | 1.5311e-05 | 3.7159e-05 | 4.7269e-05 | 1.6513e-05 | 0.00011638 | 7.4737e-06 | 2.0686e-05 | 6.0127e-06 | 2.9098e-05 | 2.4508e-05
2493 | 6.0427e-06 | 2.9624e-05 | 1.9495e-05 | 4.1793e-06 | 0 | 3.7094e-05 | 2.2142e-05 | 2.4094e-05 | 5.4179e-05 | 1.0592e-05 | 1.911e-05 | 2.5701e-05 | 1.063e-05 | 6.0608e-05 | 7.4647e-06 | 1.519e-05 | 5.3811e-06 | 2.7746e-05 | 2.3842e-05
2494 | 3.6199e-07 | 1.2406e-05 | 6.4303e-06 | 0 | 0 | 1.1042e-05 | 1.0769e-05 | 1.0629e-05 | 2.053e-05 | 5.6256e-06 | 4.1689e-07 | 1.0606e-05 | 1.9715e-06 | 7.3531e-06 | 6.8648e-06 | 0 | 2.1638e-06 | 2.792e-05 | 3.3209e-05
2495 | 1.4316e-07 | 5.8556e-06 | 1.4913e-06 | 0 | 0 | 1.7188e-06 | 5.699e-06 | 2.5166e-06 | 6.0826e-06 | 1.9393e-06 | 0 | 3.3613e-06 | 9.3053e-10 | 9.4526e-07 | 4.5125e-07 | 0 | 0 | 2.2563e-05 | 7.773e-05
2496 | 0 | 1.3083e-06 | 4.8622e-07 | 0 | 0 | 1.159e-07 | 2.6709e-07 | 6.4753e-07 | 1.19e-06 | 0 | 0 | 3.3204e-07 | 9.6632e-10 | 5.4187e-08 | 0 | 0 | 0 | 1.8686e-05 | 6.7532e-05
2497 | 0 | 0 | 2.3782e-07 | 0 | 0 | 3.354e-08 | 9.443e-08 | 2.1494e-07 | 2.9565e-07 | 0 | 0 | 1.2117e-07 | 3.3911e-09 | 2.2358e-09 | 0 | 0 | 0 | 1.6055e-05 | 6.1492e-05
2498 | 0 | 0 | 4.7847e-08 | 0 | 0 | 0 | 1.5669e-09 | 2.1494e-07 | 3.4214e-07 | 0 | 0 | 4.2933e-08 | 1.3242e-09 | 6.4463e-11 | 0 | 0 | 0 | 1.7243e-05 | 4.61e-05
2499 | 0 | 0 | 3.868e-08 | 0 | 0 | 3.7877e-12 | 0 | 1.1498e-07 | 2.0516e-07 | 0 | 0 | 4.1135e-08 | 1.2079e-09 | 1.2893e-11 | 0 | 0 | 0 | 1.5188e-05 | 5.7388e-05
2500 | 0 | 0 | 1.3341e-08 | 0 | 0 | 1.7424e-10 | 0 | 0 | 1.7457e-07 | 0 | 0 | 1.9202e-08 | 9.6632e-10 | 0 | 0 | 0 | 0 | 1.8436e-05 | 5.4826e-05
2501 | 3.0728e-08 | 1.7834e-08 | 3.9952e-09 | 2.1496e-08 | 0 | 3.2982e-08 | 3.7505e-09 | 1.2049e-08 | 5.6774e-08 | 3.7361e-09 | 5.1967e-10 | 7.957e-09 | 8.2909e-08 | 2.3194e-08 | 9.1972e-09 | 0 | 8.1281e-08 | 2.4778e-05 | 6.5325e-05
2502 | 2.6175e-05 | 1.693e-05 | 1.588e-05 | 1.605e-05 | 1.4422e-05 | 2.0308e-05 | 1.6659e-05 | 1.791e-05 | 2.3162e-05 | 1.4806e-05 | 1.2675e-05 | 1.4998e-05 | 1.6705e-05 | 1.4867e-05 | 1.5125e-05 | 1.589e-05 | 2.7022e-05 | 2.2448e-05 | 9.5088e-05
2503 | 0.00013932 | 9.7637e-05 | 0.00010679 | 0.00010684 | 0.00010835 | 0.0001139 | 0.00010533 | 0.0001121 | 0.00011618 | 0.00011085 | 9.2214e-05 | 0.00010955 | 0.0001058 | 0.00011014 | 9.9819e-05 | 9.7806e-05 | 0.00014861 | 2.7512e-05 | 6.2683e-05
2504 | 0.00028359 | 0.00022714 | 0.00024937 | 0.00023914 | 0.0002612 | 0.00026178 | 0.00024642 | 0.00025859 | 0.00026312 | 0.00025931 | 0.00021719 | 0.0002595 | 0.00029638 | 0.0002444 | 0.00024329 | 0.00022053 | 0.0003044 | 2.1315e-05 | 0.00011503
2505 | 0.00039867 | 0.00035398 | 0.00037443 | 0.00035238 | 0.00040498 | 0.00039564 | 0.0003783 | 0.00038205 | 0.00039452 | 0.00039627 | 0.00034241 | 0.00038424 | 0.00046464 | 0.00035535 | 0.00038415 | 0.0003486 | 0.00043145 | 4.5619e-05 | 0.00023159
2506 | 0.00047341 | 0.00042936 | 0.00041461 | 0.00042086 | 0.00049651 | 0.00046789 | 0.00045481 | 0.00045033 | 0.00045969 | 0.00047225 | 0.00043494 | 0.00043961 | 0.00053013 | 0.00034049 | 0.00048442 | 0.00044492 | 0.00051235 | 6.1096e-05 | 0.00031682
2507 | 0.00051398 | 0.00047312 | 0.00044422 | 0.00045212 | 0.0005269 | 0.00051249 | 0.00050471 | 0.00048642 | 0.00051457 | 0.00050197 | 0.00049756 | 0.00047957 | 0.00052576 | 0.00036304 | 0.00054469 | 0.0004895 | 0.000549 | 7.7938e-05 | 0.00031657
2508 | 0.00050364 | 0.00050522 | 0.0004622 | 0.00044238 | 0.00052832 | 0.00053531 | 0.00052106 | 0.00049247 | 0.0005527 | 0.00050927 | 0.00052039 | 0.00047207 | 0.00047514 | 0.0003841 | 0.00055576 | 0.00048972 | 0.00053015 | 8.034e-05 | 0.00033555
2509 | 0.00045684 | 0.00052134 | 0.00047818 | 0.0004265 | 0.00050285 | 0.00051453 | 0.00052583 | 0.0004623 | 0.00057013 | 0.00048242 | 0.00052658 | 0.00049212 | 0.00036323 | 0.00036744 | 0.00053962 | 0.0004689 | 0.00050663 | 9.1172e-05 | 0.00032521
2510 | 0.00038645 | 0.0004728 | 0.00045795 | 0.00039776 | 0.00045076 | 0.00046122 | 0.00048501 | 0.00039415 | 0.00054578 | 0.00041481 | 0.00047353 | 0.00045236 | 0.00026506 | 0.00030415 | 0.00050118 | 0.00045553 | 0.00042668 | 9.5296e-05 | 0.00034709
2511 | 0.00026389 | 0.00038351 | 0.00036995 | 0.00031208 | 0.00038988 | 0.00036403 | 0.00038695 | 0.00028114 | 0.00044308 | 0.0002853 | 0.00039124 | 0.0003361 | 0.00020404 | 0.00023836 | 0.00036892 | 0.0003596 | 0.00032202 | 0.00011085 | 0.0003227
2512 | 0.00015564 | 0.00030518 | 0.00026683 | 0.00020751 | 0.00023655 | 0.00025302 | 0.00026286 | 0.00018102 | 0.00030193 | 0.00027828 | 0.00035212 | 0.0002577 | 0.00011328 | 0.00027536 | 0.00024938 | 0.00028024 | 0.00017784 | 0.00011945 | 0.00031376
2513 | 9.4368e-05 | 0.00019609 | 0.00017792 | 0.00012615 | 0.00010885 | 0.00013435 | 0.00015165 | 0.00013825 | 0.00016286 | 0.00017336 | 0.00021748 | 0.00018317 | 4.6007e-05 | 0.0002227 | 0.00012834 | 0.00015704 | 8.8468e-05 | 0.00013198 | 0.00028081
2514 | 4.0262e-05 | 0.00011856 | 0.00010634 | 6.3936e-05 | 2.8193e-05 | 8.2283e-05 | 5.8489e-05 | 6.7993e-05 | 9.3352e-05 | 6.4714e-05 | 0.00010601 | 7.9792e-05 | 1.8344e-05 | 0.00015969 | 2.9345e-05 | 7.226e-05 | 2.5353e-05 | 0.00013058 | 0.00031375
2515 | 1.654e-05 | 9.7909e-05 | 7.8962e-05 | 3.3408e-05 | 2.8191e-08 | 6.7021e-05 | 3.8966e-05 | 4.2953e-05 | 8.7458e-05 | 2.8211e-05 | 4.9863e-05 | 5.5687e-05 | 1.6389e-05 | 0.00013873 | 7.431e-06 | 4.2276e-05 | 5.9579e-06 | 0.00013328 | 0.00046092
2516 | 1.2106e-05 | 7.1989e-05 | 4.8683e-05 | 1.0021e-05 | 0 | 5.8621e-05 | 3.9682e-05 | 3.3213e-05 | 7.7577e-05 | 1.5147e-05 | 3.5997e-05 | 4.3993e-05 | 1.3066e-05 | 0.00011272 | 7.4665e-06 | 2.0267e-05 | 6.0138e-06 | 0.00014201 | 0.00050378
2517 | 3.1648e-06 | 2.6955e-05 | 1.738e-05 | 3.7441e-06 | 0 | 3.5521e-05 | 2.2208e-05 | 2.3329e-05 | 5.2644e-05 | 1.0749e-05 | 1.6158e-05 | 2.2791e-05 | 6.9073e-06 | 4.9379e-05 | 7.4592e-06 | 1.2271e-05 | 5.2219e-06 | 0.00016483 | 0.00050363
2518 | 3.0982e-07 | 1.2328e-05 | 6.4246e-06 | 0 | 0 | 1.0622e-05 | 1.0269e-05 | 9.916e-06 | 2.0892e-05 | 5.5875e-06 | 0 | 1.0555e-05 | 7.2575e-07 | 4.4031e-06 | 6.8268e-06 | 0 | 2.0007e-06 | 0.00019247 | 0.00054123
2519 | 1.4366e-07 | 5.8559e-06 | 1.4225e-06 | 0 | 0 | 1.8244e-06 | 2.6956e-06 | 2.4459e-06 | 5.5354e-06 | 1.8769e-06 | 0 | 3.1713e-06 | 8.5895e-10 | 8.804e-07 | 4.1138e-07 | 0 | 0 | 0.00021387 | 0.00055017
2520 | 0 | 1.2996e-06 | 4.8257e-07 | 0 | 0 | 3.7799e-07 | 2.9428e-07 | 6.1401e-07 | 1.1217e-06 | 0 | 0 | 3.5044e-07 | 8.7685e-10 | 1.4905e-07 | 0 | 0 | 0 | 0.0002217 | 0.00055572
2521 | 0 | 0 | 2.198e-07 | 0 | 0 | 5.7079e-08 | 9.5013e-08 | 2.1494e-07 | 1.3114e-07 | 0 | 0 | 8.0679e-08 | 1.9505e-09 | 4.3621e-08 | 0 | 0 | 0 | 0.00021955 | 0.00052524
2522 | 0 | 0 | 9.0222e-09 | 0 | 0 | 0 | 1.5669e-09 | 2.1494e-07 | 2.8782e-07 | 0 | 0 | 2.9761e-08 | 1.0737e-09 | 5.1571e-11 | 0 | 0 | 0 | 0.00022588 | 0.00052152
2523 | 0 | 4.6601e-07 | 1.6797e-10 | 0 | 0 | 0 | 0 | 1.225e-07 | 2.102e-07 | 0 | 0 | 2.6265e-08 | 9.3053e-10 | 1.2893e-11 | 0 | 0 | 0 | 0.00022232 | 0.00057672
2524 | 0 | 5.0936e-07 | 0 | 0 | 0 | 0 | 0 | 1.7334e-09 | 1.9401e-07 | 0 | 0 | 1.7867e-08 | 8.7685e-10 | 0 | 0 | 0 | 0 | 0.00021439 | 0.00048991
2525 | 1.9163e-09 | 5.0853e-07 | 2.198e-09 | 2.4383e-09 | 0 | 9.8103e-10 | 1.0918e-09 | 7.9593e-10 | 1.9657e-07 | 0 | 1.5013e-09 | 1.9022e-09 | 1.5815e-08 | 3.4649e-10 | 9.3331e-09 | 0 | 1.1687e-09 | 0.00021158 | 0.00051633
2526 | 3.656e-06 | 8.4959e-06 | 1.5523e-06 | 1.8617e-06 | 1.5687e-06 | 3.9703e-06 | 9.7563e-06 | 2.2765e-06 | 1.5259e-05 | 2.6411e-06 | 1.0528e-06 | 1.7183e-06 | 3.2983e-06 | 1.9093e-06 | 9.3936e-06 | 4.8358e-06 | 6.09e-06 | 0.00021635 | 0.00052091
2527 | 2.6195e-05 | 3.1546e-05 | 7.2652e-06 | 2.2973e-05 | 4.1351e-05 | 3.2316e-05 | 3.5743e-05 | 1.8917e-05 | 5.8283e-05 | 4.0235e-06 | 3.2479e-06 | 2.1458e-05 | 3.3301e-05 | 6.5185e-06 | 3.2046e-05 | 3.801e-05 | 2.8446e-05 | 0.0002071 | 0.00036781
2528 | 3.731e-05 | 4.9934e-05 | 5.3972e-06 | 7.6737e-05 | 4.1408e-05 | 4.9923e-05 | 3.3811e-05 | 3.8826e-05 | 8.9468e-05 | 4.5228e-05 | 1.4219e-05 | 1.1779e-05 | 9.4116e-05 | 3.0362e-05 | 1.6516e-05 | 3.7157e-05 | 4.782e-05 | 0.00020517 | 0.00044034
2529 | 5.4604e-05 | 3.3333e-05 | 1.3551e-05 | 6.7303e-05 | 2.4382e-05 | 7.6876e-05 | 1.8889e-05 | 3.4577e-05 | 0.00011074 | 6.9817e-05 | 6.7914e-06 | 3.9486e-05 | 0.00022375 | 6.3298e-05 | 8.6269e-06 | 8.9742e-06 | 9.461e-05 | 0.00022858 | 0.00045627
2530 | 4.2947e-05 | 2.612e-05 | 5.8927e-05 | 2.137e-05 | 6.918e-05 | 7.0689e-05 | 2.2127e-05 | 2.607e-05 | 7.4019e-05 | 0.00012278 | 4.9309e-05 | 7.8513e-05 | 0.00030688 | 7.9566e-05 | 1.8145e-05 | 3.1793e-05 | 9.0689e-05 | 0.00022553 | 0.00029236
2531 | 2.4294e-05 | 5.2454e-05 | 7.2044e-05 | 1.2739e-05 | 8.9026e-05 | 4.7667e-05 | 6.9422e-05 | 3.9964e-05 | 5.0418e-05 | 0.00017847 | 7.2301e-05 | 0.00010223 | 0.00024677 | 0.00010691 | 0.00013105 | 8.8573e-05 | 4.6847e-05 | 0.00020883 | 0.00016698
2532 | 4.1795e-05 | 5.5586e-05 | 8.1979e-05 | 3.0935e-05 | 0.00010015 | 3.635e-05 | 8.2434e-05 | 5.8377e-05 | 7.7507e-05 | 0.00015379 | 6.4945e-05 | 9.6537e-05 | 0.00030208 | 0.0001095 | 0.00012801 | 0.00010232 | 4.6955e-05 | 0.00015856 | 6.8832e-05
2533 | 5.1539e-05 | 7.1008e-05 | 0.00010925 | 4.1755e-05 | 9.1572e-05 | 4.2401e-05 | 9.0127e-05 | 8.2487e-05 | 8.3111e-05 | 0.00010519 | 7.3832e-05 | 7.8042e-05 | 0.00035752 | 8.0896e-05 | 7.2925e-05 | 8.8675e-05 | 5.8079e-05 | 0.00011967 | 6.5335e-05
2534 | 4.1468e-05 | 6.8476e-05 | 0.00012339 | 0.00010088 | 4.8217e-05 | 5.1212e-05 | 7.7648e-05 | 7.4074e-05 | 7.3739e-05 | 0.00014517 | 7.9172e-05 | 6.6875e-05 | 0.00028245 | 7.8493e-05 | 8.4477e-05 | 7.5932e-05 | 6.3271e-05 | 9.5203e-05 | 8.4409e-05
2535 | 4.7055e-05 | 6.3916e-05 | 0.000121 | 6.151e-05 | 4.6307e-05 | 4.9663e-05 | 6.5132e-05 | 5.8486e-05 | 7.8348e-05 | 0.00017858 | 6.8624e-05 | 6.0809e-05 | 0.00029833 | 0.000103 | 6.4542e-05 | 9.0889e-05 | 4.8282e-05 | 8.0213e-05 | 8.3724e-05
2536 | 3.613e-05 | 8.2845e-05 | 0.00014712 | 6.5917e-05 | 3.3018e-05 | 5.7756e-05 | 4.9503e-05 | 4.9329e-05 | 9.4787e-05 | 0.00013018 | 8.1805e-05 | 7.899e-05 | 0.0002736 | 0.00018055 | 4.7227e-05 | 5.3191e-05 | 4.04e-05 | 8.556e-05 | 0.00010484
2537 | 1.564e-05 | 3.6103e-05 | 5.6998e-05 | 3.262e-05 | 2.2205e-05 | 2.9394e-05 | 2.9008e-05 | 2.451e-05 | 6.206e-05 | 8.4556e-05 | 3.356e-05 | 4.6197e-05 | 0.00015433 | 0.00011773 | 1.8232e-05 | 1.3666e-05 | 2.0464e-05 | 0.00010983 | 8.969e-05
2538 | 3.3512e-06 | 1.0848e-05 | 1.0479e-05 | 1.0108e-05 | 4.4183e-06 | 1.9918e-05 | 7.2073e-06 | 1.0801e-05 | 2.7748e-05 | 2.5398e-05 | 8.1215e-06 | 2.0627e-05 | 3.6628e-05 | 3.651e-05 | 9.8429e-06 | 2.7835e-06 | 2.5933e-06 | 0.00012343 | 0.00019321
2539 | 1.8483e-09 | 1.5266e-06 | 2.3014e-06 | 3.8184e-09 | 0 | 2.4277e-06 | 1.8334e-06 | 1.6818e-06 | 1.2354e-05 | 5.4444e-06 | 1.7322e-10 | 6.3988e-06 | 1.5121e-05 | 4.7395e-06 | 3.2005e-06 | 0 | 6.247e-09 | 0.00014337 | 0.00025797
2540 | 0 | 1.8637e-06 | 9.851e-07 | 0 | 0 | 6.7897e-07 | 3.5727e-06 | 3.0627e-07 | 2.7824e-06 | 1.0355e-06 | 0 | 2.4562e-06 | 8.0724e-06 | 9.4749e-07 | 0 | 0 | 0 | 0.00014822 | 0.00016455
2541 | 0 | 4.5024e-08 | 4.0851e-07 | 0 | 0 | 0 | 4.5485e-07 | 8.6411e-08 | 4.8651e-07 | 6.3661e-07 | 0 | 1.0253e-06 | 2.6371e-06 | 3.1014e-07 | 0 | 0 | 0 | 0.00015455 | 0.00012633
2542 | 0 | 0 | 2.435e-08 | 0 | 0 | 0 | 0 | 2.497e-07 | 0 | 0 | 0 | 4.5641e-07 | 8.8091e-07 | 8.4569e-08 | 0 | 0 | 0 | 0.00016465 | 7.8685e-05
2543 | 0 | 0 | 1.003e-08 | 0 | 0 | 0 | 0 | 6.4917e-08 | 0 | 0 | 0 | 1.59e-08 | 3.5839e-08 | 2.3636e-09 | 0 | 0 | 0 | 0.00016454 | 6.8505e-05
2544 | 0 | 0 | 0 | 0 | 0 | 0 | 1.8128e-08 | 0 | 0 | 0 | 0 | 0 | 8.2316e-10 | 0 | 0 | 0 | 0 | 0.00015819 | 2.9033e-05
2545 | 0 | 0 | 0 | 0 | 0 | 0 | 0 | 0 | 0 | 0 | 0 | 0 | 1.02e-09 | 0 | 0 | 0 | 0 | 0.00013608 | 2.8915e-05
2546 | 0 | 0 | 0 | 0 | 0 | 0 | 0 | 0 | 1.6147e-07 | 0 | 0 | 3.2481e-08 | 1.1542e-09 | 0 | 0 | 0 | 0 | 0.00013398 | 1.8426e-05
2547 | 0 | 1.5986e-07 | 0 | 0 | 0 | 0 | 0 | 0 | 1.1973e-07 | 0 | 1.1548e-09 | 2.2611e-09 | 9.1264e-10 | 0 | 0 | 0 | 0 | 0.00013516 | 1.1094e-05
2548 | 0 | 0 | 0 | 0 | 0 | 0 | 0 | 0 | 0 | 0 | 0 | 0 | 9.4843e-10 | 0 | 0 | 0 | 0 | 0.00012419 | 9.793e-06
2549 | 4.3765e-09 | 4.3797e-10 | 6.2388e-11 | 4.8765e-09 | 0 | 1.9345e-08 | 1.296e-09 | 3.4481e-09 | 1.1924e-09 | 0 | 3.4645e-10 | 3.4419e-09 | 1.2477e-07 | 1.2377e-08 | 9.1972e-09 | 0 | 2.4654e-08 | 0.00011852 | 1.5863e-05
2550 | 9.5893e-06 | 1.2263e-06 | 1.0177e-06 | 6.8438e-06 | 2.4069e-06 | 1.4043e-05 | 4.5556e-07 | 8.774e-06 | 3.9572e-06 | 2.5641e-06 | 1.4492e-07 | 2.7112e-06 | 1.9186e-05 | 4.1644e-06 | 4.9384e-08 | 4.6575e-07 | 2.2589e-05 | 0.00012057 | 4.6904e-05
2551 | 5.6492e-05 | 1.2277e-05 | 2.3567e-05 | 4.7233e-05 | 1.0647e-05 | 5.7979e-05 | 6.361e-06 | 5.6752e-05 | 2.1506e-05 | 3.3599e-05 | 8.3685e-06 | 2.7791e-05 | 0.00011177 | 3.391e-05 | 9.9639e-06 | 9.9141e-06 | 0.00011841 | 0.00012548 | 1.9263e-05
2552 | 0.00014247 | 2.5793e-05 | 8.8363e-05 | 0.00014162 | 2.4584e-05 | 0.00011053 | 3.5377e-05 | 0.00014109 | 5.32e-05 | 8.0816e-05 | 4.2735e-05 | 5.2522e-05 | 0.00021274 | 8.8422e-05 | 4.0154e-05 | 2.8937e-05 | 0.00026544 | 0.00012416 | 2.4469e-05
2553 | 0.00020735 | 7.7228e-05 | 0.00013782 | 0.00029159 | 6.2231e-05 | 0.00017156 | 0.00010317 | 0.00026442 | 0.0001009 | 0.00012305 | 0.00010613 | 0.00012056 | 0.00038266 | 0.00015225 | 0.0001032 | 0.00016581 | 0.00034889 | 0.00013952 | 1.6702e-05
2554 | 0.00040136 | 0.00024659 | 0.00019777 | 0.00038493 | 0.00030539 | 0.00020853 | 0.00021052 | 0.0004026 | 0.00018456 | 0.00021929 | 0.00013152 | 0.00014295 | 0.000529 | 0.0002078 | 0.00013582 | 0.00033408 | 0.00047573 | 0.00016829 | 2.1225e-05
2555 | 0.00050734 | 0.00041274 | 0.00027337 | 0.0004111 | 0.00051239 | 0.00033308 | 0.00033607 | 0.00047613 | 0.00033044 | 0.00027484 | 0.00031127 | 0.0001897 | 0.00073611 | 0.00024493 | 0.00021056 | 0.00044051 | 0.00051509 | 0.00019099 | 3.0581e-05
2556 | 0.00053445 | 0.00048313 | 0.00029532 | 0.00032233 | 0.00057562 | 0.00045794 | 0.00039402 | 0.00048552 | 0.00042578 | 0.00039332 | 0.00032966 | 0.00031036 | 0.00075696 | 0.00027332 | 0.00039271 | 0.00052124 | 0.0005259 | 0.00018651 | 3.7356e-05
2557 | 0.00052039 | 0.00048318 | 0.00030557 | 0.00041052 | 0.00060978 | 0.0005104 | 0.00041927 | 0.00048808 | 0.00043045 | 0.00051399 | 0.00032018 | 0.00038173 | 0.00074496 | 0.00031465 | 0.00046226 | 0.00052768 | 0.00046522 | 0.0001851 | 4.6762e-05
2558 | 0.00047719 | 0.00046555 | 0.00030761 | 0.00044101 | 0.00055941 | 0.00049465 | 0.00039175 | 0.00048402 | 0.00038463 | 0.0005272 | 0.00029959 | 0.00037022 | 0.00067348 | 0.00036229 | 0.0004657 | 0.0005044 | 0.00043305 | 0.00016173 | 4.7986e-05
2559 | 0.00038051 | 0.00041747 | 0.00035886 | 0.00039088 | 0.00045575 | 0.00042575 | 0.00034669 | 0.00041106 | 0.00034583 | 0.00046468 | 0.00031556 | 0.00032154 | 0.00053673 | 0.00041821 | 0.00039007 | 0.0004358 | 0.0003284 | 0.0001715 | 5.9521e-05
2560 | 0.00025742 | 0.00032392 | 0.00030972 | 0.00028729 | 0.00031882 | 0.00029686 | 0.00025129 | 0.00029886 | 0.0002621 | 0.00034558 | 0.00028218 | 0.00024496 | 0.00035964 | 0.00035445 | 0.00025654 | 0.00034083 | 0.00025768 | 0.0001791 | 7.0999e-05
2561 | 0.00012847 | 0.00020769 | 0.0001892 | 0.00014948 | 0.00015307 | 0.00015674 | 0.00014061 | 0.00015955 | 0.00015717 | 0.00018465 | 0.00015598 | 0.00016873 | 0.00019376 | 0.00024773 | 0.00012214 | 0.00019425 | 0.00012745 | 0.00018046 | 0.00010318
2562 | 3.4888e-05 | 0.00012218 | 8.6077e-05 | 6.1888e-05 | 3.3039e-05 | 8.5142e-05 | 5.9848e-05 | 6.5802e-05 | 9.3541e-05 | 6.7198e-05 | 6.5713e-05 | 8.1662e-05 | 5.104e-05 | 0.00015928 | 3.1958e-05 | 7.855e-05 | 2.5085e-05 | 0.00017269 | 0.00014983
2563 | 1.5542e-05 | 9.5199e-05 | 3.9395e-05 | 3.6635e-05 | 4.4292e-08 | 6.6974e-05 | 3.2618e-05 | 4.6459e-05 | 6.9914e-05 | 2.7044e-05 | 2.2804e-05 | 5.4814e-05 | 1.6894e-05 | 8.7229e-05 | 7.4554e-06 | 4.2804e-05 | 5.945e-06 | 0.00016883 | 0.00019852
2564 | 1.2565e-05 | 6.274e-05 | 2.4302e-05 | 1.3392e-05 | 0 | 5.9355e-05 | 2.6612e-05 | 3.5352e-05 | 4.4585e-05 | 1.4696e-05 | 5.8994e-06 | 4.0384e-05 | 1.5623e-05 | 4.6833e-05 | 7.4592e-06 | 2.0166e-05 | 6.001e-06 | 0.00015111 | 0.00019466
2565 | 4.8132e-06 | 2.5291e-05 | 1.2257e-05 | 3.4623e-06 | 0 | 3.3315e-05 | 1.665e-05 | 2.4064e-05 | 2.6332e-05 | 1.0307e-05 | 1.3858e-08 | 2.2937e-05 | 1.007e-05 | 1.2209e-05 | 7.4647e-06 | 3.6202e-06 | 5.0572e-06 | 0.00013446 | 0.00014563
2566 | 3.1031e-07 | 1.2232e-05 | 3.8812e-06 | 0 | 0 | 8.0972e-06 | 1.1574e-05 | 1.0857e-05 | 7.5615e-06 | 5.2296e-06 | 0 | 1.0198e-05 | 2.5448e-06 | 3.216e-06 | 6.7869e-06 | 0 | 1.9389e-06 | 0.0001083 | 0.00010359
2567 | 1.4218e-07 | 5.0146e-06 | 1.0661e-06 | 0 | 0 | 1.2327e-06 | 2.299e-06 | 2.4498e-06 | 1.7208e-06 | 1.0609e-06 | 0 | 2.3272e-06 | 3.481e-08 | 8.7498e-07 | 3.9326e-07 | 0 | 0 | 6.7534e-05 | 0.00010114
2568 | 0 | 1.0541e-06 | 4.2863e-07 | 0 | 0 | 1.0523e-07 | 1.4785e-07 | 6.0079e-07 | 3.3401e-07 | 0 | 0 | 2.7755e-07 | 9.1264e-10 | 1.375e-07 | 0 | 0 | 0 | 4.6195e-05 | 5.5424e-05
2569 | 0 | 0 | 2.1505e-07 | 0 | 0 | 4.0755e-08 | 0 | 2.1437e-07 | 4.1474e-09 | 0 | 1.1548e-09 | 6.259e-08 | 2.89e-09 | 3.6599e-08 | 0 | 0 | 0 | 4.9119e-05 | 4.8794e-05
2570 | 0 | 0 | 8.7823e-09 | 0 | 0 | 0 | 0 | 2.1494e-07 | 1.8977e-07 | 0 | 0 | 2.6312e-08 | 1.1632e-09 | 2.5785e-11 | 0 | 0 | 0 | 6.1726e-05 | 1.481e-05
2571 | 0 | 5.3039e-07 | 0 | 0 | 0 | 0 | 0 | 1.0054e-07 | 2.0596e-07 | 0 | 0 | 2.6308e-08 | 9.8422e-10 | 1.2893e-11 | 0 | 0 | 0 | 6.9187e-05 | 8.5055e-06
2572 | 0 | 5.7856e-07 | 3.1194e-10 | 0 | 0 | 0 | 0 | 0 | 2.0575e-07 | 0 | 0 | 5.8395e-09 | 9.6632e-10 | 0 | 0 | 0 | 0 | 7.2167e-05 | 1.5144e-05
2573 | 1.6098e-07 | 5.9771e-07 | 2.222e-09 | 2.482e-08 | 0 | 6.8583e-08 | 6.0425e-09 | 1.2301e-07 | 2.4224e-07 | 2.2417e-08 | 4.0419e-10 | 2.1542e-08 | 1.3626e-07 | 2.5862e-08 | 9.3331e-09 | 0 | 1.669e-07 | 6.0744e-05 | 4.3902e-05
2574 | 3.5429e-05 | 1.6979e-05 | 1.2461e-05 | 2.3041e-05 | 1.3656e-05 | 2.5069e-05 | 1.0374e-05 | 3.0556e-05 | 1.9886e-05 | 2.2474e-05 | 9.6649e-06 | 1.6141e-05 | 2.3675e-05 | 1.6979e-05 | 1.0843e-05 | 8.3395e-06 | 3.0425e-05 | 4.3258e-05 | 3.6353e-05
2575 | 0.0001337 | 7.7696e-05 | 6.2121e-05 | 0.00011208 | 9.1176e-05 | 0.00011615 | 6.1671e-05 | 0.00011733 | 9.1571e-05 | 9.9225e-05 | 7.8262e-05 | 9.0378e-05 | 0.00014557 | 7.7862e-05 | 7.4871e-05 | 5.6748e-05 | 0.00014141 | 3.0349e-05 | 2.2749e-05
2576 | 0.00024954 | 0.00018457 | 0.00016779 | 0.00022961 | 0.0002313 | 0.00024947 | 0.00016513 | 0.00022981 | 0.00021475 | 0.00023808 | 0.00017972 | 0.00022148 | 0.00024767 | 0.00018682 | 0.0002224 | 0.00014963 | 0.00028423 | 1.3251e-05 | 1.4896e-05
2577 | 0.00034493 | 0.00033707 | 0.00032264 | 0.00032559 | 0.00038245 | 0.00037073 | 0.00034411 | 0.00034268 | 0.00037765 | 0.00035547 | 0.00030182 | 0.00036699 | 0.00030098 | 0.00028642 | 0.00040012 | 0.0003283 | 0.00039601 | 1.7066e-05 | 1.338e-05
2578 | 0.00040952 | 0.00042029 | 0.00041147 | 0.00040469 | 0.0005074 | 0.00044366 | 0.00044538 | 0.00042521 | 0.00046654 | 0.00045604 | 0.00037241 | 0.00045671 | 0.00036436 | 0.00033263 | 0.00049017 | 0.00043781 | 0.00047193 | 1.7645e-05 | 6.4233e-06
2579 | 0.00047395 | 0.00047123 | 0.00048641 | 0.00045299 | 0.00059919 | 0.0005021 | 0.00050522 | 0.00046561 | 0.00051648 | 0.00052555 | 0.0004444 | 0.00051443 | 0.00038191 | 0.0003819 | 0.00054219 | 0.00052033 | 0.00053465 | 1.9885e-05 | 1.1457e-05
2580 | 0.00049019 | 0.00052887 | 0.00053151 | 0.00044092 | 0.00062133 | 0.00054213 | 0.00053751 | 0.00047919 | 0.00055705 | 0.00060403 | 0.00048395 | 0.00052332 | 0.00033068 | 0.00039897 | 0.00056764 | 0.00054966 | 0.00050729 | 2.332e-05 | 1.0666e-05
2581 | 0.00043123 | 0.00056734 | 0.00054707 | 0.00042786 | 0.00060409 | 0.00053291 | 0.00055416 | 0.00046022 | 0.00058402 | 0.00060124 | 0.00047715 | 0.00055017 | 0.00027422 | 0.00041945 | 0.00052975 | 0.0005389 | 0.00044402 | 2.4115e-05 | 3.947e-06
2582 | 0.00031198 | 0.00053157 | 0.00050168 | 0.00043091 | 0.00053755 | 0.00048328 | 0.00049996 | 0.00037635 | 0.00054413 | 0.000519 | 0.0004494 | 0.00051003 | 0.00024094 | 0.00041323 | 0.0005126 | 0.00050039 | 0.00042661 | 3.295e-05 | 6.2293e-06
2583 | 0.0002519 | 0.00042979 | 0.00041358 | 0.00035897 | 0.00041248 | 0.00037999 | 0.00039348 | 0.00030588 | 0.00042405 | 0.00030886 | 0.0003826 | 0.00042678 | 0.00023102 | 0.00031439 | 0.00038496 | 0.00042779 | 0.00028479 | 4.0809e-05 | 7.2993e-06
2584 | 0.0001724 | 0.0003324 | 0.00029306 | 0.00020902 | 0.00028904 | 0.00026367 | 0.00026745 | 0.00020091 | 0.00027926 | 0.00025886 | 0.00032417 | 0.00031194 | 0.00010894 | 0.00029873 | 0.00025909 | 0.00032774 | 0.00018687 | 3.8662e-05 | 2.5539e-06
2585 | 9.2592e-05 | 0.00020256 | 0.00018455 | 0.00010073 | 0.0001426 | 0.00014555 | 0.00015822 | 0.00013148 | 0.00017166 | 0.00013648 | 0.00021138 | 0.00017438 | 6.1124e-05 | 0.00021025 | 0.00012911 | 0.00018302 | 8.6008e-05 | 3.4208e-05 | 2.535e-06
2586 | 4.3303e-05 | 0.00012025 | 0.00010755 | 4.2519e-05 | 3.0941e-05 | 8.3497e-05 | 7.0543e-05 | 6.265e-05 | 0.00010163 | 5.74e-05 | 9.3337e-05 | 7.9934e-05 | 2.539e-05 | 0.00015665 | 2.8897e-05 | 8.0205e-05 | 2.473e-05 | 3.17e-05 | 4.7505e-07
2587 | 1.973e-05 | 9.938e-05 | 7.4727e-05 | 2.4132e-05 | 2.0168e-08 | 6.6331e-05 | 3.8215e-05 | 4.238e-05 | 9.0918e-05 | 2.7989e-05 | 5.0514e-05 | 5.8517e-05 | 1.1023e-05 | 0.000128 | 7.5172e-06 | 4.2891e-05 | 5.922e-06 | 3.7956e-05 | 3.7361e-06
2588 | 1.5446e-05 | 7.3139e-05 | 4.632e-05 | 9.6313e-06 | 0 | 5.8986e-05 | 3.7605e-05 | 3.2934e-05 | 8.0649e-05 | 1.363e-05 | 3.4979e-05 | 4.6924e-05 | 5.9053e-06 | 9.8929e-05 | 7.4466e-06 | 2.039e-05 | 6.0077e-06 | 3.702e-05 | 3.4196e-07
2589 | 4.6081e-06 | 2.8992e-05 | 1.9306e-05 | 3.7207e-06 | 0 | 3.5723e-05 | 2.3272e-05 | 2.2731e-05 | 5.4376e-05 | 1.036e-05 | 1.6076e-05 | 2.6806e-05 | 3.0278e-06 | 2.4031e-05 | 7.4574e-06 | 1.3809e-05 | 5.2815e-06 | 2.9844e-05 | 8.9039e-07
2590 | 3.1056e-07 | 1.2297e-05 | 6.4419e-06 | 0 | 0 | 1.0954e-05 | 1.2629e-05 | 9.6739e-06 | 2.0866e-05 | 5.5132e-06 | 1.5244e-07 | 1.1714e-05 | 5.2103e-07 | 4.3702e-06 | 6.8703e-06 | 0 | 2.0536e-06 | 3.1243e-05 | 6.9887e-06
2591 | 1.4242e-07 | 5.8524e-06 | 1.4927e-06 | 0 | 0 | 1.7435e-06 | 2.7129e-06 | 2.5043e-06 | 5.4768e-06 | 1.8853e-06 | 3.4645e-08 | 3.3931e-06 | 7.0685e-10 | 9.5743e-07 | 3.9326e-07 | 0 | 0 | 2.7867e-05 | 1.6032e-05
2592 | 0 | 1.3031e-06 | 8.2525e-07 | 0 | 0 | 7.0785e-08 | 2.8146e-07 | 6.2709e-07 | 1.1714e-06 | 2.2122e-08 | 0 | 4.0943e-07 | 4.8316e-10 | 1.4642e-07 | 0 | 0 | 0 | 2.4331e-05 | 2.4701e-05
2593 | 0 | 0 | 5.6814e-07 | 0 | 0 | 2.0241e-08 | 9.4096e-08 | 2.1494e-07 | 2.9079e-07 | 1.7206e-08 | 0 | 1.147e-07 | 8.7685e-10 | 3.0818e-08 | 0 | 0 | 0 | 2.1952e-05 | 7.8239e-05
2594 | 0 | 0 | 3.607e-07 | 0 | 0 | 0 | 0 | 2.1494e-07 | 3.4131e-07 | 8.8487e-09 | 0 | 4.0873e-08 | 5.1895e-10 | 2.5527e-09 | 0 | 0 | 0 | 1.6092e-05 | 0.00014957
2595 | 0 | 5.3039e-07 | 2.5497e-07 | 0 | 0 | 0 | 0 | 1.0112e-07 | 2.0902e-07 | 0 | 0 | 2.6319e-08 | 5.1895e-10 | 1.2893e-11 | 0 | 0 | 0 | 1.3248e-05 | 0.000159
2596 | 0 | 5.7769e-07 | 1.8356e-08 | 0 | 0 | 0 | 0 | 0 | 1.6526e-07 | 0 | 0 | 1.8645e-08 | 5.5474e-10 | 0 | 0 | 0 | 0 | 1.4211e-05 | 0.00018217
2597 | 1.0274e-08 | 6.2833e-07 | 5.6689e-09 | 2.7649e-08 | 0 | 4.9199e-08 | 1.4646e-08 | 1.369e-08 | 1.2032e-07 | 2.7628e-08 | 1.2472e-08 | 1.3601e-08 | 1.4151e-07 | 2.3997e-08 | 9.1972e-09 | 5.1877e-09 | 2.2595e-08 | 1.336e-05 | 0.00020114
2598 | 2.3559e-05 | 2.2166e-05 | 1.9932e-05 | 1.9045e-05 | 1.9539e-05 | 2.4326e-05 | 2.1075e-05 | 2.1955e-05 | 2.7999e-05 | 1.9472e-05 | 1.6824e-05 | 1.9522e-05 | 2.4917e-05 | 1.8015e-05 | 2.0912e-05 | 2.0167e-05 | 2.7046e-05 | 1.5091e-05 | 0.0001842
2599 | 0.00012258 | 0.00010472 | 0.00010578 | 9.926e-05 | 0.0001145 | 0.00011465 | 0.00011098 | 0.00011036 | 0.00012795 | 0.00012408 | 9.7305e-05 | 0.00011529 | 0.0001554 | 9.5717e-05 | 0.00011427 | 0.00010465 | 0.00013462 | 1.9366e-05 | 0.00016649
2600 | 0.00025506 | 0.00023238 | 0.00023264 | 0.00021316 | 0.00026235 | 0.00025163 | 0.00025162 | 0.00024276 | 0.00027809 | 0.0002824 | 0.0002206 | 0.00025911 | 0.00036656 | 0.00021118 | 0.00026358 | 0.00022934 | 0.00028042 | 1.1938e-05 | 0.00014243
2601 | 0.00037519 | 0.0003609 | 0.00034687 | 0.00032545 | 0.00040709 | 0.00038208 | 0.00038644 | 0.00036747 | 0.00041142 | 0.00042719 | 0.00034335 | 0.00038756 | 0.00056502 | 0.0003133 | 0.00040838 | 0.00035649 | 0.0004131 | 2.0536e-05 | 0.00017062
2602 | 0.00045736 | 0.00043816 | 0.00041942 | 0.0004107 | 0.00051212 | 0.00045791 | 0.00046719 | 0.00044819 | 0.00047646 | 0.00052191 | 0.00043788 | 0.00045677 | 0.00070147 | 0.00038424 | 0.00050541 | 0.00045511 | 0.00050523 | 2.3121e-05 | 9.6271e-05
2603 | 0.00050923 | 0.00048827 | 0.00048368 | 0.0004642 | 0.00057371 | 0.00051531 | 0.00052071 | 0.00050101 | 0.00052842 | 0.00058598 | 0.0005096 | 0.00052222 | 0.00076616 | 0.000453 | 0.00056678 | 0.00053051 | 0.00056656 | 2.9507e-05 | 4.6011e-05
2604 | 0.00052994 | 0.00054466 | 0.00054245 | 0.00049538 | 0.00061719 | 0.00055878 | 0.00055384 | 0.00052929 | 0.00056494 | 0.00061797 | 0.00055965 | 0.00055937 | 0.00074812 | 0.00054203 | 0.00059453 | 0.0005638 | 0.00058466 | 2.7666e-05 | 2.4572e-05
2605 | 0.00050781 | 0.00057022 | 0.00056182 | 0.00049667 | 0.00059869 | 0.00056549 | 0.0005594 | 0.00051536 | 0.00056774 | 0.0006163 | 0.00056014 | 0.00056768 | 0.00075326 | 0.00059229 | 0.00058593 | 0.0005649 | 0.00056317 | 2.8428e-05 | 2.1938e-05
2606 | 0.00045045 | 0.00053642 | 0.00052276 | 0.00045262 | 0.00054554 | 0.00051257 | 0.00051741 | 0.00047465 | 0.00050713 | 0.00056393 | 0.00051752 | 0.00053195 | 0.00073987 | 0.00054497 | 0.00054232 | 0.00052288 | 0.0005018 | 3.1083e-05 | 6.8517e-05
2607 | 0.00035136 | 0.00043775 | 0.00043268 | 0.00036996 | 0.00045436 | 0.00041852 | 0.0004238 | 0.00038305 | 0.00042012 | 0.00046794 | 0.00045668 | 0.00043954 | 0.00060747 | 0.00044841 | 0.0004478 | 0.00043721 | 0.0003903 | 2.699e-05 | 0.000136
2608 | 0.00023072 | 0.00032842 | 0.00032593 | 0.00026385 | 0.00031313 | 0.00029156 | 0.00029728 | 0.00027011 | 0.00029738 | 0.00034148 | 0.00037571 | 0.00031836 | 0.00041834 | 0.00035739 | 0.00031381 | 0.00034068 | 0.00024863 | 2.397e-05 | 7.4362e-05
2609 | 0.00011665 | 0.00020653 | 0.00020547 | 0.00013284 | 0.00015219 | 0.00015551 | 0.00016181 | 0.0001446 | 0.00017252 | 0.00018416 | 0.00023232 | 0.00018024 | 0.00020298 | 0.00025106 | 0.00015822 | 0.0001971 | 0.00011004 | 2.6291e-05 | 6.29e-05
2610 | 3.9394e-05 | 0.00012217 | 0.00011012 | 4.6858e-05 | 3.2531e-05 | 8.5795e-05 | 6.4489e-05 | 6.5646e-05 | 9.9049e-05 | 6.7115e-05 | 0.00011067 | 8.4656e-05 | 5.139e-05 | 0.00016873 | 3.7335e-05 | 7.9473e-05 | 2.4235e-05 | 2.7782e-05 | 7.2715e-05
2611 | 1.9822e-05 | 9.7088e-05 | 7.8744e-05 | 2.5146e-05 | 8.1174e-08 | 6.7482e-05 | 3.9806e-05 | 4.5661e-05 | 9.1118e-05 | 2.8538e-05 | 5.1107e-05 | 5.8787e-05 | 1.6495e-05 | 0.00013241 | 7.4306e-06 | 4.2764e-05 | 5.9476e-06 | 2.3908e-05 | 7.7056e-05
2612 | 1.6555e-05 | 7.1072e-05 | 4.728e-05 | 1.3101e-05 | 0 | 6.0931e-05 | 3.8244e-05 | 3.455e-05 | 8.0356e-05 | 1.6582e-05 | 3.7117e-05 | 4.7948e-05 | 1.5359e-05 | 0.0001148 | 7.4502e-06 | 2.1788e-05 | 6.0127e-06 | 1.9072e-05 | 7.9966e-05
2613 | 6.6781e-06 | 2.8726e-05 | 2.1441e-05 | 4.0954e-06 | 0 | 3.7127e-05 | 2.4403e-05 | 2.3352e-05 | 5.5376e-05 | 1.0781e-05 | 2.1e-05 | 2.7065e-05 | 9.4419e-06 | 4.7639e-05 | 7.4629e-06 | 1.5803e-05 | 5.4334e-06 | 2.8139e-05 | 7.9834e-05
2614 | 3.1007e-07 | 1.2498e-05 | 6.558e-06 | 0 | 0 | 1.167e-05 | 1.1315e-05 | 1.0942e-05 | 2.0136e-05 | 5.8283e-06 | 2.6053e-06 | 1.154e-05 | 2.1197e-06 | 5.3248e-06 | 6.8757e-06 | 0 | 2.1449e-06 | 5.4042e-05 | 6.5045e-05
2615 | 1.4292e-07 | 5.8364e-06 | 1.5381e-06 | 0 | 0 | 1.7752e-06 | 2.9074e-06 | 2.5701e-06 | 5.4527e-06 | 1.9157e-06 | 3.4645e-08 | 3.5545e-06 | 5.5474e-10 | 1.1739e-06 | 3.8239e-07 | 0 | 0 | 8.22e-05 | 7.5062e-05
2616 | 0 | 1.3236e-06 | 4.8276e-07 | 0 | 0 | 6.0718e-08 | 2.8673e-07 | 6.5733e-07 | 1.1426e-06 | 1.7697e-08 | 0 | 4.028e-07 | 5.9053e-10 | 1.7124e-07 | 0 | 0 | 0 | 0.0001155 | 7.3205e-05
2617 | 0 | 4.0732e-07 | 2.1826e-07 | 0 | 0 | 3.5103e-08 | 9.728e-08 | 2.1494e-07 | 1.256e-07 | 1.7697e-08 | 1.1548e-09 | 1.2702e-07 | 1.3332e-09 | 3.9492e-08 | 0 | 0 | 0 | 0.00012935 | 4.9572e-05
2618 | 0 | 4.4498e-07 | 9.1662e-09 | 0 | 0 | 0 | 0 | 2.1494e-07 | 2.8299e-07 | 8.8487e-09 | 0 | 4.233e-08 | 8.2316e-10 | 8.6252e-09 | 0 | 0 | 0 | 0.00013728 | 2.9955e-05
2619 | 0 | 4.4454e-07 | 1.4397e-10 | 0 | 0 | 0 | 0 | 1.2134e-07 | 2.0584e-07 | 0 | 0 | 2.633e-08 | 8.679e-10 | 1.1088e-09 | 0 | 0 | 0 | 0.00015297 | 1.7022e-05
2620 | 0 | 3.5651e-07 | 4.7991e-11 | 0 | 0 | 0 | 0 | 5.7781e-10 | 2.0558e-07 | 0 | 0 | 1.9133e-08 | 6.6211e-10 | 0 | 0 | 0 | 0 | 0.00012989 | 7.801e-06
2621 | 1.3839e-07 | 5.6398e-08 | 1.1567e-08 | 4.5039e-08 | 0 | 1.0652e-07 | 2.127e-08 | 7.5324e-08 | 3.1677e-07 | 5.8057e-08 | 2.0787e-09 | 2.661e-08 | 1.7669e-07 | 3.913e-08 | 9.1972e-09 | 5.447e-08 | 2.1158e-07 | 0.00011987 | 3.0559e-05
2622 | 2.9597e-05 | 2.2348e-05 | 2.1746e-05 | 2.0592e-05 | 2.0293e-05 | 2.4855e-05 | 2.1892e-05 | 2.3918e-05 | 2.8546e-05 | 2.7574e-05 | 1.7573e-05 | 2.6011e-05 | 3.1426e-05 | 1.9966e-05 | 2.0804e-05 | 2.3046e-05 | 3.1889e-05 | 0.00012012 | 3.73e-06
2623 | 0.00013545 | 0.00010789 | 0.00010996 | 0.0001101 | 0.0001214 | 0.00012376 | 0.00011177 | 0.0001186 | 0.00012858 | 0.00010966 | 9.7276e-05 | 0.00012252 | 0.00015761 | 9.2902e-05 | 0.00011349 | 0.00010852 | 0.00014684 | 0.00011438 | 4.0744e-06
2624 | 0.00027233 | 0.00023529 | 0.00023348 | 0.00023874 | 0.00027409 | 0.00027093 | 0.00025025 | 0.00025458 | 0.00027392 | 0.00025657 | 0.00022006 | 0.00025213 | 0.00034579 | 0.00020834 | 0.00026325 | 0.00023568 | 0.00029914 | 8.688e-05 | 4.0909e-06
2625 | 0.00039423 | 0.00035937 | 0.00034265 | 0.00035087 | 0.00041493 | 0.00039841 | 0.0003825 | 0.0003784 | 0.00040334 | 0.00040993 | 0.00034449 | 0.00037025 | 0.00049728 | 0.00029311 | 0.00040416 | 0.00036318 | 0.00042862 | 0.0001041 | 4.6435e-06
2626 | 0.00047624 | 0.00043133 | 0.00040857 | 0.00042282 | 0.00051154 | 0.00046313 | 0.00045743 | 0.00045659 | 0.0004664 | 0.00051016 | 0.00043405 | 0.00046257 | 0.00053038 | 0.00035327 | 0.00049802 | 0.00043604 | 0.00050822 | 0.00010045 | 1.8704e-06
2627 | 0.00051527 | 0.00047682 | 0.00044345 | 0.00047482 | 0.00057016 | 0.00051794 | 0.00049278 | 0.0005073 | 0.00051708 | 0.00056594 | 0.00047942 | 0.00051756 | 0.00062139 | 0.00041161 | 0.00052582 | 0.00052029 | 0.00055638 | 7.3223e-05 | 3.1427e-06
2628 | 0.00052961 | 0.00050486 | 0.00050205 | 0.00048829 | 0.00057012 | 0.00055275 | 0.00050083 | 0.00053656 | 0.00055014 | 0.00058582 | 0.00048189 | 0.00054739 | 0.00055856 | 0.00046899 | 0.00056799 | 0.00052358 | 0.00057104 | 4.6757e-05 | 6.2831e-06
2629 | 0.00051175 | 0.00054089 | 0.00052515 | 0.00048059 | 0.00056794 | 0.00054521 | 0.00047738 | 0.0005359 | 0.00056803 | 0.00055192 | 0.00050853 | 0.00055888 | 0.00065137 | 0.00050099 | 0.00048537 | 0.00054161 | 0.00053807 | 3.0915e-05 | 2.7737e-05
2630 | 0.00046221 | 0.00050931 | 0.00046617 | 0.00044083 | 0.00051239 | 0.0005147 | 0.00047534 | 0.00047786 | 0.00051383 | 0.00045187 | 0.00049523 | 0.00050375 | 0.00050877 | 0.00043033 | 0.00050453 | 0.00049853 | 0.00049143 | 2.522e-05 | 3.4036e-05
2631 | 0.00031101 | 0.00041518 | 0.0003717 | 0.00034065 | 0.00041729 | 0.00041629 | 0.00039079 | 0.00034899 | 0.00042781 | 0.00032481 | 0.00041583 | 0.00036116 | 0.00040562 | 0.00034938 | 0.00040405 | 0.00041826 | 0.00038573 | 2.799e-05 | 2.0753e-05
2632 | 0.00020588 | 0.00030925 | 0.00028041 | 0.00019773 | 0.00024853 | 0.0002758 | 0.00024344 | 0.00022345 | 0.00028913 | 0.00027729 | 0.00032699 | 0.00026781 | 0.00028786 | 0.00034356 | 0.00025749 | 0.0002995 | 0.00020849 | 2.5596e-05 | 2.7529e-05
2633 | 0.00010526 | 0.00019071 | 0.00016918 | 0.00010004 | 0.00011885 | 0.00013949 | 0.00012959 | 0.00013855 | 0.00015695 | 0.00017413 | 0.00019284 | 0.00015974 | 0.00016763 | 0.00024567 | 0.00011332 | 0.00016806 | 9.0411e-05 | 2.2577e-05 | 4.1786e-05
2634 | 4.3849e-05 | 0.00011954 | 0.00010426 | 4.714e-05 | 2.4158e-05 | 8.3606e-05 | 6.4129e-05 | 6.6066e-05 | 9.7095e-05 | 7.0946e-05 | 0.00010477 | 8.0204e-05 | 4.6746e-05 | 0.0001653 | 3.0062e-05 | 7.02e-05 | 2.5561e-05 | 1.8124e-05 | 9.739e-05
2635 | 1.9789e-05 | 9.8426e-05 | 7.0401e-05 | 2.4807e-05 | 4.4292e-08 | 6.7041e-05 | 4.0364e-05 | 4.545e-05 | 8.9443e-05 | 2.8165e-05 | 4.9011e-05 | 5.7157e-05 | 1.629e-05 | 0.0001307 | 7.4018e-06 | 4.2642e-05 | 5.9383e-06 | 2.2978e-05 | 0.00015977
2636 | 1.5942e-05 | 6.9432e-05 | 4.183e-05 | 1.0592e-05 | 0 | 5.9929e-05 | 3.8504e-05 | 3.4023e-05 | 7.8858e-05 | 1.4979e-05 | 3.41e-05 | 4.5083e-05 | 1.4852e-05 | 0.00011362 | 7.4411e-06 | 2.1199e-05 | 5.8497e-06 | 2.7999e-05 | 0.00019104
2637 | 5.8044e-06 | 2.7067e-05 | 1.8058e-05 | 1.56e-06 | 0 | 3.637e-05 | 2.3641e-05 | 2.3483e-05 | 5.1264e-05 | 9.3118e-06 | 1.5959e-05 | 2.358e-05 | 8.6988e-06 | 4.3848e-05 | 7.4629e-06 | 1.4049e-05 | 5.0611e-06 | 2.0006e-05 | 0.00021248
2638 | 3.1007e-07 | 1.2286e-05 | 6.3582e-06 | 0 | 0 | 1.0721e-05 | 1.0111e-05 | 1.0562e-05 | 1.8598e-05 | 6.8725e-06 | 6.5825e-08 | 1.0727e-05 | 1.0923e-06 | 5.1429e-06 | 6.8648e-06 | 0 | 1.8966e-06 | 1.6119e-05 | 0.00019845
2639 | 1.4316e-07 | 5.8707e-06 | 1.5068e-06 | 0 | 0 | 2.2935e-06 | 2.9318e-06 | 2.5356e-06 | 5.4107e-06 | 2.3582e-06 | 1.1548e-09 | 2.6935e-06 | 4.2948e-10 | 1.0524e-06 | 3.6608e-07 | 0 | 0 | 1.5402e-05 | 0.00015724
2640 | 0 | 1.3062e-06 | 4.7974e-07 | 0 | 0 | 3.4576e-07 | 2.8774e-07 | 6.4185e-07 | 1.1196e-06 | 9.3403e-09 | 0 | 3.5757e-07 | 4.6527e-10 | 1.6009e-07 | 0 | 0 | 0 | 1.724e-05 | 0.00022367
2641 | 0 | 4.0775e-07 | 2.1913e-07 | 0 | 0 | 3.0693e-08 | 8.9429e-08 | 2.1494e-07 | 2.9357e-07 | 0 | 0 | 1.2227e-07 | 1.0469e-09 | 2.8636e-08 | 0 | 0 | 0 | 2.5246e-05 | 0.00022426
2642 | 0 | 4.4542e-07 | 9.3054e-09 | 0 | 0 | 0 | 0 | 2.1494e-07 | 3.0526e-07 | 0 | 0 | 4.1978e-08 | 5.279e-10 | 5.1571e-11 | 0 | 0 | 0 | 3.3309e-05 | 0.0001702
2643 | 0 | 4.4454e-07 | 7.0546e-10 | 0 | 0 | 0 | 0 | 1.2365e-07 | 2.0551e-07 | 0 | 0 | 2.6265e-08 | 4.1158e-10 | 2.527e-09 | 0 | 0 | 0 | 5.4055e-05 | 0.00017756
2644 | 0 | 3.552e-07 | 0 | 0 | 0 | 0 | 0 | 2.3112e-09 | 1.9231e-07 | 0 | 0 | 1.8444e-08 | 6.8895e-10 | 0 | 0 | 0 | 0 | 5.3246e-05 | 0.00023621
2645 | 1.3618e-07 | 7.8835e-10 | 1.2166e-09 | 9.7991e-09 | 0 | 2.3636e-09 | 1.1168e-09 | 1.5048e-08 | 4.8709e-09 | 0 | 4.0419e-10 | 9.3316e-10 | 4.0463e-08 | 3.1856e-10 | 9.3331e-09 | 0 | 3.6174e-09 | 3.9268e-05 | 0.00050414
2646 | 1.6259e-05 | 5.384e-06 | 8.0671e-07 | 8.3003e-06 | 1.7636e-06 | 9.3813e-06 | 2.9578e-06 | 8.0713e-06 | 5.349e-06 | 1.0142e-07 | 2.3668e-06 | 6.9152e-07 | 4.4912e-06 | 3.1422e-07 | 2.5762e-06 | 1.0607e-06 | 1.3226e-05 | 5.107e-05 | 0.00057311
2647 | 5.7787e-05 | 1.0091e-05 | 3.8272e-06 | 3.4036e-05 | 5.1361e-06 | 2.9177e-05 | 1.8484e-05 | 3.051e-05 | 2.6141e-05 | 2.1171e-06 | 2.3774e-05 | 4.5536e-06 | 2.7309e-05 | 3.9127e-06 | 3.1111e-05 | 4.6924e-06 | 5.5174e-05 | 7.2496e-05 | 0.00054555
2648 | 6.6109e-05 | 2.1897e-05 | 2.389e-05 | 1.7892e-05 | 2.6831e-05 | 3.435e-05 | 2.5048e-05 | 2.9892e-05 | 3.1352e-05 | 1.9345e-05 | 3.1263e-05 | 2.8422e-05 | 5.3152e-05 | 2.4235e-05 | 3.488e-05 | 2.501e-05 | 9.6718e-05 | 9.4264e-05 | 0.00053396
2649 | 5.4295e-05 | 4.1374e-05 | 4.4116e-05 | 2.5522e-05 | 6.0058e-05 | 4.5021e-05 | 5.0796e-05 | 3.9164e-05 | 4.6986e-05 | 5.0743e-05 | 7.1994e-05 | 4.666e-05 | 8.2e-05 | 4.0664e-05 | 7.397e-05 | 4.1774e-05 | 6.8833e-05 | 0.00013216 | 0.00050732
2650 | 0.00010333 | 5.7804e-05 | 8.6672e-05 | 8.0872e-05 | 6.733e-05 | 6.9457e-05 | 0.00011945 | 7.1037e-05 | 7.4935e-05 | 4.8821e-05 | 0.00012035 | 5.6884e-05 | 0.00014782 | 6.7081e-05 | 0.0001231 | 6.7186e-05 | 7.1522e-05 | 0.00013809 | 0.00045405
2651 | 9.9725e-05 | 9.99e-05 | 8.7823e-05 | 9.1559e-05 | 0.00012771 | 9.0451e-05 | 0.00013615 | 6.517e-05 | 0.00010396 | 5.8853e-05 | 0.00012548 | 7.0647e-05 | 0.00016702 | 5.8948e-05 | 0.00013962 | 0.00011604 | 0.00010474 | 0.00013603 | 0.00042076
2652 | 6.7704e-05 | 9.2286e-05 | 0.00010626 | 9.7468e-05 | 0.00010236 | 0.0001004 | 0.00011999 | 5.2983e-05 | 0.00011182 | 5.1917e-05 | 0.00011242 | 6.8548e-05 | 0.00012508 | 7.1035e-05 | 0.00012135 | 0.00010929 | 0.00012098 | 0.00015137 | 0.0002725
2653 | 7.0828e-05 | 0.00010012 | 0.00010678 | 4.3196e-05 | 9.088e-05 | 9.7928e-05 | 0.00012472 | 5.7028e-05 | 0.00010254 | 8.0938e-05 | 0.00013641 | 7.3897e-05 | 0.00014041 | 7.4508e-05 | 0.0001198 | 0.00010472 | 0.00012338 | 0.00017898 | 0.00020886
2654 | 6.9521e-05 | 7.9784e-05 | 6.3909e-05 | 4.4e-05 | 6.7555e-05 | 6.5845e-05 | 9.1412e-05 | 5.439e-05 | 8.5154e-05 | 7.0057e-05 | 6.6963e-05 | 5.4637e-05 | 0.00017874 | 4.7407e-05 | 6.6628e-05 | 7.9505e-05 | 7.7007e-05 | 0.00022024 | 0.00016957
2655 | 4.1216e-05 | 5.0018e-05 | 4.6743e-05 | 2.7711e-05 | 3.6487e-05 | 3.7504e-05 | 5.8818e-05 | 3.7965e-05 | 6.3483e-05 | 5.3338e-05 | 5.9062e-05 | 5.4575e-05 | 0.00021039 | 5.0766e-05 | 5.6621e-05 | 4.886e-05 | 5.4119e-05 | 0.00021811 | 0.00010722
2656 | 3.1195e-05 | 8.4557e-05 | 7.6176e-05 | 2.4339e-05 | 2.5739e-05 | 3.6326e-05 | 5.7808e-05 | 3.2179e-05 | 6.4867e-05 | 6.3161e-05 | 8.5556e-05 | 6.0783e-05 | 0.00013085 | 0.0001347 | 2.9232e-05 | 4.7506e-05 | 2.0354e-05 | 0.00021618 | 6.9121e-05
2657 | 1.248e-05 | 3.1768e-05 | 2.9684e-05 | 5.6571e-06 | 1.0396e-05 | 1.5647e-05 | 3.4766e-05 | 1.4843e-05 | 3.6017e-05 | 2.9954e-05 | 2.1294e-05 | 2.5747e-05 | 5.1039e-05 | 4.0677e-05 | 9.7996e-06 | 1.0674e-05 | 1.4478e-05 | 0.00018421 | 8.8088e-05
2658 | 3.6926e-06 | 7.6882e-06 | 1.0212e-05 | 2.9129e-06 | 6.5792e-07 | 2.4443e-05 | 1.2029e-05 | 6.7733e-06 | 2.5602e-05 | 1.0065e-05 | 1.0552e-05 | 9.291e-06 | 1.8872e-05 | 5.2126e-06 | 3.5285e-06 | 1.6022e-06 | 2.0338e-06 | 0.00016775 | 8.281e-05
2659 | 5.5801e-08 | 1.8327e-06 | 3.4919e-06 | 2.1622e-09 | 0 | 4.2836e-06 | 6.2733e-06 | 1.5132e-06 | 1.5957e-05 | 1.3988e-06 | 3.0893e-07 | 4.2707e-06 | 4.3038e-06 | 9.3865e-07 | 3.8261e-06 | 0 | 6.517e-08 | 0.00014817 | 0.00010001
2660 | 0 | 4.8534e-06 | 1.7122e-06 | 0 | 0 | 1.5332e-06 | 5.2065e-06 | 1.7697e-07 | 2.045e-06 | 5.4075e-08 | 0 | 1.233e-06 | 2.4769e-06 | 2.5439e-07 | 0 | 0 | 5.0088e-09 | 0.00013163 | 7.5884e-05
2661 | 0 | 2.2875e-07 | 5.2123e-07 | 0 | 0 | 1.5397e-07 | 3.1564e-07 | 1.0539e-07 | 8.2242e-08 | 0 | 0 | 2.3363e-07 | 4.563e-07 | 1.9608e-08 | 0 | 0 | 0 | 9.9559e-05 | 6.4895e-05
2662 | 0 | 0 | 2.3059e-08 | 0 | 0 | 0 | 0 | 2.7111e-07 | 0 | 0 | 0 | 2.0853e-08 | 7.8737e-10 | 5.0861e-08 | 0 | 0 | 0 | 8.4751e-05 | 5.2568e-05
2663 | 0 | 0 | 1.9196e-10 | 0 | 0 | 0 | 0 | 1.0401e-08 | 0 | 0 | 0 | 0 | 7.6948e-10 | 1.2009e-07 | 0 | 0 | 0 | 7.0577e-05 | 4.7054e-05
2664 | 0 | 0 | 1.9196e-10 | 0 | 0 | 0 | 1.6252e-08 | 0 | 1.4139e-08 | 1.4256e-08 | 1.1548e-09 | 0 | 7.3369e-10 | 1.2009e-07 | 0 | 0 | 0 | 7.049e-05 | 3.5098e-05
2665 | 0 | 2.3169e-07 | 2.6395e-10 | 0 | 0 | 0 | 0 | 0 | 1.1311e-08 | 1.8189e-08 | 0 | 0 | 6.2632e-10 | 1.2029e-07 | 0 | 0 | 0 | 8.0051e-05 | 2.1585e-05
2666 | 0 | 0 | 1.4397e-10 | 0 | 0 | 0 | 0 | 0 | 0 | 1.8681e-08 | 0 | 0 | 6.979e-10 | 1.2009e-07 | 0 | 0 | 0 | 9.2535e-05 | 1.074e-05
2667 | 0 | 0 | 9.5981e-11 | 0 | 0 | 0 | 0 | 0 | 1.6144e-07 | 2.7529e-08 | 0 | 0 | 7.1579e-10 | 8.045e-08 | 0 | 0 | 0 | 9.723e-05 | 2.0894e-05
2668 | 0 | 0 | 1.9196e-10 | 0 | 0 | 0 | 0 | 0 | 2.0575e-07 | 1.7206e-08 | 0 | 0 | 6.979e-10 | 1.0744e-11 | 0 | 0 | 0 | 0.00011647 | 2.7822e-05
2669 | 4.6238e-09 | 4.8177e-10 | 2.5123e-09 | 2.7603e-09 | 0 | 2.4185e-09 | 1.2708e-08 | 1.1729e-09 | 4.5625e-08 | 1.7206e-08 | 4.0419e-10 | 3.4814e-09 | 1.4799e-08 | 4.8132e-10 | 1.2822e-08 | 0 | 2.4487e-09 | 0.00013091 | 2.3469e-05
2670 | 2.199e-06 | 5.9297e-06 | 3.5665e-06 | 4.5313e-07 | 7.7113e-07 | 2.2379e-06 | 1.3494e-05 | 1.8741e-06 | 8.6723e-06 | 1.5514e-06 | 1.5397e-05 | 3.2242e-06 | 1.6502e-06 | 9.7116e-07 | 2.1629e-05 | 3.7147e-06 | 1.9458e-06 | 0.00015392 | 5.1844e-06
2671 | 1.705e-05 | 2.9543e-05 | 3.4134e-05 | 5.4039e-06 | 1.3701e-05 | 1.5678e-05 | 5.9657e-05 | 1.3315e-05 | 4.2562e-05 | 8.3813e-06 | 6.8868e-05 | 2.5067e-05 | 1.7446e-05 | 1.2272e-05 | 7.4733e-05 | 3.1639e-05 | 9.1849e-06 | 0.00016743 | 1.746e-06
2672 | 2.568e-05 | 7.156e-05 | 7.1884e-05 | 3.2532e-05 | 4.6154e-05 | 3.6125e-05 | 0.00013001 | 3.1551e-05 | 8.3984e-05 | 3.0568e-05 | 0.00012411 | 4.7558e-05 | 5.4542e-05 | 2.6728e-05 | 0.00013687 | 7.1975e-05 | 2.7751e-05 | 0.00017329 | 2.2382e-07
2673 | 4.8998e-05 | 0.00013396 | 0.0001402 | 6.3113e-05 | 4.8988e-05 | 5.3474e-05 | 0.00019604 | 4.8626e-05 | 0.00013043 | 6.5291e-05 | 0.00018345 | 8.9951e-05 | 0.00010425 | 4.945e-05 | 0.0002086 | 0.00010339 | 4.8918e-05 | 0.00019649 | 3.5933e-07
2674 | 5.414e-05 | 0.00015759 | 0.00019514 | 9.3883e-05 | 7.5474e-05 | 6.3908e-05 | 0.00026415 | 6.2926e-05 | 0.00015811 | 6.1007e-05 | 0.00029545 | 0.00011571 | 0.000117 | 7.0396e-05 | 0.00037101 | 0.00011332 | 6.6233e-05 | 0.00019057 | 7.4483e-07
2675 | 8.3965e-05 | 0.00013259 | 0.00017197 | 7.0815e-05 | 0.00013118 | 7.7495e-05 | 0.00029898 | 6.9819e-05 | 0.00016137 | 0.00010611 | 0.00038909 | 0.00017577 | 0.00011418 | 8.1801e-05 | 0.00041665 | 0.00013449 | 8.5232e-05 | 0.00018907 | 1.4841e-06
2676 | 9.0396e-05 | 0.00010626 | 0.00012698 | 5.6442e-05 | 0.00019881 | 9.0569e-05 | 0.00025316 | 7.3795e-05 | 0.00017514 | 0.00011439 | 0.00024198 | 0.00015826 | 0.00013691 | 8.6195e-05 | 0.00027172 | 0.00014441 | 8.8889e-05 | 0.00017189 | 5.1706e-07
2677 | 0.00010391 | 0.00011929 | 9.7638e-05 | 5.9027e-05 | 9.5901e-05 | 0.00010838 | 0.00014443 | 6.4236e-05 | 0.0001431 | 8.0977e-05 | 0.00010215 | 0.00013436 | 0.00013939 | 6.8502e-05 | 0.00014644 | 0.00011127 | 8.4881e-05 | 0.00015912 | 1.5079e-07
2678 | 7.0659e-05 | 0.00011787 | 8.3605e-05 | 6.4258e-05 | 5.7951e-05 | 0.00011056 | 0.00012564 | 5.5644e-05 | 0.00012787 | 4.5431e-05 | 6.1046e-05 | 9.4816e-05 | 0.00012898 | 5.1178e-05 | 9.318e-05 | 8.2267e-05 | 7.5918e-05 | 0.00016917 | 1.021e-07
2679 | 8.5239e-05 | 0.00013148 | 7.0949e-05 | 3.7943e-05 | 5.5713e-05 | 0.00010446 | 9.2268e-05 | 4.8405e-05 | 0.00010619 | 4.0001e-05 | 5.5276e-05 | 6.7472e-05 | 9.8871e-05 | 5.8672e-05 | 0.00010165 | 8.2745e-05 | 5.4627e-05 | 0.00016918 | 9.3305e-08
2680 | 6.8043e-05 | 0.00015222 | 9.1431e-05 | 3.2105e-05 | 7.2993e-05 | 7.9326e-05 | 8.4435e-05 | 3.489e-05 | 9.8415e-05 | 4.7507e-05 | 0.00011642 | 7.398e-05 | 8.2211e-05 | 0.0001418 | 6.9534e-05 | 8.4173e-05 | 3.7036e-05 | 0.00016255 | 2.2266e-06
2681 | 4.4889e-05 | 0.00011975 | 8.6177e-05 | 8.0529e-06 | 4.5347e-05 | 4.1571e-05 | 5.9724e-05 | 2.0864e-05 | 7.0263e-05 | 2.2309e-05 | 6.6772e-05 | 6.1965e-05 | 4.716e-05 | 3.9831e-05 | 3.8627e-05 | 4.041e-05 | 1.7793e-05 | 0.00016006 | 7.1992e-06
2682 | 1.2455e-05 | 4.4124e-05 | 2.5877e-05 | 3.9942e-06 | 1.0329e-05 | 3.0461e-05 | 3.7566e-05 | 1.014e-05 | 5.0599e-05 | 8.7626e-06 | 3.5315e-05 | 2.8645e-05 | 1.2761e-05 | 8.2856e-06 | 1.528e-05 | 7.4213e-06 | 3.0165e-06 | 0.00016582 | 1.6241e-05
2683 | 5.7124e-08 | 7.0226e-06 | 6.5136e-06 | 2.3923e-09 | 2.8191e-08 | 9.1901e-06 | 2.2057e-05 | 2.2994e-06 | 4.1092e-05 | 1.3196e-06 | 1.1393e-05 | 1.0982e-05 | 3.0223e-06 | 1.5406e-06 | 7.42e-06 | 4.3576e-08 | 9.3219e-08 | 0.00017144 | 1.1917e-05
2684 | 0 | 7.4568e-06 | 3.8295e-06 | 0 | 0 | 4.1354e-06 | 1.6714e-05 | 8.3536e-07 | 2.2542e-05 | 2.7775e-07 | 3.7705e-06 | 4.3688e-06 | 2.8963e-07 | 3.4245e-07 | 7.1095e-06 | 0 | 0 | 0.00017321 | 3.9417e-05
2685 | 0 | 3.7861e-06 | 1.3689e-06 | 0 | 0 | 3.2106e-07 | 7.6024e-06 | 0 | 4.0784e-06 | 0 | 0 | 9.9878e-07 | 8.4106e-10 | 2.3422e-09 | 2.2526e-06 | 0 | 0 | 0.0001654 | 3.5002e-05
2686 | 0 | 1.6757e-07 | 1.1698e-07 | 0 | 0 | 0 | 7.9851e-07 | 1.8259e-07 | 5.6849e-07 | 0 | 0 | 1.9531e-07 | 8.4106e-10 | 3.2876e-09 | 0 | 0 | 0 | 0.0001714 | 2.4264e-05
2687 | 0 | 0 | 4.6071e-08 | 0 | 0 | 0 | 0 | 2.9468e-08 | 4.2888e-08 | 0 | 0 | 2.0914e-08 | 7.6948e-10 | 1.0744e-11 | 0 | 0 | 0 | 0.00015023 | 9.5985e-06
2688 | 0 | 0 | 2.7955e-08 | 0 | 0 | 0 | 1.6669e-08 | 0 | 2.3565e-10 | 1.6223e-08 | 0 | 0 | 7.8737e-10 | 0 | 0 | 0 | 0 | 0.00015351 | 9.9238e-06
2689 | 0 | 4.0775e-07 | 0 | 0 | 0 | 0 | 0 | 0 | 1.6123e-07 | 1.9172e-08 | 1.1548e-09 | 0 | 8.4106e-10 | 0 | 0 | 0 | 0 | 0.0001487 | 1.8465e-05
2690 | 0 | 2.9782e-08 | 0 | 0 | 0 | 0 | 0 | 0 | 2.0572e-07 | 1.8681e-08 | 0 | 9.9059e-09 | 8.7685e-10 | 0 | 0 | 0 | 0 | 0.00013628 | 2.0896e-05
2691 | 0 | 0 | 0 | 0 | 0 | 0 | 0 | 0 | 2.2999e-08 | 1.8189e-08 | 0 | 0 | 7.6948e-10 | 0 | 0 | 0 | 0 | 0.00012682 | 3.0383e-05
2692 | 0 | 0 | 0 | 0 | 0 | 0 | 0 | 0 | 2.3565e-10 | 1.8189e-08 | 0 | 0 | 5.3685e-10 | 0 | 0 | 0 | 0 | 0.00014236 | 4.2285e-05
2693 | 9.3959e-09 | 2.5271e-08 | 8.6761e-09 | 2.5763e-09 | 0 | 1.87e-08 | 2.6299e-08 | 9.112e-09 | 1.4166e-08 | 1.8976e-08 | 2.2071e-08 | 1.3811e-08 | 7.5628e-09 | 6.3577e-09 | 8.5448e-08 | 1.0894e-08 | 1.28e-09 | 0.00013785 | 6.0967e-05
2694 | 9.5751e-06 | 1.8075e-05 | 9.0201e-06 | 8.1643e-06 | 1.4998e-05 | 9.8766e-06 | 1.3402e-05 | 8.1571e-06 | 8.4731e-06 | 7.4016e-06 | 1.0956e-05 | 5.4735e-06 | 3.052e-06 | 4.0368e-06 | 1.0266e-05 | 1.8136e-05 | 1.4228e-06 | 0.00013383 | 5.9008e-05
2695 | 5.3489e-05 | 7.3077e-05 | 5.4663e-05 | 4.2689e-05 | 7.307e-05 | 4.3762e-05 | 6.008e-05 | 5.089e-05 | 4.4643e-05 | 4.4111e-05 | 8.8209e-05 | 4.3822e-05 | 2.706e-05 | 3.0839e-05 | 6.3464e-05 | 6.4466e-05 | 1.7162e-05 | 0.00013647 | 8.1476e-05
2696 | 0.00013273 | 0.00013395 | 0.0001148 | 6.6198e-05 | 8.5593e-05 | 8.5889e-05 | 0.00012614 | 9.7058e-05 | 0.00010248 | 9.9614e-05 | 0.00013514 | 0.00011275 | 5.9397e-05 | 6.9848e-05 | 0.00013616 | 0.00010121 | 4.2716e-05 | 0.00013405 | 0.00012407
2697 | 0.00016141 | 0.00020542 | 0.0001933 | 6.5862e-05 | 0.00015792 | 0.00013972 | 0.00021299 | 0.00011611 | 0.00017438 | 0.00015156 | 0.00029958 | 0.00015544 | 0.00016657 | 0.00012005 | 0.00019801 | 0.00016639 | 5.2028e-05 | 0.00013545 | 0.00013526
2698 | 0.00021826 | 0.00032313 | 0.00029998 | 8.2336e-05 | 0.00023039 | 0.00016942 | 0.00027226 | 0.00012633 | 0.00022558 | 0.00019635 | 0.00037194 | 0.00017483 | 0.00013407 | 0.00015217 | 0.00024595 | 0.00026924 | 6.3306e-05 | 0.00012201 | 0.00010604
2699 | 0.00014833 | 0.00043282 | 0.0003452 | 0.00010841 | 0.00040969 | 0.00020261 | 0.00034142 | 0.00012381 | 0.00029139 | 0.00016149 | 0.00045896 | 0.00020723 | 0.00015845 | 0.00014879 | 0.00029972 | 0.00043882 | 7.1088e-05 | 0.00010606 | 7.8373e-05
2700 | 0.00014031 | 0.00046214 | 0.00032022 | 0.00012044 | 0.00062789 | 0.00024599 | 0.00040091 | 0.00013288 | 0.00035585 | 0.00011118 | 0.00053654 | 0.00020482 | 0.00015849 | 0.00015054 | 0.0004812 | 0.00055879 | 6.448e-05 | 9.0183e-05 | 8.5674e-05
2701 | 0.00015377 | 0.00048041 | 0.00035425 | 0.00010482 | 0.00060071 | 0.00027542 | 0.00047512 | 0.00014231 | 0.00041527 | 0.00019168 | 0.00055312 | 0.00025821 | 0.00014563 | 0.00013725 | 0.00055375 | 0.00051186 | 9.187e-05 | 8.7262e-05 | 0.00012413
2702 | 0.00016727 | 0.00046358 | 0.00035587 | 0.00016159 | 0.00053889 | 0.00027737 | 0.00044869 | 0.00013132 | 0.00042881 | 0.00021845 | 0.00049892 | 0.00020727 | 0.00018682 | 0.00012041 | 0.00050068 | 0.00043621 | 0.00015164 | 8.8567e-05 | 0.00014043
2703 | 0.00017814 | 0.0003841 | 0.00026467 | 0.00019413 | 0.00046858 | 0.00029408 | 0.000396 | 0.00012266 | 0.00039145 | 0.00017199 | 0.00045899 | 0.00014033 | 0.00017461 | 0.00011574 | 0.00045187 | 0.00033492 | 0.00014056 | 7.6135e-05 | 0.00019787
2704 | 0.00015936 | 0.00028757 | 0.00020449 | 0.00020974 | 0.00030036 | 0.00024746 | 0.00026984 | 0.00012613 | 0.00028128 | 0.00015496 | 0.00037994 | 0.00011002 | 0.00010249 | 0.00018979 | 0.00032114 | 0.00022481 | 0.000123 | 6.8406e-05 | 0.00018869
2705 | 7.4083e-05 | 0.00017374 | 0.00014532 | 0.00013706 | 0.00016854 | 0.0001456 | 0.00013233 | 8.7147e-05 | 0.00016651 | 4.6645e-05 | 0.00024391 | 8.2333e-05 | 6.0854e-05 | 0.00014591 | 0.00016154 | 0.00016926 | 5.473e-05 | 7.2417e-05 | 0.00022748
2706 | 2.6695e-05 | 0.00011699 | 9.6089e-05 | 3.2679e-05 | 3.7851e-05 | 7.6136e-05 | 6.0562e-05 | 3.9098e-05 | 9.9941e-05 | 1.8151e-05 | 0.00011204 | 5.2623e-05 | 3.8639e-05 | 7.05e-05 | 3.0784e-05 | 7.6204e-05 | 1.0443e-05 | 8.544e-05 | 0.00027848
2707 | 7.9783e-06 | 9.344e-05 | 6.0984e-05 | 9.1681e-07 | 1.7667e-07 | 4.5063e-05 | 3.985e-05 | 1.4059e-05 | 8.8234e-05 | 1.2141e-05 | 5.0947e-05 | 3.1272e-05 | 1.0898e-05 | 1.4428e-05 | 7.44e-06 | 4.2807e-05 | 2.567e-08 | 8.7638e-05 | 0.00026276
2708 | 2.4138e-06 | 5.9904e-05 | 3.0382e-05 | 0 | 0 | 3.2663e-05 | 3.6281e-05 | 6.1867e-06 | 6.9701e-05 | 5.2124e-06 | 3.6806e-05 | 1.4248e-05 | 4.3512e-06 | 3.7285e-06 | 7.4574e-06 | 1.255e-05 | 0 | 9.0125e-05 | 0.00025649
2709 | 0 | 2.869e-05 | 9.3596e-06 | 0 | 0 | 1.7312e-05 | 2.0459e-05 | 1.2659e-07 | 3.643e-05 | 1.9632e-06 | 1.5744e-05 | 6.0561e-06 | 1.388e-06 | 1.0494e-06 | 7.4592e-06 | 0 | 0 | 9.1399e-05 | 0.00021411
2710 | 0 | 1.0887e-05 | 3.8733e-06 | 0 | 0 | 4.3628e-06 | 8.5651e-06 | 0 | 1.1418e-05 | 0 | 4.2613e-07 | 1.6613e-06 | 9.4127e-09 | 2.2547e-07 | 6.7525e-06 | 0 | 0 | 0.00010141 | 0.00018352
2711 | 0 | 4.0705e-06 | 1.0871e-06 | 0 | 0 | 3.7114e-07 | 3.7681e-06 | 0 | 3.8767e-06 | 0 | 1.1548e-09 | 5.7312e-07 | 8.0527e-10 | 9.6347e-08 | 3.6608e-07 | 0 | 0 | 0.00011423 | 0.00017932
2712 | 0 | 1.4278e-07 | 4.0216e-07 | 0 | 0 | 4.1703e-08 | 7.2774e-07 | 0 | 9.1736e-07 | 1.5731e-08 | 0 | 3.399e-07 | 8.2316e-10 | 1.5041e-10 | 0 | 0 | 0 | 0.00012544 | 0.0001691
2713 | 0 | 5.2951e-07 | 4.8351e-08 | 0 | 0 | 9.9239e-09 | 9.2596e-08 | 0 | 7.5879e-08 | 0 | 0 | 3.0687e-08 | 1.2974e-09 | 2.7182e-09 | 0 | 0 | 0 | 0.00013279 | 0.00015922
2714 | 0 | 5.7725e-07 | 4.7991e-10 | 0 | 0 | 0 | 2.2601e-08 | 0 | 2.6786e-07 | 0 | 0 | 0 | 8.4106e-10 | 0 | 0 | 0 | 0 | 0.00014502 | 0.00016638
2715 | 0 | 5.7681e-07 | 6.3636e-09 | 0 | 0 | 0 | 0 | 0 | 3.875e-07 | 2.163e-08 | 0 | 0 | 8.2316e-10 | 0 | 0 | 0 | 0 | 0.00014597 | 0.00017682
2716 | 0 | 4.5024e-07 | 0 | 0 | 0 | 0 | 0 | 0 | 2.0591e-07 | 1.8681e-08 | 0 | 0 | 9.6632e-10 | 0 | 0 | 0 | 0 | 0.0001646 | 0.00020091
2717 | 2.4678e-07 | 1.4262e-07 | 1.4442e-08 | 3.386e-08 | 0 | 1.6221e-07 | 1.4612e-07 | 1.5864e-07 | 3.6906e-07 | 2.6546e-08 | 9.6427e-08 | 2.9807e-08 | 2.2275e-08 | 2.0034e-08 | 6.2885e-08 | 2.6976e-08 | 2.6065e-07 | 0.0001651 | 0.00025216
2718 | 3.511e-05 | 2.6646e-05 | 2.6294e-05 | 1.5486e-05 | 1.7085e-05 | 2.5083e-05 | 3.1287e-05 | 2.5107e-05 | 2.3606e-05 | 2.457e-05 | 3.4666e-05 | 2.089e-05 | 9.4012e-06 | 1.7631e-05 | 3.0243e-05 | 2.4724e-05 | 2.6806e-05 | 0.00017285 | 0.00025625
2719 | 0.00011839 | 0.00011448 | 0.00012222 | 7.0512e-05 | 0.00013002 | 0.00010151 | 0.00011592 | 0.00010789 | 9.2859e-05 | 0.00012381 | 7.8654e-05 | 0.00012151 | 6.7452e-05 | 9.1702e-05 | 0.00011018 | 0.00011618 | 9.6122e-05 | 0.0001816 | 0.00026653
2720 | 0.00025884 | 0.00025031 | 0.00024028 | 0.00016328 | 0.0002974 | 0.00021428 | 0.00024251 | 0.00024578 | 0.0001873 | 0.00028537 | 0.00018381 | 0.00027222 | 0.00015045 | 0.00018926 | 0.00021539 | 0.00024448 | 0.00014857 | 0.00017504 | 0.00023848
2721 | 0.00035072 | 0.00037888 | 0.00035306 | 0.00029863 | 0.00044647 | 0.00031502 | 0.00038798 | 0.00033463 | 0.00030562 | 0.00041678 | 0.00036812 | 0.00039306 | 0.00019823 | 0.00027155 | 0.00041185 | 0.0003735 | 0.00025456 | 0.00020067 | 0.0002562
2722 | 0.00041151 | 0.00043594 | 0.00042335 | 0.00043848 | 0.00053788 | 0.00041777 | 0.00047122 | 0.00039752 | 0.00039373 | 0.00048612 | 0.00046075 | 0.00045552 | 0.00021007 | 0.00029513 | 0.0005366 | 0.00047011 | 0.00034196 | 0.00019286 | 0.00023917
2723 | 0.000429 | 0.00048716 | 0.00046837 | 0.00046729 | 0.00057765 | 0.00046388 | 0.00051278 | 0.00045761 | 0.0004478 | 0.00041641 | 0.00051244 | 0.00046086 | 0.00023029 | 0.0002697 | 0.00058927 | 0.00053516 | 0.00035934 | 0.00018896 | 0.00022849
2724 | 0.00035785 | 0.00052766 | 0.00043765 | 0.0004578 | 0.00057956 | 0.00048426 | 0.00052036 | 0.00038001 | 0.00048815 | 0.00033734 | 0.00045755 | 0.00042801 | 0.00025482 | 0.00024203 | 0.00058064 | 0.00054228 | 0.00027185 | 0.00016704 | 0.00022267
2725 | 0.00025538 | 0.00051536 | 0.00036552 | 0.00036817 | 0.00061131 | 0.0004336 | 0.00046744 | 0.0003021 | 0.00048714 | 0.00020792 | 0.00030686 | 0.00028699 | 0.00020353 | 0.00019421 | 0.000498 | 0.00053005 | 0.0001649 | 0.0001276 | 0.0002017
2726 | 0.00022439 | 0.00045188 | 0.000208 | 0.00028177 | 0.00043132 | 0.00037685 | 0.00026695 | 0.00024609 | 0.00042345 | 0.00012535 | 0.00020404 | 0.00017246 | 0.00011136 | 9.4946e-05 | 0.00018156 | 0.0004119 | 8.206e-05 | 0.00013177 | 0.0001964
2727 | 0.00012522 | 0.00024545 | 0.00012456 | 0.00022237 | 0.00014378 | 0.00026276 | 0.00012905 | 0.00014047 | 0.00028339 | 3.6034e-05 | 8.2152e-05 | 6.4588e-05 | 3.6215e-05 | 7.0367e-05 | 0.00010616 | 0.00014258 | 5.1204e-05 | 0.0001333 | 0.00015561
2728 | 6.0429e-05 | 0.00015711 | 0.00014838 | 0.00011291 | 5.938e-05 | 0.00014018 | 9.3445e-05 | 8.5487e-05 | 0.0001648 | 6.6209e-05 | 0.00012153 | 6.9566e-05 | 2.9234e-05 | 0.00015127 | 5.9822e-05 | 0.00010886 | 2.1125e-05 | 0.00015217 | 8.8016e-05
2729 | 2.554e-05 | 0.00012481 | 8.9043e-05 | 3.8024e-05 | 3.6079e-05 | 6.5532e-05 | 6.0492e-05 | 4.9896e-05 | 9.9753e-05 | 3.4693e-05 | 7.6512e-05 | 5.1632e-05 | 2.5267e-05 | 0.00014828 | 1.5871e-05 | 8.0922e-05 | 8.4633e-06 | 0.00016752 | 0.00010064
2730 | 2.0032e-05 | 0.00010294 | 7.9471e-05 | 2.8055e-05 | 1.365e-06 | 6.4923e-05 | 4.0359e-05 | 4.0315e-05 | 8.1481e-05 | 3.2995e-05 | 5.2944e-05 | 5.4245e-05 | 1.5496e-05 | 0.00014323 | 2.5136e-06 | 4.4844e-05 | 3.6183e-06 | 0.00015499 | 0.00012948
2731 | 1.7823e-05 | 8.8032e-05 | 5.8673e-05 | 2.0932e-05 | 0 | 6.4056e-05 | 3.8022e-05 | 3.5932e-05 | 8.8519e-05 | 2.023e-05 | 3.8162e-05 | 5.1305e-05 | 9.0102e-06 | 9.6363e-05 | 7.3888e-06 | 4.0338e-05 | 4.3817e-06 | 0.0001284 | 0.00010928
2732 | 1.3821e-05 | 5.2097e-05 | 2.929e-05 | 8.6848e-06 | 0 | 5.1629e-05 | 3.1819e-05 | 2.6621e-05 | 6.7993e-05 | 9.8734e-06 | 2.3419e-05 | 3.0915e-05 | 3.4891e-06 | 2.0193e-05 | 7.4484e-06 | 2.0224e-05 | 5.0088e-09 | 0.0001094 | 7.3892e-05
2733 | 2.5103e-06 | 2.2077e-05 | 1.2988e-05 | 8.2809e-07 | 0 | 3.017e-05 | 1.9416e-05 | 1.8005e-05 | 4.5637e-05 | 2.2309e-06 | 4.2001e-06 | 1.5277e-05 | 7.3024e-07 | 4.3039e-06 | 7.4556e-06 | 1.0042e-05 | 0 | 0.00013527 | 4.3239e-05
2734 | 2.6358e-07 | 1.1624e-05 | 5.0604e-06 | 0 | 0 | 8.7208e-06 | 9.2003e-06 | 6.5362e-06 | 1.6266e-05 | 3.687e-09 | 6.9289e-08 | 4.418e-06 | 4.8889e-08 | 9.6539e-07 | 6.4371e-06 | 0 | 0 | 0.00016206 | 2.6305e-05
2735 | 4.4754e-08 | 5.058e-06 | 1.3036e-06 | 0 | 0 | 8.6147e-07 | 2.6007e-06 | 1.6004e-06 | 3.9068e-06 | 0 | 0 | 6.8336e-07 | 5.5474e-10 | 1.1473e-07 | 3.5158e-07 | 0 | 0 | 0.00010665 | 2.1726e-05
2736 | 0 | 1.1035e-06 | 4.2966e-07 | 0 | 0 | 5.121e-08 | 2.4336e-07 | 1.0449e-07 | 9.7229e-07 | 1.6223e-08 | 0 | 1.8593e-07 | 5.1895e-10 | 0 | 0 | 0 | 0 | 6.7613e-05 | 3.1809e-05
2737 | 0 | 5.2995e-07 | 2.085e-07 | 0 | 0 | 2.0157e-08 | 5.5008e-09 | 0 | 1.1865e-07 | 0 | 0 | 4.2969e-08 | 6.2632e-10 | 4.9422e-11 | 0 | 0 | 0 | 5.8724e-05 | 1.4129e-05
2738 | 0 | 5.7813e-07 | 8.5423e-09 | 0 | 0 | 0 | 0 | 0 | 2.693e-07 | 0 | 0 | 1.3351e-08 | 5.3685e-10 | 0 | 0 | 0 | 0 | 5.5416e-05 | 5.9225e-06
2739 | 0 | 5.7813e-07 | 2.3995e-10 | 0 | 0 | 0 | 0 | 0 | 2.4074e-07 | 0 | 0 | 0 | 5.1895e-10 | 5.8017e-10 | 0 | 0 | 0 | 4.8583e-05 | 6.3825e-06
2740 | 0 | 4.4805e-07 | 2.3995e-11 | 0 | 0 | 0 | 0 | 0 | 2.0556e-07 | 0 | 0 | 0 | 6.8001e-10 | 2.138e-09 | 0 | 0 | 0 | 5.5219e-05 | 1.0996e-05
2741 | 7.8914e-08 | 4.3797e-10 | 1.2022e-09 | 2.5763e-09 | 0 | 5.391e-08 | 1.5002e-09 | 1.1248e-07 | 3.9066e-07 | 3.9328e-10 | 3.4645e-10 | 5.6349e-09 | 1.2234e-07 | 1.259e-08 | 9.3331e-09 | 0 | 7.5465e-08 | 7.3019e-05 | 1.9386e-05
2742 | 2.6508e-05 | 3.2768e-06 | 4.0259e-06 | 6.9655e-06 | 1.8414e-06 | 9.1479e-06 | 1.5147e-06 | 2.0876e-05 | 5.2461e-06 | 4.1547e-06 | 3.4814e-06 | 7.0147e-06 | 2.3462e-05 | 1.0442e-05 | 8.5489e-07 | 2.2367e-06 | 1.6391e-05 | 9.335e-05 | 2.7884e-05
2743 | 9.2018e-05 | 1.6937e-05 | 4.4263e-05 | 5.3207e-05 | 7.9136e-06 | 5.0382e-05 | 1.4651e-05 | 6.316e-05 | 2.6238e-05 | 4.9409e-05 | 2.3979e-05 | 9.001e-05 | 0.00012789 | 6.5614e-05 | 1.3027e-05 | 1.0461e-05 | 5.1571e-05 | 7.0688e-05 | 0.00013099
2744 | 0.00012495 | 3.716e-05 | 5.486e-05 | 6.4402e-05 | 9.1692e-05 | 8.8043e-05 | 3.8531e-05 | 9.6658e-05 | 4.9722e-05 | 0.00020771 | 4.0644e-05 | 0.00012936 | 0.00033731 | 0.00015018 | 2.998e-05 | 0.0001076 | 0.00011723 | 8.3008e-05 | 0.00027371
2745 | 0.00011594 | 8.971e-05 | 0.00010005 | 5.5237e-05 | 0.00019451 | 7.2734e-05 | 0.00012232 | 0.00010661 | 6.9156e-05 | 0.00030625 | 0.00021819 | 0.0002336 | 0.00059697 | 0.00024528 | 0.00012647 | 0.00022938 | 0.0001058 | 9.5271e-05 | 0.00031147
2746 | 0.00012369 | 0.00016649 | 0.00027835 | 8.5771e-05 | 0.00031567 | 0.00011428 | 0.0002702 | 0.00025037 | 0.00011025 | 0.00022719 | 0.0002822 | 0.00022928 | 0.00072805 | 0.00031791 | 0.00035497 | 0.00022013 | 7.1106e-05 | 8.5084e-05 | 0.00015761
2747 | 0.00032284 | 0.00029126 | 0.00035273 | 0.00029158 | 0.00043715 | 0.00019396 | 0.00028633 | 0.00036356 | 0.00016603 | 0.00022241 | 0.00023816 | 0.00023066 | 0.00077425 | 0.00032779 | 0.00029332 | 0.00039391 | 0.00011583 | 0.00010117 | 4.477e-05
2748 | 0.00033375 | 0.0003376 | 0.00036718 | 0.00035629 | 0.00036032 | 0.00032214 | 0.00028141 | 0.0004237 | 0.00019356 | 0.00015929 | 0.00029832 | 0.00021591 | 0.00062268 | 0.00035671 | 0.00024521 | 0.00044968 | 0.00027429 | 8.3904e-05 | 2.7149e-05
2749 | 0.00039952 | 0.00027814 | 0.00042125 | 0.00038771 | 0.00037675 | 0.00033201 | 0.00029808 | 0.0004168 | 0.00012935 | 0.00042015 | 0.00025093 | 0.00024362 | 0.00057325 | 0.00042868 | 0.0002033 | 0.00030132 | 0.00026041 | 7.0973e-05 | 0.00020035
2750 | 0.0003778 | 0.00020717 | 0.00040948 | 0.0002939 | 0.00029465 | 0.00022678 | 0.00032055 | 0.00041864 | 0.00012447 | 0.00042259 | 0.00030738 | 0.00029046 | 0.00051767 | 0.00045489 | 0.00018021 | 0.00020752 | 0.00034637 | 6.7932e-05 | 0.00030375
2751 | 0.00028034 | 0.00017238 | 0.00039799 | 0.00033951 | 4.2423e-05 | 0.00017001 | 0.00029983 | 0.00038943 | 0.00013923 | 0.00031622 | 0.00043444 | 0.00035001 | 0.00041463 | 0.00042943 | 0.00015332 | 0.000117 | 0.00025559 | 8.2307e-05 | 0.00026883
2752 | 0.00025188 | 0.00021046 | 0.00031762 | 0.00028276 | 0.00017784 | 0.00014993 | 0.0002169 | 0.00030611 | 0.00013045 | 0.00031733 | 0.00037104 | 0.00028977 | 0.00032843 | 0.00036128 | 0.00019902 | 0.0001907 | 0.00020875 | 0.00010886 | 0.00028555
2753 | 0.0001331 | 0.00017545 | 0.00020352 | 0.00016474 | 0.0001035 | 0.00011001 | 0.00012851 | 0.00016794 | 8.7863e-05 | 0.00017682 | 0.00021161 | 0.00017351 | 0.00017738 | 0.00025823 | 0.00014894 | 0.00015048 | 0.00012311 | 0.00013131 | 0.00024435
2754 | 4.2474e-05 | 0.00010185 | 0.00010376 | 6.1219e-05 | 4.2539e-05 | 7.4489e-05 | 5.705e-05 | 7.003e-05 | 5.3079e-05 | 6.9877e-05 | 7.9762e-05 | 8.3287e-05 | 4.9292e-05 | 0.00017066 | 4.6644e-05 | 8.5583e-05 | 2.7522e-05 | 0.00015333 | 0.00019329
2755 | 1.627e-05 | 4.406e-05 | 6.8007e-05 | 1.8615e-05 | 4.0314e-07 | 5.2323e-05 | 2.779e-05 | 4.6216e-05 | 4.1309e-05 | 2.4012e-05 | 2.8057e-05 | 4.912e-05 | 1.6577e-05 | 0.00013009 | 7.9481e-06 | 3.8002e-05 | 5.6217e-06 | 0.00017274 | 0.00014591
2756 | 9.9745e-06 | 2.1724e-05 | 3.1732e-05 | 6.9219e-06 | 0 | 3.1153e-05 | 1.7877e-05 | 3.1934e-05 | 1.9565e-05 | 1.3469e-05 | 1.1796e-05 | 2.8087e-05 | 1.4428e-05 | 0.0001082 | 6.9192e-06 | 8.7153e-07 | 3.7388e-06 | 0.00016666 | 0.00013885
2757 | 1.6468e-07 | 1.1041e-05 | 9.749e-06 | 6.8456e-07 | 0 | 8.1612e-06 | 1.1059e-05 | 1.9776e-05 | 4.4166e-06 | 9.3813e-06 | 0 | 1.4734e-05 | 9.1944e-06 | 4.7594e-05 | 1.1508e-06 | 0 | 0 | 0.00017399 | 0.00010561
2758 | 0 | 4.1072e-06 | 2.9703e-06 | 0 | 0 | 1.8536e-06 | 9.9213e-06 | 6.0803e-06 | 9.0367e-07 | 2.7778e-06 | 1.1548e-09 | 4.6581e-06 | 1.9864e-06 | 4.4813e-06 | 0 | 0 | 0 | 0.00019259 | 6.7773e-05
2759 | 0 | 1.2876e-07 | 9.9679e-07 | 0 | 0 | 1.7007e-08 | 9.4902e-07 | 1.1105e-06 | 1.1174e-07 | 0 | 0 | 6.6395e-07 | 3.4506e-08 | 5.8065e-07 | 0 | 0 | 0 | 0.00021652 | 6.8234e-05
2760 | 0 | 0 | 2.8096e-07 | 0 | 0 | 0 | 1.8961e-08 | 1.0574e-07 | 6.306e-08 | 1.8681e-08 | 0 | 1.4209e-07 | 4.1158e-10 | 1.3296e-08 | 0 | 0 | 0 | 0.00022944 | 8.2802e-05
2761 | 0 | 5.2951e-07 | 3.9232e-08 | 0 | 0 | 0 | 0 | 0 | 8.5776e-09 | 1.9664e-08 | 0 | 1.3904e-08 | 2.1742e-09 | 4.1471e-10 | 0 | 0 | 0 | 0.00023407 | 9.2717e-05
2762 | 0 | 5.79e-07 | 2.3995e-11 | 0 | 0 | 0 | 0 | 0 | 0 | 2.0647e-08 | 0 | 0 | 7.3369e-10 | 2.5141e-09 | 0 | 0 | 0 | 0.00023599 | 0.00012333
2763 | 0 | 4.7214e-07 | 0 | 0 | 0 | 0 | 0 | 0 | 1.7923e-07 | 1.5239e-08 | 0 | 0 | 9.0369e-10 | 0 | 0 | 0 | 0 | 0.00022866 | 0.00018814
2764 | 0 | 0 | 0 | 0 | 0 | 0 | 0 | 0 | 4.9746e-08 | 9.8319e-09 | 0 | 0 | 7.0685e-10 | 0 | 0 | 0 | 0 | 0.00020936 | 0.00013571
2765 | 6.3416e-07 | 8.7485e-09 | 9.1446e-09 | 2.2816e-07 | 0 | 4.7358e-07 | 2.0336e-09 | 3.7198e-07 | 2.7264e-07 | 5.6484e-08 | 4.0419e-10 | 5.0127e-08 | 2.3891e-07 | 8.5145e-08 | 9.1972e-09 | 7.7815e-09 | 7.8158e-07 | 0.00020086 | 0.00016697
2766 | 4.1455e-05 | 7.2338e-06 | 8.949e-06 | 2.5188e-05 | 1.0041e-05 | 3.0393e-05 | 4.9436e-06 | 2.7996e-05 | 1.9808e-05 | 2.4943e-05 | 2.6463e-06 | 2.3605e-05 | 2.9533e-05 | 2.1939e-05 | 3.2035e-06 | 8.3716e-06 | 3.9462e-05 | 0.00018724 | 0.00010414
2767 | 0.00016988 | 4.0185e-05 | 4.3815e-05 | 0.00012161 | 4.6315e-05 | 0.00011902 | 3.41e-05 | 0.00013523 | 8.03e-05 | 0.0001359 | 1.6048e-05 | 0.00012582 | 0.00017552 | 0.00010842 | 2.8929e-05 | 4.3002e-05 | 0.00016904 | 0.00015501 | 6.2369e-05
2768 | 0.00031401 | 0.00010172 | 8.7326e-05 | 0.00025233 | 0.00011765 | 0.00024774 | 6.8125e-05 | 0.00028304 | 0.00017709 | 0.00030228 | 3.5321e-05 | 0.00026248 | 0.00039196 | 0.00023458 | 5.7707e-05 | 0.0001028 | 0.00031258 | 0.00013435 | 3.2136e-05
2769 | 0.00042484 | 0.00017524 | 0.00014571 | 0.00036423 | 0.00026721 | 0.00038123 | 0.00011505 | 0.00040643 | 0.00029439 | 0.00044637 | 6.6931e-05 | 0.00039175 | 0.00054808 | 0.00033775 | 0.00013162 | 0.00018216 | 0.0004308 | 0.0001122 | 2.5679e-05
2770 | 0.00049905 | 0.0002711 | 0.00025099 | 0.00043525 | 0.00044419 | 0.0004585 | 0.00017407 | 0.00048139 | 0.00039748 | 0.00053957 | 0.00012867 | 0.00048033 | 0.00060003 | 0.00040332 | 0.0001843 | 0.00032566 | 0.00050139 | 8.8833e-05 | 1.1572e-05
2771 | 0.00054883 | 0.00043522 | 0.00042148 | 0.00047306 | 0.00059685 | 0.00050927 | 0.00029194 | 0.0005337 | 0.00048622 | 0.00059707 | 0.00028743 | 0.00053809 | 0.0007453 | 0.0004739 | 0.00035229 | 0.00051447 | 0.0005399 | 6.7458e-05 | 1.0298e-05
2772 | 0.00056462 | 0.00051573 | 0.00051763 | 0.00050587 | 0.00061471 | 0.00054841 | 0.00046592 | 0.00056621 | 0.00054989 | 0.00062515 | 0.00048236 | 0.00058008 | 0.00077064 | 0.00058162 | 0.00057399 | 0.00055084 | 0.00055558 | 4.4156e-05 | 7.216e-06
2773 | 0.00054589 | 0.00053296 | 0.00052565 | 0.00050617 | 0.00059753 | 0.00055879 | 0.00054773 | 0.00056392 | 0.00058108 | 0.00062245 | 0.00054972 | 0.00058925 | 0.00074477 | 0.00061585 | 0.00062383 | 0.00055264 | 0.00053262 | 3.9448e-05 | 1.3443e-05
2774 | 0.0004904 | 0.0005496 | 0.00051962 | 0.00046016 | 0.00055111 | 0.00051871 | 0.00051232 | 0.00052046 | 0.00057558 | 0.00057514 | 0.0005253 | 0.000554 | 0.0007109 | 0.00056697 | 0.0005678 | 0.00051008 | 0.00047664 | 4.0271e-05 | 1.4151e-05
2775 | 0.0003925 | 0.00047033 | 0.00044764 | 0.00037019 | 0.0004661 | 0.00042645 | 0.00044578 | 0.00042798 | 0.00047831 | 0.00048016 | 0.00045078 | 0.00045899 | 0.00059201 | 0.00047357 | 0.00046961 | 0.00043676 | 0.00038776 | 5.5355e-05 | 1.5439e-05
2776 | 0.00026449 | 0.00035986 | 0.00033871 | 0.00027361 | 0.0003349 | 0.00030344 | 0.00031579 | 0.00030171 | 0.00034121 | 0.00035245 | 0.000331 | 0.00033604 | 0.00041586 | 0.00037698 | 0.00032258 | 0.00034783 | 0.0002631 | 7.5005e-05 | 7.4591e-06
2777 | 0.00013381 | 0.00023132 | 0.00021292 | 0.00015445 | 0.00017021 | 0.00016833 | 0.00017498 | 0.00016436 | 0.00018925 | 0.00019375 | 0.00018684 | 0.00019567 | 0.00020106 | 0.00026454 | 0.00015815 | 0.00020809 | 0.00012459 | 9.3872e-05 | 2.7792e-06
2778 | 4.5781e-05 | 0.00013141 | 0.00011449 | 6.7401e-05 | 3.8511e-05 | 9.2827e-05 | 7.3217e-05 | 7.1675e-05 | 0.00010441 | 6.9689e-05 | 7.963e-05 | 9.0208e-05 | 5.802e-05 | 0.00017084 | 4.3356e-05 | 8.3792e-05 | 2.9573e-05 | 0.00011916 | 1.5867e-05
2779 | 1.9867e-05 | 0.00010007 | 8.0499e-05 | 3.6817e-05 | 1.5661e-07 | 6.8228e-05 | 4.1769e-05 | 4.7147e-05 | 9.3113e-05 | 2.8991e-05 | 2.8837e-05 | 5.9895e-05 | 1.6455e-05 | 0.00013305 | 7.9399e-06 | 4.304e-05 | 6.0641e-06 | 0.0001284 | 1.971e-05
2780 | 1.7101e-05 | 7.6384e-05 | 4.8184e-05 | 1.3802e-05 | 0 | 6.1518e-05 | 4.0595e-05 | 3.6067e-05 | 8.4733e-05 | 1.7329e-05 | 1.9591e-05 | 4.8862e-05 | 1.5035e-05 | 0.00011767 | 7.4484e-06 | 2.161e-05 | 6.0049e-06 | 0.00013511 | 5.0733e-06
2781 | 7.9406e-06 | 3.2805e-05 | 2.1324e-05 | 1.5851e-06 | 0 | 3.7789e-05 | 2.2473e-05 | 2.4285e-05 | 5.8528e-05 | 1.1359e-05 | 4.9094e-06 | 2.8109e-05 | 9.5348e-06 | 5.8577e-05 | 7.4538e-06 | 1.55e-05 | 5.3354e-06 | 0.00013425 | 2.548e-06
2782 | 3.1031e-07 | 1.2876e-05 | 6.5541e-06 | 0 | 0 | 1.1215e-05 | 1.0495e-05 | 1.0368e-05 | 2.0309e-05 | 6.5542e-06 | 0 | 1.1561e-05 | 2.0753e-06 | 6.1906e-06 | 6.8902e-06 | 0 | 1.9128e-06 | 0.00011704 | 4.1107e-06
2783 | 1.4242e-07 | 5.7769e-06 | 1.4863e-06 | 0 | 0 | 1.5202e-06 | 2.7758e-06 | 2.343e-06 | 5.605e-06 | 1.9679e-06 | 0 | 3.1726e-06 | 7.6948e-10 | 1.1207e-06 | 3.7695e-07 | 0 | 0 | 0.00013065 | 2.1993e-06
2784 | 0 | 1.2975e-06 | 4.8147e-07 | 0 | 0 | 2.7707e-07 | 2.4479e-06 | 4.1407e-07 | 1.8546e-06 | 1.8681e-08 | 0 | 7.1285e-07 | 7.8737e-10 | 1.582e-07 | 0 | 0 | 0 | 0.00012495 | 1.0124e-05
2785 | 0 | 5.2995e-07 | 2.156e-07 | 0 | 0 | 4.9808e-08 | 1.1502e-08 | 0 | 1.6658e-07 | 1.8681e-08 | 0 | 1.5414e-07 | 3.2121e-09 | 2.5446e-08 | 0 | 0 | 0 | 0.00011513 | 9.3636e-06
2786 | 0 | 5.7769e-07 | 8.9023e-09 | 0 | 0 | 0 | 0 | 0 | 2.6878e-07 | 1.0815e-08 | 0 | 6.3864e-08 | 1.1721e-09 | 2.5527e-09 | 0 | 0 | 0 | 0.00011697 | 1.0479e-06
2787 | 0 | 5.7725e-07 | 1.4397e-10 | 0 | 0 | 0 | 0 | 0 | 2.7486e-07 | 1.9172e-08 | 0 | 2.8894e-08 | 8.5895e-10 | 2.5785e-11 | 0 | 0 | 0 | 0.00012249 | 4.2547e-07
2788 | 0 | 4.4192e-07 | 0 | 0 | 0 | 0 | 0 | 0 | 2.0579e-07 | 1.8189e-08 | 0 | 1.7655e-08 | 1.36e-09 | 1.0744e-11 | 0 | 0 | 0 | 0.00011109 | 1.0803e-06
2789 | 2.8345e-07 | 3.7017e-07 | 6.3207e-08 | 1.3798e-07 | 1.0474e-07 | 3.4225e-07 | 2.7222e-07 | 1.052e-07 | 8.8189e-07 | 4.2523e-08 | 1.3315e-07 | 7.3759e-08 | 2.1601e-08 | 2.3834e-08 | 1.8281e-07 | 1.9184e-07 | 4.2743e-07 | 8.3972e-05 | 7.5718e-06
2790 | 2.1965e-05 | 2.9548e-05 | 2.6897e-05 | 1.8321e-05 | 2.4598e-05 | 2.7914e-05 | 2.7827e-05 | 1.6746e-05 | 3.4505e-05 | 1.7256e-05 | 2.526e-05 | 2.7337e-05 | 2.2624e-06 | 1.3964e-05 | 2.7011e-05 | 2.6518e-05 | 2.6212e-05 | 6.3621e-05 | 1.4258e-05
2791 | 4.9084e-05 | 0.00011136 | 9.474e-05 | 7.9194e-05 | 0.00010819 | 9.8831e-05 | 0.00010402 | 5.8935e-05 | 0.00011803 | 6.8568e-05 | 0.00010913 | 0.00010501 | 1.4398e-05 | 6.1268e-05 | 0.00012151 | 0.00011733 | 6.3832e-05 | 4.4107e-05 | 2.658e-05
2792 | 7.3043e-05 | 0.0002214 | 0.00021747 | 0.00013258 | 0.00021647 | 0.00019009 | 0.00023004 | 0.00011864 | 0.00024 | 0.0002022 | 0.00021642 | 0.00020859 | 5.03e-05 | 0.00013204 | 0.00025255 | 0.00021773 | 9.4067e-05 | 2.4919e-05 | 3.5344e-05
2793 | 0.00016585 | 0.00031737 | 0.00028212 | 0.00025112 | 0.00031399 | 0.00027816 | 0.00032869 | 0.00019566 | 0.00033779 | 0.00030454 | 0.00030029 | 0.00029053 | 0.00014648 | 0.0001676 | 0.00034481 | 0.00031685 | 0.00016908 | 2.9334e-05 | 2.4059e-05
2794 | 0.000171 | 0.00038284 | 0.00035429 | 0.00029188 | 0.00047304 | 0.00033268 | 0.00039358 | 0.00021763 | 0.00038469 | 0.00033406 | 0.00035159 | 0.00038176 | 0.0002591 | 0.00026365 | 0.00039677 | 0.00041236 | 0.00020097 | 2.5513e-05 | 1.4102e-06
2795 | 0.00019886 | 0.00042496 | 0.00039723 | 0.00028734 | 0.00054341 | 0.00035335 | 0.00046682 | 0.00024463 | 0.00044725 | 0.00050005 | 0.00045506 | 0.00047496 | 0.00037608 | 0.00025192 | 0.00048265 | 0.00041851 | 0.000254 | 1.8389e-05 | 1.7983e-07
2796 | 0.00025174 | 0.00045342 | 0.0004404 | 0.00027855 | 0.00054097 | 0.00040536 | 0.00049426 | 0.00028775 | 0.00046081 | 0.00025888 | 0.00054582 | 0.00044881 | 0.00036728 | 0.0003301 | 0.00054882 | 0.00048852 | 0.00028112 | 9.4668e-06 | 1.7547e-06
2797 | 0.00036995 | 0.00049385 | 0.00044781 | 0.0003124 | 0.00054281 | 0.00039178 | 0.00050024 | 0.00034719 | 0.00048318 | 0.00047747 | 0.00054683 | 0.00042748 | 0.00033717 | 0.00029131 | 0.00053918 | 0.00052449 | 0.00030442 | 1.2994e-05 | 6.0656e-07
2798 | 0.00030706 | 0.00045789 | 0.00042616 | 0.00020391 | 0.00048923 | 0.00030227 | 0.00045562 | 0.00026532 | 0.00046016 | 0.00030913 | 0.00047444 | 0.0004277 | 0.00050676 | 0.00029472 | 0.00042518 | 0.00045529 | 0.00038143 | 1.7068e-05 | 1.3446e-06
2799 | 0.00026775 | 0.0003757 | 0.00036271 | 0.00025563 | 0.00034508 | 0.00025292 | 0.00038956 | 0.00027327 | 0.00039599 | 0.00033829 | 0.00045721 | 0.00034843 | 0.00050643 | 0.0003531 | 0.00041231 | 0.00033433 | 0.00028242 | 1.4664e-05 | 2.1098e-05
2800 | 0.00017249 | 0.00031844 | 0.00030626 | 0.00019584 | 0.00027001 | 0.00020816 | 0.00027976 | 0.00019933 | 0.00029119 | 0.00032609 | 0.00038092 | 0.00023677 | 0.00034685 | 0.00032947 | 0.00032574 | 0.00031972 | 0.00021236 | 1.7354e-05 | 2.4107e-05
2801 | 0.00011862 | 0.00019902 | 0.00021513 | 9.7959e-05 | 9.5507e-05 | 0.00013108 | 0.00017877 | 0.00011574 | 0.0001805 | 0.0001809 | 0.00022892 | 0.00016704 | 0.00017209 | 0.00024497 | 0.00015762 | 0.00014958 | 0.00011918 | 2.3638e-05 | 2.419e-05
2802 | 3.9673e-05 | 0.00013934 | 0.00012645 | 5.4844e-05 | 4.1107e-05 | 8.5579e-05 | 8.5556e-05 | 5.9576e-05 | 0.00011308 | 6.9354e-05 | 0.0001072 | 9.9389e-05 | 4.9679e-05 | 0.00017359 | 4.8754e-05 | 9.8502e-05 | 2.1618e-05 | 2.9754e-05 | 1.6157e-05
2803 | 1.73e-05 | 0.00010045 | 7.8275e-05 | 1.7101e-05 | 1.4221e-06 | 6.7437e-05 | 4.2681e-05 | 3.4505e-05 | 9.2699e-05 | 2.8429e-05 | 4.8207e-05 | 5.7531e-05 | 1.6171e-05 | 0.00013138 | 8.4955e-06 | 4.4593e-05 | 4.8978e-06 | 4.6795e-05 | 5.1274e-06
2804 | 6.4387e-06 | 7.4237e-05 | 4.8581e-05 | 9.2433e-06 | 0 | 5.4891e-05 | 3.7429e-05 | 2.3677e-05 | 8.1831e-05 | 1.4636e-05 | 3.7177e-05 | 4.4221e-05 | 1.199e-05 | 0.0001098 | 7.4429e-06 | 2.0761e-05 | 4.5813e-06 | 6.1024e-05 | 2.1789e-06
2805 | 2.4454e-07 | 2.8017e-05 | 2.1179e-05 | 1.1925e-06 | 0 | 3.1361e-05 | 2.4093e-05 | 1.1055e-05 | 5.557e-05 | 1.0294e-05 | 1.2315e-05 | 2.4335e-05 | 4.7503e-06 | 4.0748e-05 | 7.4538e-06 | 1.4528e-05 | 6.7006e-07 | 6.6096e-05 | 2.6054e-09
2806 | 3.2639e-08 | 1.2068e-05 | 6.7858e-06 | 0 | 0 | 8.0936e-06 | 9.85e-06 | 2.9807e-06 | 2.1078e-05 | 4.7719e-06 | 1.2472e-06 | 9.0156e-06 | 4.8643e-07 | 3.3002e-06 | 6.9174e-06 | 0 | 0 | 7.2004e-05 | 7.6045e-07
2807 | 0 | 5.1897e-06 | 1.4533e-06 | 0 | 0 | 6.9849e-07 | 2.7211e-06 | 3.1358e-07 | 5.3971e-06 | 2.8267e-07 | 0 | 2.0466e-06 | 8.0527e-10 | 4.8729e-07 | 3.2258e-07 | 0 | 0 | 9.017e-05 | 3.8659e-06
2808 | 0 | 1.1529e-06 | 4.7698e-07 | 0 | 0 | 8.3482e-08 | 2.0144e-07 | 0 | 8.9872e-07 | 9.3403e-09 | 0 | 3.0563e-07 | 7.6948e-10 | 1.1024e-07 | 0 | 0 | 0 | 0.00010322 | 3.0947e-06
2809 | 0 | 5.2951e-07 | 2.0931e-07 | 0 | 0 | 3.5081e-08 | 1.7002e-08 | 0 | 1.0722e-07 | 0 | 1.1548e-09 | 6.7267e-08 | 2.0937e-09 | 8.4877e-09 | 0 | 0 | 0 | 0.0001107 | 7.3337e-07
2810 | 0 | 5.7769e-07 | 8.2064e-09 | 0 | 0 | 1.0271e-08 | 0 | 0 | 1.4375e-08 | 1.5239e-08 | 0 | 2.9047e-08 | 7.2474e-10 | 5.1098e-09 | 0 | 0 | 0 | 0.0001067 | 1.932e-06
2811 | 0 | 5.7769e-07 | 5.279e-10 | 0 | 0 | 0 | 0 | 0 | 1.6137e-07 | 1.8681e-08 | 0 | 2.6315e-08 | 8.5895e-10 | 1.1281e-09 | 0 | 0 | 0 | 8.5336e-05 | 1.5015e-05
2812 | 0 | 4.4542e-07 | 5.9988e-10 | 0 | 0 | 0 | 0 | 0 | 2.0582e-07 | 2.5563e-08 | 0 | 1.7673e-08 | 1.0826e-09 | 5.1571e-11 | 0 | 0 | 0 | 5.7668e-05 | 2.8979e-05
2813 | 4.4242e-07 | 5.7218e-07 | 1.7534e-07 | 2.0219e-07 | 1.6998e-07 | 6.8088e-07 | 4.0346e-07 | 2.9531e-07 | 9.7755e-07 | 1.2585e-07 | 1.6185e-07 | 2.1089e-07 | 2.2981e-07 | 1.3602e-07 | 2.1493e-07 | 4.5475e-07 | 7.5801e-07 | 4.3175e-05 | 5.6157e-05
2814 | 4.0644e-05 | 3.1918e-05 | 3.0796e-05 | 1.9538e-05 | 3.0401e-05 | 3.3427e-05 | 3.6573e-05 | 2.6265e-05 | 4.0873e-05 | 2.8025e-05 | 2.7134e-05 | 2.948e-05 | 2.8693e-05 | 2.6954e-05 | 3.2398e-05 | 3.1107e-05 | 4.0942e-05 | 4.4421e-05 | 5.6861e-05
2815 | 0.00016128 | 0.00012361 | 0.00013693 | 9.6062e-05 | 0.00014038 | 0.00013311 | 0.00013865 | 0.00011203 | 0.00014529 | 0.00014313 | 0.00012223 | 0.00013658 | 0.00017304 | 0.00013388 | 0.00014036 | 0.00012209 | 0.00016368 | 3.2558e-05 | 1.2797e-05
2816 | 0.00030066 | 0.00025592 | 0.00028554 | 0.00022519 | 0.00029148 | 0.0002772 | 0.00028482 | 0.0002516 | 0.0002943 | 0.0003077 | 0.00026106 | 0.00028594 | 0.00038878 | 0.00027745 | 0.00029679 | 0.0002503 | 0.00031182 | 2.5434e-05 | 4.79e-06
2817 | 0.00041515 | 0.00038121 | 0.00040905 | 0.00035766 | 0.00043971 | 0.00040321 | 0.00041812 | 0.00039401 | 0.00042217 | 0.00044737 | 0.00038898 | 0.00041509 | 0.00057237 | 0.00039829 | 0.00043953 | 0.00037576 | 0.0004326 | 2.9404e-05 | 2.0176e-05
2818 | 0.00049262 | 0.00045231 | 0.00045776 | 0.00043255 | 0.00054164 | 0.00047047 | 0.00049109 | 0.00046936 | 0.00048014 | 0.00053913 | 0.00047748 | 0.00048327 | 0.00068436 | 0.00039765 | 0.0005296 | 0.00046883 | 0.00051183 | 2.3204e-05 | 2.3779e-05
2819 | 0.00052677 | 0.00050445 | 0.00050836 | 0.00048038 | 0.0005964 | 0.00052315 | 0.00054499 | 0.00051874 | 0.00053022 | 0.0005961 | 0.00055058 | 0.00054317 | 0.00068802 | 0.00044678 | 0.00058983 | 0.00054178 | 0.00055644 | 1.9203e-05 | 1.0439e-05
2820 | 0.00054194 | 0.00056673 | 0.00055128 | 0.00050525 | 0.00061046 | 0.00056152 | 0.0005797 | 0.00054927 | 0.00057051 | 0.00062552 | 0.00059414 | 0.00058069 | 0.00066777 | 0.00052018 | 0.00061186 | 0.00057034 | 0.00056743 | 1.5635e-05 | 9.02e-06
2821 | 0.00053176 | 0.00059352 | 0.00057388 | 0.00049483 | 0.00060052 | 0.00056613 | 0.0005845 | 0.00054559 | 0.00059094 | 0.00061094 | 0.00057988 | 0.00059005 | 0.0006655 | 0.00055328 | 0.0006003 | 0.00058142 | 0.00054145 | 2.922e-05 | 1.2307e-05
2822 | 0.00048046 | 0.00055646 | 0.0005454 | 0.00045403 | 0.00055641 | 0.00052491 | 0.00054742 | 0.0005048 | 0.00055783 | 0.00056522 | 0.0005416 | 0.00055221 | 0.00066629 | 0.00054577 | 0.00055636 | 0.00053429 | 0.00048373 | 2.9854e-05 | 4.3608e-06
2823 | 0.00038575 | 0.00045711 | 0.00045617 | 0.00038476 | 0.00046742 | 0.00043269 | 0.00045406 | 0.00041541 | 0.00045971 | 0.00047571 | 0.00049527 | 0.00045802 | 0.00058913 | 0.0004648 | 0.00047307 | 0.0004467 | 0.00038793 | 3.5394e-05 | 1.9298e-06
2824 | 0.00026449 | 0.00034932 | 0.00033599 | 0.00028883 | 0.00033693 | 0.00030855 | 0.00032787 | 0.0002943 | 0.00033108 | 0.00035645 | 0.00041965 | 0.00033823 | 0.0004165 | 0.00035063 | 0.00034359 | 0.00035581 | 0.00026358 | 3.251e-05 | 6.2286e-06
2825 | 0.00013472 | 0.00022554 | 0.00021928 | 0.00015945 | 0.00017652 | 0.0001698 | 0.00018194 | 0.00016094 | 0.00018882 | 0.00019882 | 0.00026406 | 0.00019928 | 0.00021161 | 0.00026263 | 0.00018057 | 0.0002152 | 0.00012645 | 2.8902e-05 | 5.0978e-06
2826 | 4.5107e-05 | 0.00013055 | 0.0001146 | 6.6262e-05 | 4.3287e-05 | 9.2174e-05 | 7.9186e-05 | 7.0482e-05 | 0.00010689 | 7.3744e-05 | 0.00012816 | 9.1829e-05 | 5.5394e-05 | 0.00017305 | 4.824e-05 | 8.8847e-05 | 2.9058e-05 | 2.5492e-05 | 7.2667e-06
2827 | 1.9901e-05 | 0.00010041 | 8.1898e-05 | 3.8476e-05 | 4.0509e-07 | 6.726e-05 | 4.2112e-05 | 4.6281e-05 | 9.297e-05 | 2.865e-05 | 5.1814e-05 | 5.9903e-05 | 1.6699e-05 | 0.00013994 | 7.9363e-06 | 4.3691e-05 | 5.8846e-06 | 3.5285e-05 | 1.2928e-05
2828 | 1.733e-05 | 7.6806e-05 | 5.7262e-05 | 1.401e-05 | 0 | 5.9967e-05 | 4.233e-05 | 3.5532e-05 | 8.4336e-05 | 1.7239e-05 | 3.8455e-05 | 4.8519e-05 | 1.5109e-05 | 0.00011838 | 7.4502e-06 | 2.2375e-05 | 5.6449e-06 | 4.5886e-05 | 1.2815e-05
2829 | 8.2427e-06 | 3.2011e-05 | 2.3536e-05 | 1.9605e-06 | 0 | 3.7914e-05 | 2.8733e-05 | 2.4355e-05 | 5.8052e-05 | 9.4197e-06 | 2.4496e-05 | 2.8183e-05 | 9.5032e-06 | 7.037e-05 | 7.4502e-06 | 1.6857e-05 | 5.1362e-06 | 5.2507e-05 | 1.5508e-05
2830 | 3.1007e-07 | 1.2845e-05 | 6.4918e-06 | 0 | 0 | 1.0003e-05 | 1.0849e-05 | 1.0227e-05 | 2.1486e-05 | 5.3589e-06 | 5.1967e-06 | 1.1535e-05 | 1.8105e-06 | 1.1224e-05 | 6.9011e-06 | 0 | 2.2523e-06 | 4.2401e-05 | 1.9147e-05
2831 | 1.4242e-07 | 5.8449e-06 | 1.4921e-06 | 0 | 0 | 1.1329e-06 | 2.8032e-06 | 2.3176e-06 | 5.4778e-06 | 1.8848e-06 | 5.5431e-08 | 3.3068e-06 | 8.4106e-10 | 1.124e-06 | 4.0595e-07 | 0 | 1.0018e-07 | 2.7776e-05 | 9.5845e-06
2832 | 0 | 1.4377e-06 | 4.6393e-07 | 0 | 0 | 1.0594e-07 | 2.5639e-07 | 4.1444e-07 | 1.0475e-06 | 1.2781e-08 | 1.1548e-09 | 3.7052e-07 | 6.2632e-10 | 1.612e-07 | 0 | 0 | 0 | 2.1939e-05 | 9.7764e-07
2833 | 0 | 5.571e-07 | 2.1497e-07 | 0 | 0 | 3.3937e-08 | 9.5938e-08 | 1.0401e-10 | 2.6928e-07 | 1.9172e-08 | 0 | 8.8417e-08 | 2.6395e-09 | 2.6006e-08 | 0 | 0 | 0 | 3.0512e-05 | 9.5569e-07
2834 | 0 | 5.7813e-07 | 8.8303e-09 | 0 | 0 | 0 | 0 | 0 | 3.2979e-07 | 1.8681e-08 | 0 | 3.4355e-08 | 1.0558e-09 | 5.1571e-11 | 0 | 0 | 0 | 3.6169e-05 | 7.3926e-07
2835 | 0 | 5.7725e-07 | 0 | 0 | 0 | 0 | 0 | 0 | 2.6376e-07 | 2.1139e-08 | 0 | 2.6301e-08 | 8.0527e-10 | 2.5785e-11 | 0 | 0 | 0 | 3.156e-05 | 5.3534e-07
2836 | 0 | 4.4498e-07 | 9.5981e-11 | 0 | 0 | 0 | 0 | 0 | 2.3791e-07 | 2.4088e-08 | 0 | 1.8333e-08 | 1.2079e-09 | 0 | 0 | 0 | 0 | 1.5217e-05 | 5.164e-06
2837 | 1.4424e-06 | 7.3954e-07 | 4.9077e-07 | 7.3876e-07 | 5.8009e-07 | 1.1997e-06 | 5.7801e-07 | 1.0036e-06 | 8.8192e-07 | 2.2086e-07 | 5.6463e-07 | 4.4905e-07 | 3.0018e-07 | 2.0009e-07 | 3.8343e-07 | 6.4628e-07 | 1.6937e-06 | 9.1746e-06 | 3.5475e-06
2838 | 5.3189e-05 | 3.5649e-05 | 3.8302e-05 | 3.4561e-05 | 4.3153e-05 | 4.0016e-05 | 3.5097e-05 | 4.3508e-05 | 3.8349e-05 | 3.0288e-05 | 3.0625e-05 | 3.709e-05 | 3.7549e-05 | 2.8422e-05 | 3.5757e-05 | 3.9908e-05 | 4.7499e-05 | 8.6263e-06 | 2.6054e-09
2839 | 0.00014896 | 0.00013013 | 0.0001308 | 0.00012569 | 0.00014634 | 0.00013742 | 0.00014416 | 0.00012263 | 0.00014658 | 0.00011181 | 0.00012393 | 0.00011735 | 0.00013781 | 0.00010294 | 0.00014135 | 0.00012984 | 0.00016304 | 6.8604e-06 | 6.6584e-07
2840 | 0.00023723 | 0.00023785 | 0.00024478 | 0.00021097 | 0.00024837 | 0.00024777 | 0.00027345 | 0.00021824 | 0.00029533 | 0.00020053 | 0.00023702 | 0.00020931 | 0.00029327 | 0.00019771 | 0.0002864 | 0.00022286 | 0.00024737 | 1.0012e-05 | 1.1787e-05
2841 | 0.00030767 | 0.00034777 | 0.00036256 | 0.00027283 | 0.00036696 | 0.00033097 | 0.00038968 | 0.00030235 | 0.00040339 | 0.00036504 | 0.00035298 | 0.00034914 | 0.0004055 | 0.00033767 | 0.00040607 | 0.00032539 | 0.00034807 | 1.994e-05 | 5.1661e-05
2842 | 0.00039262 | 0.00041137 | 0.00042058 | 0.00039664 | 0.00046081 | 0.00040275 | 0.0004698 | 0.00041656 | 0.00045474 | 0.0005119 | 0.00044872 | 0.00043557 | 0.00050631 | 0.0003516 | 0.00051131 | 0.00041295 | 0.00041697 | 2.2562e-05 | 7.6678e-05
2843 | 0.00049038 | 0.00045096 | 0.00045493 | 0.00045745 | 0.00049684 | 0.00046927 | 0.00051374 | 0.00047488 | 0.00050381 | 0.00055266 | 0.00050866 | 0.00051818 | 0.00061553 | 0.00037296 | 0.00055222 | 0.00046639 | 0.00053303 | 2.3008e-05 | 7.0462e-05
2844 | 0.00050972 | 0.00048853 | 0.00045965 | 0.00045505 | 0.00054271 | 0.00049324 | 0.00053203 | 0.00048832 | 0.00053466 | 0.00055924 | 0.00053953 | 0.00054891 | 0.00064806 | 0.00040057 | 0.00057179 | 0.00048776 | 0.00051054 | 2.4013e-05 | 5.162e-05
2845 | 0.00043298 | 0.00051526 | 0.00044925 | 0.00040891 | 0.0005439 | 0.00049433 | 0.00048251 | 0.00046433 | 0.00053165 | 0.00055504 | 0.00045706 | 0.00050417 | 0.00054725 | 0.00047264 | 0.00051122 | 0.0005079 | 0.00047198 | 2.5461e-05 | 5.0176e-05
2846 | 0.00043815 | 0.00045575 | 0.00040506 | 0.00038723 | 0.00046811 | 0.00044407 | 0.00045441 | 0.00046585 | 0.00047643 | 0.00049452 | 0.00043289 | 0.00045174 | 0.00045315 | 0.00047204 | 0.00040559 | 0.00043373 | 0.00045611 | 2.816e-05 | 2.7464e-05
2847 | 0.00037111 | 0.00033768 | 0.00035344 | 0.00032964 | 0.00037481 | 0.00035639 | 0.00039222 | 0.00037107 | 0.00037039 | 0.00041717 | 0.00042924 | 0.00035649 | 0.00040029 | 0.0003921 | 0.00043238 | 0.00034557 | 0.00037176 | 2.9374e-05 | 1.4703e-05
2848 | 0.00023829 | 0.00030326 | 0.00025796 | 0.00023904 | 0.00024472 | 0.0002531 | 0.00028539 | 0.00025081 | 0.00029185 | 0.00028506 | 0.00033551 | 0.00021572 | 0.00025883 | 0.00028082 | 0.00027463 | 0.00026461 | 0.0002311 | 3.2831e-05 | 2.4738e-05
2849 | 0.00013452 | 0.00020224 | 0.00017738 | 0.00012733 | 0.00013151 | 0.00014123 | 0.0001603 | 0.0001415 | 0.00017903 | 0.00014764 | 0.00020851 | 0.00013799 | 5.266e-05 | 0.00022412 | 0.00013219 | 0.00016484 | 0.00011214 | 4.1135e-05 | 2.8487e-05
2850 | 4.6324e-05 | 0.00012493 | 0.00011066 | 6.4892e-05 | 3.2781e-05 | 8.8355e-05 | 7.2759e-05 | 7.096e-05 | 0.00010806 | 5.9274e-05 | 0.00011912 | 8.5012e-05 | 1.5013e-05 | 0.00016298 | 3.6615e-05 | 7.642e-05 | 2.6777e-05 | 5.6242e-05 | 4.1979e-05
2851 | 1.9942e-05 | 9.9734e-05 | 8.08e-05 | 3.2e-05 | 1.9483e-07 | 6.7109e-05 | 4.1032e-05 | 4.5701e-05 | 9.1945e-05 | 2.7572e-05 | 4.6436e-05 | 5.5628e-05 | 1.5803e-05 | 0.00013798 | 7.9649e-06 | 4.319e-05 | 6.0951e-06 | 7.1228e-05 | 3.8627e-05
2852 | 1.6878e-05 | 7.3497e-05 | 5.204e-05 | 1.1081e-05 | 0 | 5.9612e-05 | 4.0206e-05 | 3.411e-05 | 8.314e-05 | 1.3876e-05 | 3.4454e-05 | 4.2632e-05 | 1.3516e-05 | 0.00011179 | 7.4719e-06 | 2.0515e-05 | 6.01e-06 | 7.9249e-05 | 3.3022e-05
2853 | 6.9188e-06 | 2.7602e-05 | 1.9444e-05 | 1.4862e-06 | 0 | 3.6014e-05 | 2.3694e-05 | 2.3344e-05 | 5.641e-05 | 1.1164e-05 | 1.5509e-05 | 2.2873e-05 | 8.4698e-06 | 5.0265e-05 | 7.4592e-06 | 1.1917e-05 | 5.203e-06 | 7.7745e-05 | 3.2036e-05
2854 | 3.0982e-07 | 1.2714e-05 | 6.4134e-06 | 0 | 0 | 1.0569e-05 | 9.6744e-06 | 9.9291e-06 | 2.0908e-05 | 6.8818e-06 | 9.9083e-07 | 1.139e-05 | 1.1468e-06 | 5.7801e-06 | 6.863e-06 | 0 | 2.0163e-06 | 9.0302e-05 | 4.3517e-05
2855 | 1.4193e-07 | 5.9548e-06 | 1.4241e-06 | 0 | 0 | 1.4826e-06 | 2.7426e-06 | 2.2989e-06 | 5.4256e-06 | 1.9792e-06 | 0 | 2.9367e-06 | 8.0527e-10 | 1.0407e-06 | 3.0627e-07 | 0 | 0 | 8.9258e-05 | 9.1468e-05
2856 | 0 | 1.274e-06 | 4.6066e-07 | 0 | 0 | 1.0386e-07 | 2.7299e-07 | 4.0911e-07 | 1.0208e-06 | 0 | 0 | 3.3575e-07 | 8.2316e-10 | 1.6231e-07 | 0 | 0 | 0 | 9.1109e-05 | 0.00018288
2857 | 0 | 5.2951e-07 | 2.1459e-07 | 0 | 0 | 3.3596e-08 | 7.5344e-08 | 0 | 2.7078e-07 | 0 | 0 | 7.9366e-08 | 2.3711e-09 | 2.5296e-08 | 0 | 0 | 0 | 0.00010006 | 0.00023112
2858 | 0 | 5.7769e-07 | 8.7103e-09 | 0 | 0 | 0 | 0 | 0 | 2.992e-07 | 0 | 0 | 3.1616e-08 | 1.2795e-09 | 3.8678e-11 | 0 | 0 | 0 | 0.00010127 | 0.00014805
2859 | 0 | 5.7769e-07 | 1.4397e-10 | 0 | 0 | 0 | 0 | 0 | 2.0577e-07 | 0 | 1.1548e-09 | 2.6229e-08 | 1.02e-09 | 3.8678e-11 | 0 | 0 | 0 | 0.00012998 | 0.00011601
2860 | 0 | 4.4367e-07 | 0 | 0 | 0 | 1.0227e-08 | 0 | 0 | 1.6413e-07 | 0 | 0 | 1.8082e-08 | 8.0527e-10 | 0 | 0 | 0 | 0 | 0.00015599 | 0.00010174
2861 | 2.1982e-08 | 1.5242e-07 | 1.8881e-08 | 4.3705e-09 | 0 | 4.3812e-08 | 1.2289e-07 | 7.3555e-09 | 2.6294e-07 | 9.8319e-10 | 1.7842e-08 | 1.0419e-08 | 5.1671e-09 | 1.6261e-09 | 9.3331e-09 | 1.2284e-07 | 8.181e-09 | 0.00016416 | 0.00011254
2862 | 2.0739e-06 | 1.7324e-05 | 1.2806e-05 | 2.7845e-06 | 9.5342e-06 | 5.5216e-06 | 1.8485e-05 | 2.6722e-06 | 1.6964e-05 | 1.8151e-06 | 1.7901e-05 | 4.1218e-06 | 8.4999e-07 | 2.5244e-06 | 1.5617e-05 | 1.2165e-05 | 3.2128e-06 | 0.00015785 | 6.5183e-05
2863 | 1.3805e-05 | 4.8819e-05 | 5.0897e-05 | 2.6014e-05 | 4.5003e-05 | 2.5368e-05 | 6.4539e-05 | 1.6504e-05 | 5.6167e-05 | 1.8248e-05 | 6.0149e-05 | 2.7645e-05 | 8.9053e-06 | 1.571e-05 | 6.5703e-05 | 3.6542e-05 | 1.9031e-05 | 0.00015618 | 0.00013102
2864 | 2.1347e-05 | 9.076e-05 | 8.5793e-05 | 7.7369e-05 | 7.339e-05 | 6.5443e-05 | 0.00015446 | 3.2527e-05 | 0.00010345 | 4.976e-05 | 0.00014517 | 5.8775e-05 | 2.8106e-05 | 3.2476e-05 | 0.00014702 | 6.4789e-05 | 2.6571e-05 | 0.00016622 | 6.0219e-05
2865 | 4.0778e-05 | 0.00011923 | 0.00014917 | 0.00010719 | 0.00011099 | 9.9479e-05 | 0.00026953 | 4.1456e-05 | 0.00016653 | 6.3943e-05 | 0.00030643 | 0.00010176 | 7.6078e-05 | 5.3208e-05 | 0.00034634 | 9.9505e-05 | 3.8515e-05 | 0.00018631 | 9.9915e-05
2866 | 8.9525e-05 | 0.000148 | 0.0001921 | 8.1197e-05 | 0.00011572 | 0.00011775 | 0.00035919 | 5.3303e-05 | 0.00021575 | 0.00011594 | 0.00041606 | 9.8596e-05 | 0.00017844 | 6.2369e-05 | 0.00048131 | 0.0001297 | 7.129e-05 | 0.00018126 | 0.00011031
2867 | 7.8865e-05 | 0.00017302 | 0.00014978 | 9.4706e-05 | 0.00018164 | 0.00012599 | 0.00037043 | 6.6648e-05 | 0.0002638 | 0.0001514 | 0.0004391 | 0.00011554 | 0.0001682 | 6.0845e-05 | 0.00052573 | 0.00018459 | 9.3815e-05 | 0.00015708 | 0.0001316
2868 | 6.6982e-05 | 0.00016976 | 0.00012011 | 9.1879e-05 | 0.00016652 | 0.00013542 | 0.00037496 | 6.1398e-05 | 0.00028465 | 9.4311e-05 | 0.00034597 | 0.00013455 | 0.00011127 | 6.2272e-05 | 0.00039884 | 0.00018661 | 6.1604e-05 | 0.00014418 | 0.00014784
2869 | 5.1488e-05 | 0.00016135 | 0.00010808 | 6.8163e-05 | 0.0002093 | 0.0001081 | 0.00036169 | 5.7322e-05 | 0.00029903 | 9.7338e-05 | 0.00043332 | 0.00011642 | 8.2696e-05 | 5.1872e-05 | 0.0004534 | 0.0001814 | 4.9785e-05 | 0.00012226 | 0.00021633
2870 | 4.4848e-05 | 0.00010719 | 0.00012573 | 4.5779e-05 | 0.00014111 | 7.7679e-05 | 0.00033973 | 5.6162e-05 | 0.00029335 | 9.8032e-05 | 0.00041301 | 8.6285e-05 | 5.7847e-05 | 5.053e-05 | 0.00043305 | 0.00012169 | 4.0484e-05 | 0.00011268 | 0.00020058
2871 | 6.6173e-05 | 0.0001084 | 0.00016951 | 3.6659e-05 | 0.00011785 | 5.8639e-05 | 0.00032873 | 5.103e-05 | 0.00027822 | 7.5319e-05 | 0.00036204 | 9.5704e-05 | 6.7554e-05 | 5.6416e-05 | 0.00036822 | 9.4593e-05 | 3.3238e-05 | 0.00010506 | 0.00016514
2872 | 6.1887e-05 | 0.00018865 | 0.00020187 | 6.5316e-05 | 9.3861e-05 | 7.0062e-05 | 0.00024084 | 4.5947e-05 | 0.00022267 | 8.1215e-05 | 0.00034673 | 0.00013224 | 4.8031e-05 | 0.00013097 | 0.00026108 | 0.00015467 | 2.5917e-05 | 8.9654e-05 | 0.00018053
2873 | 2.4245e-05 | 0.00014357 | 0.00017689 | 2.3875e-05 | 2.8851e-05 | 5.2193e-05 | 0.00015332 | 2.3841e-05 | 0.00015378 | 4.0658e-05 | 0.00024689 | 7.0423e-05 | 3.2986e-05 | 3.3518e-05 | 0.00018345 | 7.3495e-05 | 1.3372e-05 | 9.5933e-05 | 0.00019949
2874 | 9.4309e-06 | 6.9823e-05 | 7.7388e-05 | 8.5712e-06 | 9.2973e-06 | 3.8205e-05 | 6.6778e-05 | 9.869e-06 | 9.4014e-05 | 1.423e-05 | 9.0205e-05 | 2.7364e-05 | 1.422e-05 | 6.2576e-06 | 4.5279e-05 | 1.8243e-05 | 2.7307e-06 | 8.293e-05 | 0.0002303
2875 | 5.1121e-09 | 1.2906e-05 | 1.4478e-05 | 4.4625e-09 | 1.6101e-08 | 1.5995e-05 | 3.0367e-05 | 2.3975e-06 | 7.1091e-05 | 4.506e-06 | 4.3296e-05 | 9.9347e-06 | 5.0691e-06 | 1.0136e-06 | 8.1067e-06 | 4.1014e-07 | 1.3134e-08 | 8.4689e-05 | 0.00031088
2876 | 0 | 8.1343e-06 | 6.1816e-06 | 0 | 0 | 3.225e-06 | 3.3006e-05 | 5.4702e-07 | 5.5027e-05 | 1.6387e-06 | 3.4772e-05 | 3.8866e-06 | 1.7907e-06 | 3.3102e-07 | 7.4466e-06 | 0 | 0 | 6.7222e-05 | 0.00037593
2877 | 0 | 6.6318e-06 | 2.0602e-06 | 0 | 0 | 1.6552e-07 | 2.017e-05 | 3.3802e-08 | 3.6486e-05 | 1.3396e-07 | 7.5593e-06 | 1.1398e-06 | 8.2316e-10 | 1.7456e-07 | 7.4538e-06 | 0 | 0 | 5.632e-05 | 0.00039594
2878 | 0 | 5.9578e-07 | 3.7255e-07 | 0 | 0 | 1.7045e-09 | 8.3141e-06 | 1.4445e-07 | 1.1555e-05 | 0 | 5.1967e-08 | 1.4291e-07 | 8.5895e-10 | 1.9064e-07 | 6.9138e-06 | 0 | 0 | 4.7875e-05 | 0.00033123
2879 | 0 | 1.4015e-09 | 1.3629e-08 | 0 | 0 | 0 | 1.3686e-06 | 2.889e-09 | 1.0372e-06 | 0 | 0 | 3.5891e-10 | 8.0527e-10 | 9.7726e-09 | 3.6245e-07 | 0 | 0 | 2.9499e-05 | 0.00022174
2880 | 0 | 0 | 0 | 0 | 0 | 0 | 2.0628e-08 | 0 | 4.4197e-07 | 1.1307e-08 | 0 | 0 | 7.8737e-10 | 1.0744e-11 | 0 | 0 | 0 | 3.3322e-05 | 0.00017334
2881 | 0 | 5.2995e-07 | 0 | 0 | 0 | 1.1983e-08 | 0 | 0 | 3.8882e-08 | 0 | 0 | 0 | 8.2316e-10 | 4.5124e-11 | 0 | 0 | 0 | 2.7693e-05 | 0.00011894
2882 | 0 | 4.0907e-07 | 1.4397e-10 | 0 | 0 | 1.0271e-08 | 0 | 0 | 1.6239e-07 | 2.0647e-08 | 0 | 0 | 8.5895e-10 | 0 | 0 | 0 | 0 | 2.534e-05 | 4.1525e-05
2883 | 0 | 0 | 0 | 0 | 0 | 0 | 0 | 0 | 2.0619e-07 | 1.9172e-08 | 1.1548e-09 | 0 | 7.6948e-10 | 6.4463e-11 | 0 | 0 | 0 | 2.9153e-05 | 4.9823e-05
2884 | 0 | 0 | 2.3995e-11 | 0 | 0 | 0 | 0 | 0 | 2.0551e-07 | 1.9664e-08 | 0 | 0 | 5.7264e-10 | 0 | 0 | 0 | 0 | 3.8706e-05 | 4.6865e-05
2885 | 3.3886e-07 | 4.3467e-07 | 2.0473e-07 | 1.521e-07 | 0 | 6.2987e-07 | 2.7237e-07 | 3.2042e-07 | 9.5185e-07 | 3.8934e-08 | 2.7629e-07 | 1.5559e-07 | 1.989e-07 | 6.41e-08 | 1.1721e-07 | 3.5992e-07 | 1.228e-06 | 7.0399e-05 | 7.7022e-05
2886 | 7.3357e-06 | 2.5193e-05 | 3.234e-05 | 2.0182e-05 | 2.288e-05 | 2.4051e-05 | 2.5608e-05 | 1.5702e-05 | 2.9561e-05 | 1.7171e-05 | 3.1724e-05 | 2.3654e-05 | 1.5878e-05 | 1.8075e-05 | 1.736e-05 | 3.2935e-05 | 1.8238e-05 | 6.204e-05 | 6.1677e-05
2887 | 4.0756e-05 | 8.4373e-05 | 8.7972e-05 | 5.6887e-05 | 0.00010861 | 9.007e-05 | 9.1512e-05 | 6.4785e-05 | 0.0001014 | 0.00010967 | 0.00011739 | 8.1567e-05 | 7.3134e-05 | 7.2611e-05 | 5.7545e-05 | 0.00010554 | 4.9791e-05 | 6.1598e-05 | 4.0374e-05
2888 | 0.0001603 | 0.00012095 | 0.00015379 | 0.00013458 | 0.00019831 | 0.00016521 | 0.00017941 | 0.00015277 | 0.00018349 | 0.00022858 | 0.00020994 | 0.00017067 | 0.00016544 | 0.00013099 | 0.00016936 | 0.00012754 | 0.00014267 | 5.8201e-05 | 0.00011126
2889 | 0.00026093 | 0.0001526 | 0.00024146 | 0.00025665 | 9.7361e-05 | 0.00023414 | 0.00023106 | 0.00022958 | 0.00024479 | 0.0002891 | 0.00028784 | 0.00028439 | 0.00037624 | 0.00018505 | 0.00029552 | 8.7796e-05 | 0.00025055 | 6.2206e-05 | 8.5184e-05
2890 | 0.00030343 | 0.00018852 | 0.00030323 | 0.00028528 | 9.6407e-05 | 0.0002754 | 0.00029369 | 0.00028975 | 0.00025544 | 0.00044483 | 0.00030037 | 0.0003057 | 0.00048202 | 0.00025101 | 0.00035375 | 0.00024041 | 0.00041066 | 5.7998e-05 | 4.7126e-05
2891 | 0.00042683 | 0.00019004 | 0.00027268 | 0.00025221 | 0.00028061 | 0.000288 | 0.00032011 | 0.00031269 | 0.00024498 | 0.00054408 | 0.00041653 | 0.00037181 | 0.00066401 | 0.00030332 | 0.00042115 | 0.00030268 | 0.00049854 | 4.5088e-05 | 7.2855e-05
2892 | 0.00044972 | 0.00022078 | 0.00032161 | 0.00024852 | 0.00026136 | 0.00028318 | 0.00037831 | 0.00026833 | 0.00027309 | 0.00059214 | 0.00039951 | 0.00039008 | 0.0006672 | 0.00035042 | 0.00046167 | 0.00024516 | 0.00044216 | 3.037e-05 | 0.00013513
2893 | 0.00042492 | 0.00023076 | 0.00037396 | 0.00022797 | 0.00023366 | 0.00027634 | 0.00040319 | 0.00029086 | 0.00026007 | 0.0005893 | 0.00042825 | 0.00037718 | 0.00060657 | 0.00040389 | 0.00043979 | 0.00024968 | 0.0003955 | 3.4016e-05 | 0.00013255
2894 | 0.0003489 | 0.00024874 | 0.00035469 | 0.00025013 | 0.00019526 | 0.00024479 | 0.000361 | 0.00028971 | 0.00024354 | 0.00041373 | 0.00039288 | 0.0002635 | 0.00041155 | 0.00032489 | 0.00041119 | 0.00027788 | 0.00030892 | 4.3098e-05 | 8.2271e-05
2895 | 0.00026241 | 0.00022207 | 0.00023327 | 0.000204 | 0.00014467 | 0.00018606 | 0.00025143 | 0.00024412 | 0.00018476 | 0.00025945 | 0.00025082 | 0.00019117 | 0.00035966 | 0.00021389 | 0.00026829 | 0.00023804 | 0.00010887 | 5.2574e-05 | 7.536e-05
2896 | 0.00016668 | 0.00020935 | 0.00022127 | 0.0001121 | 0.00011734 | 0.00013381 | 0.00019374 | 0.00016405 | 0.00014121 | 0.00014176 | 0.00021658 | 0.00016884 | 0.00018897 | 0.00021364 | 0.00015008 | 0.00019562 | 2.2055e-05 | 6.6915e-05 | 6.674e-05
2897 | 4.3246e-05 | 0.00016293 | 0.00015074 | 7.5601e-05 | 8.1462e-05 | 9.262e-05 | 0.00011657 | 9.0119e-05 | 0.00010485 | 7.669e-05 | 0.00014836 | 0.00010317 | 6.9884e-05 | 0.00017828 | 6.8965e-05 | 0.00011761 | 4.5403e-06 | 7.2218e-05 | 0.00012181
2898 | 2.0236e-05 | 9.5469e-05 | 9.8765e-05 | 3.7851e-05 | 2.0395e-05 | 7.3978e-05 | 6.2302e-05 | 4.9517e-05 | 8.0639e-05 | 4.5995e-05 | 7.3682e-05 | 7.3205e-05 | 2.0277e-05 | 0.00014987 | 2.5757e-05 | 3.8954e-05 | 3.3815e-06 | 8.8148e-05 | 0.00016404
2899 | 1.6462e-05 | 3.2892e-05 | 6.4671e-05 | 1.3807e-05 | 9.4991e-08 | 6.2277e-05 | 3.3346e-05 | 3.3016e-05 | 7.3274e-05 | 2.3653e-05 | 4.092e-05 | 5.1375e-05 | 1.5131e-05 | 0.00012164 | 8.0983e-06 | 1.8367e-05 | 5.8651e-06 | 9.4458e-05 | 0.00017091
2900 | 9.8842e-06 | 1.5861e-05 | 3.2763e-05 | 7.1876e-06 | 0 | 4.2903e-05 | 2.5451e-05 | 2.1747e-05 | 4.9617e-05 | 1.2442e-05 | 3.0359e-05 | 3.462e-05 | 1.3426e-05 | 7.1599e-05 | 7.4629e-06 | 1.3197e-06 | 5.8931e-06 | 9.2134e-05 | 0.00010515
2901 | 2.2587e-06 | 9.5234e-06 | 1.1304e-05 | 9.2746e-07 | 0 | 1.7196e-05 | 1.4732e-05 | 1.2586e-05 | 3.7235e-05 | 9.4752e-06 | 7.7523e-06 | 1.6525e-05 | 8.002e-06 | 9.8907e-06 | 7.452e-06 | 0 | 4.8006e-06 | 0.00010419 | 0.00010373
2902 | 2.3366e-07 | 5.4058e-06 | 4.0494e-06 | 0 | 0 | 4.9835e-06 | 7.3603e-06 | 6.2507e-06 | 1.2045e-05 | 5.4965e-06 | 7.0444e-08 | 6.5158e-06 | 1.3954e-06 | 2.615e-06 | 6.8684e-06 | 0 | 1.9089e-06 | 0.00010836 | 9.3354e-05
2903 | 2.3984e-08 | 1.6656e-06 | 1.0029e-06 | 0 | 0 | 4.1102e-07 | 1.3764e-06 | 1.7229e-06 | 2.7577e-06 | 1.7604e-06 | 0 | 1.0855e-06 | 2.1116e-08 | 6.2745e-07 | 2.8271e-07 | 0 | 0 | 0.00011512 | 6.7302e-05
2904 | 0 | 0 | 1.0311e-07 | 0 | 0 | 3.7423e-08 | 2.0086e-08 | 3.6224e-07 | 1.093e-06 | 2.2122e-08 | 0 | 1.9854e-07 | 9.5738e-10 | 9.193e-08 | 0 | 0 | 0 | 0.00013053 | 6.1434e-05
2905 | 0 | 5.2951e-07 | 1.1758e-09 | 0 | 0 | 1.0271e-08 | 0 | 1.0689e-07 | 3.8622e-07 | 1.8189e-08 | 0 | 4.5948e-08 | 2.6037e-09 | 7.048e-10 | 0 | 0 | 0 | 0.00013966 | 6.657e-05
2906 | 0 | 5.7856e-07 | 0 | 0 | 0 | 1.0271e-08 | 0 | 1.7334e-09 | 1.3016e-08 | 1.7697e-08 | 0 | 2.629e-08 | 9.3053e-10 | 2.3636e-11 | 0 | 0 | 0 | 0.00014465 | 6.5615e-05
2907 | 0 | 5.7375e-08 | 0 | 0 | 0 | 0 | 0 | 0 | 1.7883e-07 | 1.7206e-08 | 0 | 2.348e-08 | 1.539e-09 | 0 | 0 | 0 | 0 | 0.00015766 | 5.096e-05
2908 | 0 | 0 | 0 | 0 | 0 | 0 | 0 | 0 | 2.4262e-07 | 2.6546e-08 | 0 | 0 | 7.5158e-10 | 5.1571e-11 | 0 | 0 | 0 | 0.00014513 | 8.3848e-05
2909 | 2.1821e-09 | 2.2409e-07 | 1.5308e-07 | 5.4286e-09 | 0 | 4.4296e-08 | 4.0779e-07 | 3.7066e-09 | 1.0003e-06 | 1.9664e-08 | 3.5857e-08 | 2.8876e-07 | 1.3722e-07 | 2.8753e-08 | 1.3701e-07 | 1.935e-07 | 2.3374e-09 | 0.00013511 | 0.00012584
2910 | 3.463e-06 | 2.1077e-05 | 2.7275e-05 | 1.7553e-06 | 3.0928e-05 | 1.075e-05 | 2.6978e-05 | 1.9616e-06 | 3.8868e-05 | 3.1546e-06 | 2.2988e-05 | 2.871e-05 | 2.1815e-05 | 1.1726e-05 | 2.2178e-05 | 3.275e-05 | 4.9696e-06 | 0.00013809 | 0.00010517
2911 | 2.5356e-05 | 9.5521e-05 | 0.00011235 | 2.2862e-05 | 8.1915e-05 | 5.9248e-05 | 0.00011107 | 1.5426e-05 | 0.00013868 | 1.7407e-05 | 8.4018e-05 | 7.2425e-05 | 7.7269e-05 | 3.3071e-05 | 8.4495e-05 | 9.1099e-05 | 2.5959e-05 | 0.00012693 | 5.4048e-05
2912 | 4.2453e-05 | 0.00021652 | 0.00020116 | 0.0001114 | 0.00014695 | 0.00014358 | 0.00022662 | 4.9731e-05 | 0.00028353 | 5.5382e-05 | 0.00015902 | 0.00015448 | 9.506e-05 | 5.3169e-05 | 0.00023224 | 0.00021017 | 7.0176e-05 | 0.00010934 | 3.3745e-05
2913 | 6.4284e-05 | 0.00035145 | 0.00031507 | 0.00026769 | 0.00031481 | 0.00027533 | 0.00035231 | 0.000109 | 0.00040745 | 6.4655e-05 | 0.00028007 | 0.00020756 | 0.00011443 | 7.0655e-05 | 0.00030567 | 0.00038103 | 0.00018351 | 0.00013319 | 0.0001616
2914 | 0.00014585 | 0.0004391 | 0.0004048 | 0.00030225 | 0.00051389 | 0.0003796 | 0.00045989 | 0.00018354 | 0.00047434 | 9.7691e-05 | 0.00034183 | 0.00029225 | 0.0001338 | 0.00011851 | 0.00046459 | 0.0004849 | 0.00020131 | 0.00013241 | 0.00026288
2915 | 0.00029844 | 0.00046849 | 0.00045172 | 0.00026251 | 0.00054522 | 0.00044057 | 0.00051377 | 0.00031253 | 0.00053599 | 0.0001301 | 0.00046795 | 0.00024443 | 0.00017768 | 0.00014639 | 0.00057633 | 0.00055624 | 0.00021008 | 0.00011663 | 0.00025549
2916 | 0.00035649 | 0.00045945 | 0.0004714 | 0.00041187 | 0.00058715 | 0.00048209 | 0.00052642 | 0.00040472 | 0.00056941 | 0.00015306 | 0.00050419 | 0.00022145 | 0.00016982 | 0.00012021 | 0.0005975 | 0.00055917 | 0.00028408 | 8.448e-05 | 0.00019785
2917 | 0.00035417 | 0.00045309 | 0.00050301 | 0.00043172 | 0.00050509 | 0.0004784 | 0.00052253 | 0.00033856 | 0.00054001 | 0.00013557 | 0.00051788 | 0.00030413 | 0.00017973 | 9.838e-05 | 0.00056569 | 0.00049145 | 0.00039646 | 7.311e-05 | 0.00019198
2918 | 0.00024729 | 0.00047424 | 0.00048244 | 0.0003728 | 0.00048534 | 0.00038309 | 0.00048733 | 0.00031221 | 0.00050137 | 8.8179e-05 | 0.00050366 | 0.00032925 | 0.00020624 | 0.00010265 | 0.00052318 | 0.00048377 | 0.00031222 | 6.8866e-05 | 0.0001649
2919 | 0.00020772 | 0.0004029 | 0.00042354 | 0.00021873 | 0.00039949 | 0.00032832 | 0.00039762 | 0.00020271 | 0.00041314 | 9.8273e-05 | 0.0004272 | 0.00028842 | 0.00029477 | 0.00011679 | 0.00044222 | 0.00037356 | 0.00026287 | 6.8494e-05 | 0.00020698
2920 | 0.00012498 | 0.00031345 | 0.00030793 | 0.00025378 | 0.0003027 | 0.00025539 | 0.00028935 | 0.00022443 | 0.00030425 | 0.0001452 | 0.00035943 | 0.00025051 | 0.00023259 | 0.00021837 | 0.0002796 | 0.00034832 | 0.00014132 | 5.438e-05 | 0.00018464
2921 | 0.00011863 | 0.00020739 | 0.00020866 | 0.00015957 | 0.00016736 | 0.00017025 | 0.00017291 | 0.00015482 | 0.00018661 | 0.00010614 | 0.00024983 | 0.0001571 | 0.00017241 | 0.00015052 | 0.00017068 | 0.00019718 | 0.00012521 | 4.7972e-05 | 0.00014134
2922 | 4.3938e-05 | 0.00013575 | 0.00012223 | 7.1925e-05 | 5.0291e-05 | 9.3207e-05 | 8.0654e-05 | 6.0778e-05 | 0.00010838 | 3.9274e-05 | 0.00011201 | 8.6072e-05 | 5.9996e-05 | 6.5444e-05 | 4.9593e-05 | 0.00010168 | 3.559e-05 | 4.4285e-05 | 0.00013093
2923 | 1.6094e-05 | 0.00010107 | 7.6262e-05 | 3.8138e-05 | 2.4113e-06 | 6.7892e-05 | 3.9609e-05 | 3.1236e-05 | 9.1699e-05 | 6.8451e-06 | 4.3804e-05 | 4.9511e-05 | 8.8794e-06 | 1.0078e-05 | 8.5412e-06 | 4.5669e-05 | 5.1118e-06 | 3.7029e-05 | 0.00015772
2924 | 4.6854e-06 | 7.2511e-05 | 4.6966e-05 | 1.3693e-05 | 0 | 6.0635e-05 | 4.0902e-05 | 2.4306e-05 | 8.187e-05 | 9.9425e-07 | 3.71e-05 | 3.1339e-05 | 1.3336e-06 | 9.4414e-07 | 7.4701e-06 | 2.2066e-05 | 4.1684e-06 | 2.5615e-05 | 0.00017945
2925 | 3.1081e-07 | 2.9994e-05 | 2.1101e-05 | 1.1913e-06 | 0 | 3.6998e-05 | 2.7242e-05 | 1.3564e-05 | 5.6143e-05 | 2.2982e-07 | 1.3636e-05 | 1.1529e-05 | 5.4638e-07 | 3.4048e-07 | 7.4611e-06 | 1.5234e-05 | 1.3997e-06 | 2.1585e-05 | 0.00016219
2926 | 1.6319e-07 | 1.2492e-05 | 6.7031e-06 | 0 | 0 | 1.0386e-05 | 1.3115e-05 | 5.0317e-06 | 2.3472e-05 | 0 | 5.1967e-08 | 3.4617e-06 | 4.1874e-09 | 6.7622e-08 | 6.9862e-06 | 0 | 0 | 1.4463e-05 | 0.00011617
2927 | 0 | 5.6529e-06 | 1.4922e-06 | 0 | 0 | 2.3485e-06 | 5.5304e-06 | 1.387e-06 | 4.2799e-06 | 0 | 0 | 7.8308e-07 | 5.7264e-10 | 7.929e-09 | 3.2077e-07 | 0 | 0 | 1.1967e-05 | 0.0001019
2928 | 0 | 1.265e-06 | 4.7959e-07 | 0 | 0 | 1.0935e-07 | 2.9376e-07 | 5.0425e-07 | 1.0551e-06 | 1.7697e-08 | 0 | 2.6056e-07 | 7.5158e-10 | 4.1901e-10 | 0 | 0 | 0 | 1.6834e-05 | 0.0001402
2929 | 0 | 5.2951e-07 | 2.1145e-07 | 0 | 0 | 5.133e-08 | 9.4263e-08 | 3.5997e-07 | 3.0682e-07 | 0 | 0 | 4.5833e-08 | 9.4843e-10 | 0 | 0 | 0 | 0 | 2.0386e-05 | 0.00011672
2930 | 0 | 5.79e-07 | 7.8225e-09 | 0 | 0 | 0 | 0 | 2.8168e-08 | 2.0855e-07 | 2.0155e-08 | 1.1548e-09 | 1.8071e-08 | 9.4843e-10 | 0 | 0 | 0 | 0 | 2.3229e-05 | 7.7595e-05
2931 | 0 | 5.7725e-07 | 1.4397e-10 | 0 | 0 | 0 | 0 | 0 | 4.713e-10 | 1.8681e-08 | 0 | 1.389e-08 | 9.1264e-10 | 0 | 0 | 0 | 0 | 2.5299e-05 | 0.00015164
2932 | 0 | 4.4104e-07 | 0 | 0 | 0 | 0 | 0 | 0 | 1.6967e-08 | 1.7697e-08 | 0 | 0 | 8.7685e-10 | 0 | 0 | 0 | 0 | 2.4845e-05 | 0.00014179
2933 | 1.9228e-06 | 1.2281e-06 | 4.7363e-07 | 1.0302e-06 | 3.2954e-07 | 1.4378e-06 | 1.1102e-06 | 1.2869e-06 | 2.0893e-06 | 6.6955e-08 | 7.0317e-07 | 4.5642e-07 | 4.2162e-07 | 2.5198e-07 | 8.3771e-07 | 6.1712e-07 | 1.9305e-06 | 1.8491e-05 | 0.00015044
2934 | 5.1308e-05 | 3.5902e-05 | 3.3808e-05 | 3.6759e-05 | 3.44e-05 | 3.9123e-05 | 3.7002e-05 | 3.8845e-05 | 4.4724e-05 | 1.2432e-05 | 3.1409e-05 | 3.2396e-05 | 4.5056e-05 | 2.5941e-05 | 3.5183e-05 | 3.6222e-05 | 5.0301e-05 | 1.2229e-05 | 0.00015938
2935 | 0.00017363 | 0.0001292 | 0.00012554 | 0.00013831 | 0.0001429 | 0.00014546 | 0.00013917 | 0.00013711 | 0.00016002 | 0.00010092 | 0.0001214 | 0.00012325 | 0.00015938 | 9.852e-05 | 0.00014116 | 0.00012699 | 0.00017817 | 8.854e-06 | 0.00017383
2936 | 0.00029366 | 0.00026145 | 0.00024772 | 0.00026223 | 0.00029945 | 0.00029403 | 0.00028009 | 0.00026623 | 0.00031631 | 0.00024742 | 0.0002525 | 0.00024475 | 0.00036469 | 0.00020122 | 0.00029879 | 0.0002546 | 0.00029622 | 3.0638e-06 | 0.00018285
2937 | 0.00040446 | 0.00038436 | 0.0003486 | 0.00037687 | 0.00043655 | 0.00041737 | 0.00040931 | 0.00036376 | 0.00044291 | 0.00038709 | 0.00037347 | 0.00037159 | 0.00058138 | 0.00029755 | 0.00043713 | 0.00037868 | 0.0003973 | 1.6482e-05 | 0.00017546
2938 | 0.00051947 | 0.00045464 | 0.00043369 | 0.00044513 | 0.00053337 | 0.00048445 | 0.00049069 | 0.00043985 | 0.00050079 | 0.00046075 | 0.00046007 | 0.00045086 | 0.00072121 | 0.00036011 | 0.00052544 | 0.00046878 | 0.00050602 | 1.8922e-05 | 0.00013006
2939 | 0.00056626 | 0.00051143 | 0.00050098 | 0.00049549 | 0.00058781 | 0.00054374 | 0.0005401 | 0.0004829 | 0.00055424 | 0.00053102 | 0.00052239 | 0.00051392 | 0.00077134 | 0.00042906 | 0.00057683 | 0.00054563 | 0.00057582 | 2.0379e-05 | 1.6148e-05
2940 | 0.00051907 | 0.00056854 | 0.00055209 | 0.00054549 | 0.00060012 | 0.00058907 | 0.00056992 | 0.00052127 | 0.00059522 | 0.00051564 | 0.000574 | 0.00055342 | 0.00075702 | 0.00051564 | 0.00060606 | 0.00057202 | 0.00058707 | 2.3795e-05 | 1.4455e-05
2941 | 0.00052143 | 0.00058993 | 0.00056678 | 0.00053854 | 0.00060648 | 0.00059253 | 0.00057016 | 0.00053037 | 0.00060848 | 0.00049805 | 0.00057234 | 0.00056191 | 0.00074546 | 0.00056028 | 0.00059622 | 0.00054082 | 0.00059728 | 2.2617e-05 | 1.3349e-05
2942 | 0.00051462 | 0.00055227 | 0.00052512 | 0.00049297 | 0.00055302 | 0.0005508 | 0.00052581 | 0.0004871 | 0.00056471 | 0.00048315 | 0.00054354 | 0.00053226 | 0.00064735 | 0.00049932 | 0.00056406 | 0.00053437 | 0.00053988 | 2.8873e-05 | 5.5056e-05
2943 | 0.00040655 | 0.00045614 | 0.00044262 | 0.00040982 | 0.00045487 | 0.00045523 | 0.00044297 | 0.00039912 | 0.00046532 | 0.00039826 | 0.0004886 | 0.0004449 | 0.0004958 | 0.00040895 | 0.00048059 | 0.00044352 | 0.00043586 | 2.9604e-05 | 6.974e-05
2944 | 0.00028981 | 0.00034976 | 0.00034409 | 0.00030824 | 0.00032556 | 0.00032668 | 0.00032142 | 0.00028846 | 0.00034086 | 0.00028942 | 0.00041289 | 0.00032793 | 0.00022603 | 0.00032093 | 0.00035252 | 0.0003556 | 0.00029789 | 3.1559e-05 | 6.9087e-05
2945 | 0.00014735 | 0.00022786 | 0.00021958 | 0.00017188 | 0.00017302 | 0.00018112 | 0.00018335 | 0.00015425 | 0.00019609 | 0.00017129 | 0.00025838 | 0.00019826 | 0.00010032 | 0.0002525 | 0.00018721 | 0.00022206 | 0.00014384 | 3.0267e-05 | 5.4931e-05
2946 | 4.6236e-05 | 0.00013641 | 0.00011461 | 7.1584e-05 | 4.7973e-05 | 9.5494e-05 | 7.7564e-05 | 7.519e-05 | 0.00010941 | 8.1084e-05 | 0.00010167 | 9.5607e-05 | 7.1448e-05 | 0.00017764 | 4.962e-05 | 9.5356e-05 | 3.3386e-05 | 3.5436e-05 | 6.3279e-05
2947 | 2.0436e-05 | 0.0001016 | 7.6716e-05 | 4.051e-05 | 1.3334e-06 | 6.822e-05 | 4.2249e-05 | 4.741e-05 | 9.2915e-05 | 2.9828e-05 | 4.4806e-05 | 5.9934e-05 | 1.9166e-05 | 0.00013361 | 8.5055e-06 | 4.4476e-05 | 5.6396e-06 | 4.2802e-05 | 9.9078e-05
2948 | 1.7745e-05 | 7.8067e-05 | 4.8332e-05 | 1.6632e-05 | 0 | 6.2188e-05 | 3.9599e-05 | 3.5205e-05 | 8.2635e-05 | 1.4653e-05 | 3.8253e-05 | 4.8857e-05 | 1.4414e-05 | 0.00011313 | 7.4466e-06 | 2.1772e-05 | 4.8891e-06 | 5.0094e-05 | 7.3966e-05
2949 | 9.3947e-06 | 3.3822e-05 | 2.3262e-05 | 1.6702e-06 | 0 | 3.9809e-05 | 2.7e-05 | 2.4311e-05 | 5.6632e-05 | 1.0635e-05 | 2.3737e-05 | 2.7979e-05 | 9.4428e-06 | 4.4187e-05 | 7.4611e-06 | 1.6485e-05 | 4.5385e-06 | 5.7093e-05 | 5.2507e-05
2950 | 5.6e-07 | 1.3408e-05 | 6.6555e-06 | 0 | 0 | 1.225e-05 | 1.0833e-05 | 1.0771e-05 | 2.2576e-05 | 5.5594e-06 | 5.0593e-06 | 1.2035e-05 | 1.7212e-06 | 4.8296e-06 | 6.979e-06 | 0 | 1.9284e-06 | 5.393e-05 | 5.2529e-05
2951 | 1.4193e-07 | 5.7611e-06 | 1.4892e-06 | 0 | 0 | 1.8484e-06 | 2.6891e-06 | 2.5471e-06 | 5.68e-06 | 1.7103e-06 | 0 | 3.5746e-06 | 6.6211e-10 | 9.5477e-07 | 3.4252e-07 | 0 | 0 | 5.403e-05 | 5.927e-05
2952 | 0 | 1.3161e-06 | 4.8082e-07 | 0 | 0 | 1.0113e-07 | 2.5095e-07 | 6.6766e-07 | 1.2859e-06 | 1.8189e-08 | 0 | 3.8073e-07 | 8.858e-10 | 1.6047e-07 | 0 | 0 | 0 | 6.0158e-05 | 6.9597e-05
2953 | 0 | 5.2907e-07 | 2.1673e-07 | 0 | 0 | 3.6066e-08 | 9.7055e-08 | 2.1546e-07 | 1.4705e-07 | 1.8189e-08 | 0 | 8.4261e-08 | 3.6684e-09 | 2.4061e-08 | 0 | 0 | 0 | 5.5905e-05 | 0.00010087
2954 | 0 | 5.79e-07 | 8.1824e-09 | 0 | 0 | 0 | 0 | 2.1494e-07 | 1.2289e-07 | 2.6054e-08 | 0 | 3.3964e-08 | 1.2616e-09 | 2.5785e-11 | 0 | 0 | 0 | 6.5178e-05 | 0.00010197
2955 | 0 | 5.7769e-07 | 0 | 0 | 0 | 0 | 0 | 1.1152e-07 | 8.9311e-08 | 1.7206e-08 | 0 | 2.6265e-08 | 8.5895e-10 | 3.8678e-11 | 0 | 0 | 0 | 7.66e-05 | 0.00010012
2956 | 0 | 4.4279e-07 | 0 | 0 | 0 | 0 | 0 | 0 | 1.7438e-08 | 2.2122e-08 | 0 | 1.8272e-08 | 1.7179e-09 | 2.5785e-11 | 0 | 0 | 0 | 8.133e-05 | 0.00013162
2957 | 1.8066e-06 | 1.0875e-06 | 5.8511e-07 | 7.7995e-07 | 2.4581e-07 | 1.3587e-06 | 9.939e-07 | 9.5931e-07 | 1.9273e-06 | 4.1966e-07 | 5.656e-07 | 5.1791e-07 | 6.1442e-07 | 3.9623e-07 | 7.3437e-07 | 8.1592e-07 | 1.8972e-06 | 7.1948e-05 | 0.00015629
2958 | 5.1257e-05 | 3.476e-05 | 3.5193e-05 | 3.4485e-05 | 3.3064e-05 | 3.8325e-05 | 3.7194e-05 | 3.3482e-05 | 4.4815e-05 | 3.4319e-05 | 3.0152e-05 | 3.4028e-05 | 3.7967e-05 | 2.927e-05 | 3.5612e-05 | 3.7086e-05 | 5.0007e-05 | 5.1733e-05 | 0.00014903
2959 | 0.00017566 | 0.00013183 | 0.00013806 | 0.00013969 | 0.00015039 | 0.00014904 | 0.00014077 | 0.00013018 | 0.00015862 | 0.00015292 | 0.00012548 | 0.00014689 | 0.0001731 | 0.00011919 | 0.00014247 | 0.00013409 | 0.00018231 | 3.1685e-05 | 0.00010026
2960 | 0.00031815 | 0.00026576 | 0.000273 | 0.00027023 | 0.0003097 | 0.00029575 | 0.0002814 | 0.00026209 | 0.00031276 | 0.00031544 | 0.00025729 | 0.00029337 | 0.00037899 | 0.00023718 | 0.00029859 | 0.00026659 | 0.0003342 | 2.136e-05 | 6.5637e-05
2961 | 0.00043384 | 0.00038787 | 0.00038347 | 0.00037949 | 0.00044704 | 0.00041852 | 0.00040394 | 0.00037539 | 0.00043462 | 0.00045392 | 0.00037644 | 0.00041695 | 0.00057639 | 0.000337 | 0.00043577 | 0.00038965 | 0.00045449 | 4.2021e-05 | 5.8662e-05
2962 | 0.00051169 | 0.00045571 | 0.00045503 | 0.0004547 | 0.00054149 | 0.00048303 | 0.00047193 | 0.00044254 | 0.00048877 | 0.00054253 | 0.00046209 | 0.00048168 | 0.00070561 | 0.00040634 | 0.0005238 | 0.00048288 | 0.00053295 | 4.7061e-05 | 7.5201e-05
2963 | 0.00056193 | 0.00051152 | 0.00051739 | 0.00049696 | 0.00060481 | 0.00053445 | 0.00052625 | 0.00049083 | 0.00054193 | 0.00059926 | 0.00052511 | 0.00053951 | 0.00077797 | 0.00048046 | 0.00057763 | 0.00056206 | 0.00058364 | 4.0276e-05 | 2.2488e-05
2964 | 0.00058476 | 0.00057085 | 0.00057523 | 0.00052765 | 0.00062037 | 0.00057612 | 0.00055602 | 0.00052351 | 0.00057993 | 0.0006252 | 0.00056811 | 0.00057814 | 0.00075245 | 0.00059015 | 0.00059393 | 0.00058683 | 0.00059635 | 3.21e-05 | 8.3544e-06
2965 | 0.00057048 | 0.00059374 | 0.00058036 | 0.00051755 | 0.00059986 | 0.00057828 | 0.00056616 | 0.00052567 | 0.00059783 | 0.00060784 | 0.00055958 | 0.0005815 | 0.00074895 | 0.00061189 | 0.00058148 | 0.00057821 | 0.00057244 | 3.1612e-05 | 2.5303e-05
2966 | 0.00051847 | 0.00055653 | 0.00053814 | 0.0004749 | 0.00055154 | 0.00053834 | 0.00052812 | 0.0004856 | 0.00056384 | 0.00055925 | 0.00050926 | 0.00054333 | 0.00070162 | 0.00056186 | 0.00053356 | 0.00051528 | 0.00052199 | 3.3328e-05 | 3.6415e-05
2967 | 0.00042295 | 0.00046142 | 0.00044672 | 0.00039515 | 0.00046665 | 0.00044773 | 0.00043683 | 0.00040165 | 0.00046528 | 0.00046471 | 0.00045916 | 0.00045521 | 0.00059499 | 0.00046702 | 0.00044886 | 0.00044765 | 0.00042928 | 4.2061e-05 | 4.0355e-05
2968 | 0.00029591 | 0.00035461 | 0.00033849 | 0.00029559 | 0.00033941 | 0.00032324 | 0.00031627 | 0.00029413 | 0.00033464 | 0.00034636 | 0.00037255 | 0.00033698 | 0.00042322 | 0.00037344 | 0.00032459 | 0.00035431 | 0.00029695 | 4.5096e-05 | 6.0866e-05
2969 | 0.00015354 | 0.00022879 | 0.00021299 | 0.00016427 | 0.00017994 | 0.00018071 | 0.00018036 | 0.00017133 | 0.00019232 | 0.00019517 | 0.00023086 | 0.00020076 | 0.00022317 | 0.00026353 | 0.00017215 | 0.00021447 | 0.00014601 | 3.7077e-05 | 5.7552e-05
2970 | 4.916e-05 | 0.00013259 | 0.00011659 | 6.9086e-05 | 4.6779e-05 | 9.5841e-05 | 7.6958e-05 | 7.5196e-05 | 0.00010706 | 7.6398e-05 | 0.00014362 | 9.5705e-05 | 6.0919e-05 | 0.00017563 | 4.9412e-05 | 9.2503e-05 | 3.3627e-05 | 2.6467e-05 | 3.722e-05
2971 | 2.0155e-05 | 9.8965e-05 | 7.7709e-05 | 3.9952e-05 | 8.7213e-07 | 6.7402e-05 | 4.2631e-05 | 4.7246e-05 | 9.2293e-05 | 2.9295e-05 | 7.3329e-05 | 6.0916e-05 | 1.8703e-05 | 0.00013383 | 9.152e-06 | 4.4407e-05 | 6.032e-06 | 2.1636e-05 | 2.0121e-05
2972 | 1.798e-05 | 7.6587e-05 | 4.8502e-05 | 1.5576e-05 | 0 | 6.2095e-05 | 4.1663e-05 | 3.5505e-05 | 8.4155e-05 | 1.7089e-05 | 3.7789e-05 | 4.9516e-05 | 1.6938e-05 | 0.00011626 | 7.4339e-06 | 2.1684e-05 | 5.6276e-06 | 1.8631e-05 | 1.3629e-05
2973 | 9.4092e-06 | 3.269e-05 | 2.6015e-05 | 1.609e-06 | 0 | 4.082e-05 | 2.8272e-05 | 2.4389e-05 | 5.949e-05 | 1.0755e-05 | 2.205e-05 | 2.9747e-05 | 1.0894e-05 | 5.663e-05 | 7.4574e-06 | 1.6247e-05 | 5.1395e-06 | 1.3678e-05 | 2.2741e-05
2974 | 5.5169e-07 | 1.3196e-05 | 9.6623e-06 | 0 | 0 | 1.2367e-05 | 1.3477e-05 | 1.0912e-05 | 2.3748e-05 | 6.0781e-06 | 4.3929e-06 | 1.2458e-05 | 2.2075e-06 | 6.2313e-06 | 6.979e-06 | 0 | 2.0764e-06 | 1.648e-05 | 2.6366e-05
2975 | 1.4267e-07 | 5.4663e-06 | 2.3084e-06 | 0 | 0 | 1.6067e-06 | 3.3413e-06 | 2.566e-06 | 5.4885e-06 | 1.9153e-06 | 0 | 3.8021e-06 | 2.5411e-09 | 1.0651e-06 | 3.1714e-07 | 0 | 0 | 1.766e-05 | 9.4655e-06
2976 | 0 | 1.3342e-06 | 4.7511e-07 | 0 | 0 | 1.0219e-07 | 2.1809e-07 | 6.7264e-07 | 1.2389e-06 | 1.8189e-08 | 0 | 3.9289e-07 | 1.2079e-09 | 1.5051e-07 | 0 | 0 | 0 | 1.4971e-05 | 1.0612e-05
2977 | 0 | 5.2907e-07 | 2.1572e-07 | 0 | 0 | 3.4581e-08 | 9.7864e-08 | 2.1494e-07 | 1.2617e-07 | 1.7697e-08 | 0 | 1.143e-07 | 4.7511e-09 | 2.4873e-08 | 0 | 0 | 0 | 9.8034e-06 | 3.1723e-06
2978 | 0 | 5.7769e-07 | 9.0222e-09 | 0 | 0 | 0 | 0 | 2.1494e-07 | 1.2299e-07 | 1.9664e-08 | 0 | 3.4261e-08 | 1.4495e-09 | 3.8678e-11 | 0 | 0 | 0 | 5.5788e-06 | 3.7546e-06
2979 | 0 | 5.7725e-07 | 1.4397e-10 | 0 | 0 | 1.0227e-08 | 0 | 1.1903e-07 | 6.7113e-08 | 2.4088e-08 | 0 | 2.6265e-08 | 1.7716e-09 | 7.0909e-11 | 0 | 0 | 0 | 7.105e-06 | 1.0777e-05
2980 | 0 | 4.4279e-07 | 0 | 0 | 0 | 0 | 0 | 2.3112e-09 | 1.7438e-08 | 1.7206e-08 | 0 | 1.8032e-08 | 1.4853e-09 | 1.0744e-11 | 0 | 0 | 0 | 1.2111e-05 | 2.3e-05
2981 | 1.9909e-06 | 1.2621e-06 | 1.0463e-06 | 1.2162e-06 | 5.8282e-07 | 1.8147e-06 | 1.0515e-06 | 1.613e-06 | 2.216e-06 | 4.7438e-07 | 6.0541e-07 | 6.2821e-07 | 4.0432e-07 | 7.3369e-07 | 6.5721e-07 | 9.2123e-07 | 2.5129e-06 | 1.1052e-05 | 3.7827e-05
2982 | 5.4561e-05 | 3.585e-05 | 3.7732e-05 | 3.7408e-05 | 3.7184e-05 | 4.0794e-05 | 3.7586e-05 | 3.9193e-05 | 4.6074e-05 | 4.2323e-05 | 3.1544e-05 | 3.5467e-05 | 2.3403e-05 | 3.5181e-05 | 3.549e-05 | 3.9513e-05 | 5.3663e-05 | 1.6255e-05 | 8.3251e-05
2983 | 0.0001794 | 0.00012673 | 0.00013946 | 0.00014248 | 0.00014274 | 0.00014887 | 0.00013712 | 0.00014561 | 0.0001559 | 0.0001512 | 0.00012196 | 0.00014592 | 0.00012959 | 0.00013969 | 0.00013654 | 0.00012846 | 0.00018907 | 2.6035e-05 | 8.9449e-05
2984 | 0.00031852 | 0.00025326 | 0.00027951 | 0.00027446 | 0.00029396 | 0.00029261 | 0.00027065 | 0.0002905 | 0.00030276 | 0.00030904 | 0.00024387 | 0.00029013 | 0.00025792 | 0.00026836 | 0.0002845 | 0.00025306 | 0.00033954 | 2.223e-05 | 0.00010035
2985 | 0.00043308 | 0.00037393 | 0.0003979 | 0.00038616 | 0.00043453 | 0.00041512 | 0.00039349 | 0.0004117 | 0.000424 | 0.00044346 | 0.00036387 | 0.00041395 | 0.00043408 | 0.00036926 | 0.00040487 | 0.00037705 | 0.00045976 | 2.3985e-05 | 0.00014832
2986 | 0.00050811 | 0.00044161 | 0.00044787 | 0.00045869 | 0.00052424 | 0.00048183 | 0.0004678 | 0.00048434 | 0.00047723 | 0.00052903 | 0.00045558 | 0.0004715 | 0.00044049 | 0.00035237 | 0.0005056 | 0.00046998 | 0.00054233 | 2.4078e-05 | 0.00020966
2987 | 0.00055591 | 0.00049613 | 0.00049068 | 0.00049947 | 0.00057684 | 0.00053449 | 0.00052089 | 0.00053164 | 0.00052875 | 0.00057427 | 0.00051871 | 0.00052203 | 0.00050183 | 0.00035975 | 0.00055531 | 0.00054448 | 0.00058753 | 2.3823e-05 | 0.00021312
2988 | 0.00057629 | 0.0005498 | 0.00052376 | 0.00053339 | 0.00059054 | 0.00057628 | 0.00054933 | 0.00056282 | 0.00056617 | 0.00049302 | 0.0005534 | 0.00054931 | 0.00045952 | 0.00035338 | 0.00056894 | 0.00056572 | 0.00059757 | 2.4396e-05 | 0.00021828
2989 | 0.00056449 | 0.00056807 | 0.00054622 | 0.00052619 | 0.00056578 | 0.00057868 | 0.00054079 | 0.00054914 | 0.00057858 | 0.0004575 | 0.00053157 | 0.0005049 | 0.00037413 | 0.0003431 | 0.00054105 | 0.00055868 | 0.0005771 | 3.3085e-05 | 0.00024129
2990 | 0.0004805 | 0.00052739 | 0.00052372 | 0.00048111 | 0.00051986 | 0.00053255 | 0.00047254 | 0.00047286 | 0.00054509 | 0.00042029 | 0.00049303 | 0.00045483 | 0.00026776 | 0.00031317 | 0.00046667 | 0.00051927 | 0.00051773 | 4.4352e-05 | 0.00024846
2991 | 0.00037129 | 0.000445 | 0.00043477 | 0.00038773 | 0.00044015 | 0.00044038 | 0.00038755 | 0.00038861 | 0.00042274 | 0.00037427 | 0.00041828 | 0.00028649 | 0.00021456 | 0.000239 | 0.00040383 | 0.00044796 | 0.00041753 | 5.1542e-05 | 0.00027674
2992 | 0.00026798 | 0.00034186 | 0.00030678 | 0.00028695 | 0.00032542 | 0.00031692 | 0.00029715 | 0.00027307 | 0.00031603 | 0.00020965 | 0.00037909 | 0.00018517 | 0.00012739 | 0.00017976 | 0.00029314 | 0.00035609 | 0.00027993 | 5.1803e-05 | 0.00030269
2993 | 0.00013617 | 0.00022777 | 0.00018601 | 0.00016555 | 0.00017814 | 0.00017706 | 0.00017695 | 0.00015779 | 0.00019407 | 8.2847e-05 | 0.00025382 | 0.00011665 | 7.3882e-05 | 0.0001941 | 0.00015983 | 0.00021695 | 0.0001429 | 5.4424e-05 | 0.00031898
2994 | 5.4553e-05 | 0.0001356 | 0.00010606 | 7.2485e-05 | 4.4809e-05 | 9.7463e-05 | 7.6371e-05 | 7.224e-05 | 0.00011131 | 4.8434e-05 | 0.00012946 | 7.076e-05 | 2.9418e-05 | 0.00015495 | 4.5368e-05 | 7.9261e-05 | 3.7025e-05 | 7.4309e-05 | 0.00035604
2995 | 2.0278e-05 | 0.00010179 | 7.8618e-05 | 3.9715e-05 | 4.7718e-07 | 6.7753e-05 | 4.2154e-05 | 4.3511e-05 | 9.2411e-05 | 2.5315e-05 | 4.8545e-05 | 5.4068e-05 | 1.73e-05 | 0.00013622 | 8.6663e-06 | 4.3036e-05 | 5.5431e-06 | 0.00010482 | 0.00034743
2996 | 1.7293e-05 | 7.843e-05 | 5.1196e-05 | 1.5246e-05 | 0 | 6.149e-05 | 4.0502e-05 | 3.2672e-05 | 8.2763e-05 | 1.2613e-05 | 3.7113e-05 | 4.303e-05 | 1.4993e-05 | 9.9041e-05 | 7.4611e-06 | 2.0842e-05 | 4.8858e-06 | 0.00011784 | 0.00047581
2997 | 8.324e-06 | 3.1694e-05 | 2.204e-05 | 1.6829e-06 | 0 | 4.0119e-05 | 2.6616e-05 | 2.3061e-05 | 5.8456e-05 | 9.4079e-06 | 2.1628e-05 | 2.255e-05 | 8.524e-06 | 1.8283e-05 | 7.4701e-06 | 1.6319e-05 | 4.5274e-06 | 0.00013943 | 0.00052064
2998 | 3.2441e-07 | 1.242e-05 | 6.376e-06 | 0 | 0 | 1.2531e-05 | 1.3152e-05 | 1.0341e-05 | 2.2341e-05 | 5.2286e-06 | 3.4645e-06 | 1.0527e-05 | 1.7008e-06 | 3.6309e-06 | 6.9844e-06 | 0 | 1.895e-06 | 0.00013617 | 0.00047207
2999 | 1.4119e-07 | 5.501e-06 | 1.4676e-06 | 0 | 0 | 1.8508e-06 | 3.2804e-06 | 2.594e-06 | 5.2471e-06 | 1.7874e-06 | 0 | 2.3461e-06 | 3.4685e-08 | 8.3172e-07 | 2.7003e-07 | 0 | 0 | 0.00015792 | 0.00049103
3000 | 0 | 1.3174e-06 | 4.6419e-07 | 0 | 0 | 1.0212e-07 | 2.1602e-07 | 6.6908e-07 | 1.1924e-06 | 0 | 0 | 2.8878e-07 | 1.0558e-09 | 1.4598e-07 | 0 | 0 | 0 | 0.00016881 | 0.00043588
3001 | 0 | 4.6557e-07 | 2.1584e-07 | 0 | 0 | 3.4354e-08 | 9.8055e-08 | 2.1494e-07 | 1.1995e-07 | 0 | 0 | 8.3734e-08 | 2.2726e-09 | 1.8525e-08 | 0 | 0 | 0 | 0.00017414 | 0.00047245
3002 | 0 | 5.0893e-07 | 8.8303e-09 | 0 | 0 | 0 | 0 | 2.1494e-07 | 1.2537e-07 | 0 | 0 | 3.8547e-08 | 9.5738e-10 | 1.26e-08 | 0 | 0 | 0 | 0.0001775 | 0.00051653
3003 | 0 | 5.0849e-07 | 1.1998e-10 | 0 | 0 | 0 | 0 | 1.1383e-07 | 4.9722e-08 | 0 | 0 | 5.3119e-09 | 1.1721e-09 | 1.1217e-09 | 0 | 0 | 0 | 0.00016649 | 0.00058056
3004 | 0 | 4.0732e-07 | 0 | 0 | 0 | 0 | 0 | 3.4668e-09 | 2.3565e-10 | 0 | 0 | 0 | 1.36e-09 | 0 | 0 | 0 | 0 | 0.00017005 | 0.00065406
3005 | 2.671e-07 | 5.0168e-08 | 1.3661e-08 | 1.5872e-08 | 0 | 1.7022e-07 | 5.0526e-08 | 3.3841e-08 | 4.7647e-07 | 0 | 5.4854e-09 | 7.0391e-09 | 2.9598e-08 | 1.2492e-09 | 5.8536e-08 | 5.1877e-09 | 8.9971e-07 | 0.00016232 | 0.00067781
3006 | 8.0158e-06 | 5.18e-06 | 1.4306e-06 | 6.6625e-06 | 1.4763e-06 | 5.1877e-06 | 4.9529e-06 | 4.1663e-06 | 1.4011e-05 | 2.7624e-06 | 2.3131e-06 | 2.1791e-06 | 1.9051e-06 | 1.7577e-06 | 4.3421e-06 | 2.382e-06 | 1.5816e-05 | 0.00016161 | 0.00061849
3007 | 3.1735e-05 | 1.7922e-05 | 8.0773e-06 | 2.1521e-05 | 5.7879e-06 | 2.1654e-05 | 2.0053e-05 | 1.6245e-05 | 2.7545e-05 | 1.2603e-05 | 8.149e-06 | 1.3109e-05 | 9.8335e-06 | 1.0963e-05 | 2.3595e-05 | 7.186e-06 | 3.5653e-05 | 0.00017103 | 0.00064652
3008 | 6.1738e-05 | 2.8278e-05 | 2.2589e-05 | 2.8816e-05 | 2.265e-05 | 3.3954e-05 | 2.9569e-05 | 3.0582e-05 | 4.4354e-05 | 3.6937e-05 | 1.4337e-05 | 3.2337e-05 | 1.6724e-05 | 2.6099e-05 | 2.2691e-05 | 2.2918e-05 | 6.4773e-05 | 0.0001818 | 0.00057964
3009 | 6.6768e-05 | 4.5162e-05 | 4.8403e-05 | 4.8747e-05 | 7.3721e-05 | 5.5233e-05 | 4.0905e-05 | 4.4059e-05 | 5.8656e-05 | 5.5036e-05 | 3.3307e-05 | 5.7733e-05 | 3.3803e-05 | 3.8209e-05 | 3.465e-05 | 5.937e-05 | 0.00010705 | 0.00021192 | 0.00056321
3010 | 8.0263e-05 | 8.0099e-05 | 6.2409e-05 | 5.7858e-05 | 0.00011759 | 6.689e-05 | 5.8001e-05 | 6.0262e-05 | 7.5744e-05 | 6.1324e-05 | 5.1022e-05 | 7.2668e-05 | 5.2999e-05 | 3.9396e-05 | 5.4736e-05 | 0.00011018 | 0.0001066 | 0.00023373 | 0.00059896
3011 | 9.5041e-05 | 8.1079e-05 | 7.3754e-05 | 0.00011608 | 0.00010447 | 7.9912e-05 | 6.9947e-05 | 6.6605e-05 | 7.7316e-05 | 5.5886e-05 | 8.2215e-05 | 6.3442e-05 | 6.6414e-05 | 3.5393e-05 | 7.8815e-05 | 7.8746e-05 | 0.00013334 | 0.0002622 | 0.00056121
3012 | 8.0207e-05 | 9.1122e-05 | 7.561e-05 | 8.8772e-05 | 0.00010337 | 8.5961e-05 | 7.4426e-05 | 5.1274e-05 | 8.176e-05 | 5.9055e-05 | 6.4896e-05 | 5.1818e-05 | 5.5906e-05 | 4.2785e-05 | 6.2512e-05 | 9.0146e-05 | 0.00012784 | 0.0002621 | 0.00063787
3013 | 4.9785e-05 | 7.8474e-05 | 5.9714e-05 | 8.7558e-05 | 7.0482e-05 | 6.8142e-05 | 6.2966e-05 | 4.3115e-05 | 8.4013e-05 | 7.1693e-05 | 6.3576e-05 | 4.5458e-05 | 5.0148e-05 | 3.3652e-05 | 5.1604e-05 | 6.4166e-05 | 9.0564e-05 | 0.0002639 | 0.00062784
3014 | 3.7818e-05 | 5.512e-05 | 5.8586e-05 | 6.1135e-05 | 5.55e-05 | 5.6321e-05 | 4.6304e-05 | 3.8703e-05 | 6.6811e-05 | 4.1961e-05 | 5.8552e-05 | 3.7381e-05 | 4.4989e-05 | 2.9042e-05 | 4.8884e-05 | 5.179e-05 | 6.4158e-05 | 0.00026959 | 0.00058936
3015 | 2.5758e-05 | 5.4302e-05 | 5.7227e-05 | 3.2796e-05 | 4.471e-05 | 4.4264e-05 | 4.2627e-05 | 3.2317e-05 | 4.9304e-05 | 2.4509e-05 | 4.3057e-05 | 4.6435e-05 | 3.0893e-05 | 2.19e-05 | 3.8794e-05 | 4.9244e-05 | 3.6953e-05 | 0.00027469 | 0.00063019
3016 | 2.0526e-05 | 8.4899e-05 | 5.7797e-05 | 4.399e-05 | 4.0087e-05 | 4.4813e-05 | 4.3235e-05 | 2.1804e-05 | 5.9171e-05 | 1.8058e-05 | 3.2686e-05 | 4.5607e-05 | 1.5611e-05 | 6.1825e-05 | 3.4695e-05 | 6.2188e-05 | 3.0965e-05 | 0.00028407 | 0.000648
3017 | 8.0749e-06 | 3.7505e-05 | 1.6387e-05 | 1.5039e-05 | 1.749e-05 | 2.1936e-05 | 1.84e-05 | 9.5754e-06 | 3.808e-05 | 1.1467e-05 | 9.0488e-06 | 1.4951e-05 | 5.6236e-06 | 1.0769e-05 | 1.0788e-05 | 1.8029e-05 | 1.5684e-05 | 0.00029198 | 0.00066876
3018 | 2.3043e-06 | 8.8411e-06 | 4.3294e-06 | 4.8657e-06 | 2.86e-06 | 2.0499e-05 | 4.5705e-06 | 3.9148e-06 | 1.8597e-05 | 2.8805e-06 | 3.2434e-06 | 7.554e-06 | 2.4765e-06 | 1.9563e-06 | 3.6e-06 | 4.2858e-06 | 3.4595e-06 | 0.00028895 | 0.00063019
3019 | 1.606e-08 | 1.1686e-06 | 1.6881e-06 | 1.8862e-09 | 0 | 3.4542e-06 | 1.3907e-06 | 7.3669e-07 | 8.5962e-06 | 1.0149e-06 | 2.887e-10 | 4.8543e-06 | 3.6383e-06 | 2.6081e-07 | 1.6515e-06 | 0 | 1.1298e-08 | 0.00027894 | 0.00065193
3020 | 0 | 3.0645e-06 | 6.1589e-07 | 0 | 0 | 1.0793e-06 | 2.8058e-06 | 7.1677e-08 | 2.502e-06 | 3.8099e-08 | 1.1548e-09 | 1.5823e-06 | 1.2254e-07 | 1.3562e-07 | 0 | 0 | 0 | 0.00025727 | 0.00056485
3021 | 0 | 1.9446e-07 | 2.3955e-07 | 0 | 0 | 3.3193e-08 | 1.1386e-07 | 0 | 4.2417e-09 | 0 | 0 | 7.1932e-07 | 9.4843e-10 | 4.1536e-08 | 0 | 0 | 0 | 0.00025027 | 0.00040727
3022 | 0 | 0 | 1.862e-08 | 0 | 0 | 0 | 0 | 1.4099e-07 | 0 | 0 | 0 | 3.4297e-07 | 1.0379e-09 | 7.5207e-09 | 0 | 0 | 0 | 0.00020952 | 0.00026009
3023 | 0 | 0 | 3.7193e-09 | 0 | 0 | 0 | 0 | 5.7781e-09 | 0 | 0 | 0 | 2.6287e-08 | 9.6632e-10 | 0 | 0 | 0 | 0 | 0.00019583 | 0.00016073
3024 | 0 | 0 | 1.4397e-10 | 0 | 0 | 0 | 0 | 0 | 0 | 0 | 0 | 2.6276e-08 | 9.3053e-10 | 0 | 0 | 0 | 0 | 0.00019151 | 6.1386e-05
3025 | 0 | 1.2132e-07 | 2.3995e-10 | 0 | 0 | 0 | 0 | 0 | 0 | 1.3273e-08 | 0 | 2.6251e-08 | 7.6948e-10 | 0 | 0 | 0 | 0 | 0.0002038 | 5.8655e-05
3026 | 0 | 0 | 1.9196e-10 | 0 | 0 | 0 | 0 | 0 | 0 | 1.8681e-08 | 0 | 2.6236e-08 | 6.4422e-10 | 0 | 0 | 0 | 0 | 0.0002127 | 0.00010459
3027 | 0 | 0 | 1.9196e-10 | 0 | 0 | 0 | 0 | 0 | 0 | 1.8681e-08 | 0 | 2.6247e-08 | 7.6948e-10 | 0 | 0 | 0 | 0 | 0.00019504 | 0.00011536
3028 | 0 | 0 | 1.9196e-10 | 0 | 0 | 0 | 0 | 0 | 0 | 1.8189e-08 | 0 | 1.8247e-08 | 7.3369e-10 | 0 | 0 | 0 | 0 | 0.00019274 | 0.00013376
3029 | 9.7582e-08 | 1.0369e-08 | 9.06e-09 | 8.9514e-08 | 0 | 3.0477e-07 | 2.2203e-08 | 4.9763e-07 | 7.305e-08 | 3.3035e-08 | 1.5013e-09 | 8.3626e-09 | 4.349e-07 | 9.8663e-08 | 1.3592e-10 | 2.3344e-08 | 2.8629e-07 | 0.00017807 | 0.00019563
3030 | 2.4537e-05 | 2.6106e-06 | 1.5389e-06 | 2.6919e-05 | 2.0223e-06 | 1.9751e-05 | 2.2145e-06 | 2.5522e-05 | 9.8179e-06 | 3.7806e-06 | 4.9601e-07 | 1.999e-06 | 3.4428e-05 | 1.0555e-05 | 1.7548e-06 | 4.209e-06 | 1.5234e-05 | 0.0001954 | 0.00013093
3031 | 8.7244e-05 | 1.2885e-05 | 1.3133e-05 | 0.00012056 | 1.2042e-05 | 7.1292e-05 | 1.2471e-05 | 9.2337e-05 | 2.9291e-05 | 2.4719e-05 | 4.6101e-06 | 1.7511e-05 | 0.00015803 | 3.7141e-05 | 1.223e-05 | 1.6975e-05 | 7.7107e-05 | 0.00018716 | 6.2339e-05
3032 | 0.00015229 | 3.8933e-05 | 4.6204e-05 | 0.00020985 | 3.7559e-05 | 0.00013179 | 2.4079e-05 | 0.00016791 | 6.7415e-05 | 3.2264e-05 | 1.2916e-05 | 5.3665e-05 | 0.00031676 | 6.2337e-05 | 1.4934e-05 | 5.6811e-05 | 0.00022122 | 0.00017743 | 4.4724e-05
3033 | 0.00032139 | 7.2042e-05 | 7.1732e-05 | 0.00024487 | 0.00010298 | 0.00018885 | 4.2168e-05 | 0.00026997 | 8.9378e-05 | 6.22e-05 | 3.28e-05 | 7.0729e-05 | 0.00034445 | 0.00012065 | 4.8596e-05 | 7.9828e-05 | 0.00038075 | 0.0002069 | 6.6797e-05
3034 | 0.00047114 | 8.7806e-05 | 0.00011258 | 0.00028548 | 0.00011787 | 0.00022226 | 6.6595e-05 | 0.00033767 | 0.00010403 | 0.00014737 | 6.297e-05 | 8.203e-05 | 0.00038875 | 0.00021031 | 6.1344e-05 | 9.889e-05 | 0.00046392 | 0.00022216 | 8.2971e-05
3035 | 0.00050338 | 8.6859e-05 | 0.00010273 | 0.00033108 | 0.00014544 | 0.0002413 | 8.1289e-05 | 0.00038373 | 0.00013696 | 0.00021526 | 6.7142e-05 | 0.00013649 | 0.00048786 | 0.00023714 | 6.1247e-05 | 0.00012967 | 0.00051165 | 0.00022042 | 9.2283e-05
3036 | 0.00053847 | 9.3772e-05 | 0.00013199 | 0.00027883 | 0.00010906 | 0.00026679 | 9.2556e-05 | 0.00040299 | 0.00015966 | 0.00018879 | 8.4758e-05 | 0.00012769 | 0.00058126 | 0.00022002 | 9.0989e-05 | 0.00011922 | 0.00050559 | 0.00020744 | 6.6853e-05
3037 | 0.00054472 | 7.9574e-05 | 9.9583e-05 | 0.00037025 | 0.00010719 | 0.00026537 | 8.8626e-05 | 0.00037886 | 0.00016725 | 0.00016351 | 6.9277e-05 | 0.00023919 | 0.00062311 | 0.00015473 | 9.5719e-05 | 9.9798e-05 | 0.00051611 | 0.00018161 | 5.1001e-05
3038 | 0.00036685 | 7.6032e-05 | 7.2314e-05 | 0.00022882 | 8.4271e-05 | 0.00021443 | 7.7395e-05 | 0.00030782 | 0.00014334 | 0.00011945 | 4.5188e-05 | 0.00017741 | 0.00052707 | 0.00012821 | 8.3918e-05 | 0.00012247 | 0.00038525 | 0.00019548 | 6.9015e-05
3039 | 0.00025244 | 7.3242e-05 | 8.3339e-05 | 0.00015401 | 4.6819e-05 | 0.00017927 | 5.6821e-05 | 0.0002241 | 0.00012305 | 8.0485e-05 | 4.6636e-05 | 0.00010341 | 0.0003814 | 0.00012005 | 3.4384e-05 | 7.9493e-05 | 0.00027418 | 0.0001963 | 4.4174e-05
3040 | 0.00017548 | 7.7733e-05 | 0.00012658 | 0.00022457 | 1.9343e-05 | 0.00014464 | 5.1914e-05 | 0.0001471 | 9.5115e-05 | 6.1939e-05 | 4.9848e-05 | 0.00010358 | 0.00023935 | 0.00018273 | 2.673e-05 | 7.4752e-05 | 0.00016337 | 0.00019597 | 6.2984e-05
3041 | 0.00010057 | 3.8391e-05 | 7.101e-05 | 0.00011552 | 7.7286e-06 | 9.231e-05 | 2.856e-05 | 9.8059e-05 | 6.1358e-05 | 3.9804e-05 | 1.2998e-05 | 7.5339e-05 | 0.00012173 | 0.00015762 | 1.1438e-05 | 2.7339e-05 | 9.2184e-05 | 0.00018053 | 5.2709e-05
3042 | 5.3243e-05 | 1.0399e-05 | 1.3466e-05 | 6.0999e-05 | 1.2984e-06 | 6.6418e-05 | 8.0759e-06 | 5.4712e-05 | 2.6579e-05 | 3.2593e-05 | 2.8463e-06 | 3.6835e-05 | 4.8683e-05 | 0.00010975 | 3.0457e-06 | 5.2078e-06 | 3.8769e-05 | 0.00017479 | 6.1657e-05
3043 | 1.8747e-05 | 1.7346e-06 | 3.0709e-06 | 1.9923e-05 | 0 | 4.5963e-05 | 1.5592e-06 | 3.3817e-05 | 2.1761e-05 | 1.2623e-05 | 2.5406e-09 | 1.6981e-05 | 1.8221e-05 | 6.3681e-05 | 1.85e-06 | 0 | 5.7854e-06 | 0.00017959 | 0.00011647
3044 | 1.4367e-05 | 3.9412e-06 | 1.7404e-06 | 4.5981e-06 | 0 | 2.9534e-05 | 1.1645e-06 | 2.205e-05 | 6.714e-06 | 2.5841e-06 | 0 | 9.4138e-06 | 1.5369e-05 | 1.9707e-05 | 0 | 0 | 4.8819e-06 | 0.00018752 | 8.6412e-05
3045 | 4.2249e-06 | 2.5017e-07 | 6.7084e-07 | 2.0702e-08 | 0 | 1.1551e-05 | 2.0003e-09 | 1.3187e-05 | 1.5958e-06 | 5.5181e-07 | 1.1548e-09 | 3.2928e-06 | 9.2092e-06 | 1.7683e-06 | 0 | 0 | 4.5457e-06 | 0.00016179 | 0.00014482
3046 | 2.6482e-07 | 0 | 8.2208e-08 | 0 | 0 | 3.0581e-06 | 0 | 4.3759e-06 | 5.6777e-07 | 0 | 0 | 6.8943e-07 | 1.1606e-06 | 3.4268e-07 | 0 | 0 | 1.8877e-06 | 0.00016492 | 0.00012973
3047 | 4.5991e-08 | 9.5478e-09 | 0 | 0 | 0 | 6.8746e-07 | 0 | 8.6977e-07 | 3.4325e-07 | 0 | 0 | 7.7022e-08 | 3.498e-08 | 9.5416e-08 | 0 | 0 | 0 | 0.0001417 | 0.00011955
3048 | 2.4726e-10 | 0 | 0 | 0 | 0 | 8.1815e-09 | 0 | 3.019e-07 | 1.5082e-07 | 0 | 0 | 4.3069e-10 | 6.2632e-10 | 1.9339e-10 | 0 | 0 | 0 | 0.00011618 | 0.00013726
3049 | 0 | 1.5592e-07 | 0 | 0 | 0 | 2.5679e-08 | 0 | 2.1494e-07 | 0 | 0 | 0 | 0 | 2.5411e-09 | 2.7075e-09 | 0 | 0 | 0 | 0.00012229 | 0.00018083
3050 | 0 | 0 | 0 | 0 | 0 | 0 | 0 | 2.1494e-07 | 0 | 0 | 0 | 0 | 6.0843e-10 | 0 | 0 | 0 | 0 | 0.00012885 | 0.00014329
3051 | 0 | 0 | 0 | 0 | 0 | 0 | 0 | 6.5581e-08 | 0 | 0 | 0 | 0 | 8.5001e-10 | 0 | 0 | 0 | 0 | 0.00012763 | 0.00014226
3052 | 0 | 0 | 0 | 0 | 0 | 0 | 0 | 2.889e-10 | 0 | 0 | 0 | 0 | 8.5895e-10 | 0 | 0 | 0 | 0 | 0.00014725 | 0.00019723
3053 | 7.0771e-07 | 7.9624e-09 | 3.8536e-09 | 3.8472e-08 | 0 | 3.167e-07 | 1.0322e-08 | 3.3565e-07 | 1.0061e-08 | 2.458e-09 | 1.0393e-09 | 6.0476e-09 | 6.7601e-07 | 9.2533e-08 | 2.7184e-10 | 5.1877e-09 | 6.1662e-07 | 0.00014791 | 0.00026078
3054 | 3.5038e-05 | 2.26e-06 | 9.9912e-07 | 1.2038e-05 | 3.2592e-08 | 1.0725e-05 | 2.7943e-06 | 1.819e-05 | 3.3285e-06 | 5.536e-06 | 2.7534e-06 | 1.715e-06 | 4.141e-05 | 1.0481e-05 | 4.3605e-06 | 1.3369e-06 | 3.1401e-05 | 0.00013245 | 0.00026673
3055 | 0.00011103 | 1.2396e-05 | 1.1444e-05 | 4.2619e-05 | 6.8246e-06 | 3.2863e-05 | 1.5973e-05 | 6.2957e-05 | 2.3049e-05 | 1.9774e-05 | 1.8989e-05 | 3.1368e-05 | 0.00018133 | 3.9536e-05 | 1.701e-05 | 1.1003e-05 | 0.00015026 | 0.00012005 | 0.00030027
3056 | 0.00017948 | 3.2621e-05 | 3.5948e-05 | 5.2424e-05 | 2.696e-05 | 5.1263e-05 | 3.8282e-05 | 0.00014761 | 5.3087e-05 | 5.1121e-05 | 2.9368e-05 | 6.823e-05 | 0.0003781 | 7.6149e-05 | 1.6378e-05 | 4.4346e-05 | 0.0001884 | 0.00012442 | 0.00039891
3057 | 0.00031905 | 5.7605e-05 | 6.1619e-05 | 0.00014357 | 0.00010042 | 6.9802e-05 | 6.5825e-05 | 0.00021567 | 9.6011e-05 | 7.0895e-05 | 7.0885e-05 | 5.642e-05 | 0.00056224 | 0.00015004 | 8.1163e-05 | 9.9465e-05 | 0.00018064 | 0.00017248 | 0.00032294
3058 | 0.00041137 | 7.142e-05 | 8.096e-05 | 0.000158 | 0.00013577 | 9.0364e-05 | 0.00010325 | 0.00029332 | 0.00013706 | 0.00010812 | 9.3464e-05 | 6.3868e-05 | 0.00068801 | 0.00022681 | 0.00011729 | 0.00012833 | 0.00013977 | 0.00018165 | 0.00013635
3059 | 0.00036012 | 0.0001055 | 8.3018e-05 | 0.00016163 | 0.00011022 | 0.00011809 | 0.00015014 | 0.00025799 | 0.00019143 | 0.00010109 | 9.952e-05 | 9.079e-05 | 0.00073908 | 0.00024227 | 8.7447e-05 | 8.7328e-05 | 8.6799e-05 | 0.00017577 | 5.7272e-05
3060 | 0.00021831 | 0.00013348 | 9.1801e-05 | 0.00017392 | 0.00018469 | 0.00011501 | 0.00018068 | 0.00024106 | 0.00021098 | 0.00010478 | 8.7415e-05 | 0.00010579 | 0.00074354 | 0.00023082 | 7.8112e-05 | 0.00010114 | 5.0562e-05 | 0.00015833 | 4.3825e-05
3061 | 3.2532e-05 | 0.00011296 | 8.4943e-05 | 0.00015188 | 0.000198 | 0.00011134 | 0.00019203 | 0.0001693 | 0.00019029 | 9.7702e-05 | 0.00012281 | 8.5125e-05 | 0.00072309 | 0.00021891 | 0.00011142 | 0.00014333 | 8.0727e-05 | 0.00015514 | 8.5484e-05
3062 | 1.5789e-05 | 8.7816e-05 | 6.1609e-05 | 5.2659e-05 | 6.922e-05 | 8.7882e-05 | 0.00016788 | 0.00011866 | 0.00015672 | 0.00011187 | 0.00014768 | 6.6582e-05 | 0.00066422 | 0.00024074 | 0.00012653 | 6.2113e-05 | 3.8938e-05 | 0.00014691 | 0.00020047
3063 | 1.5726e-05 | 7.0442e-05 | 5.7196e-05 | 3.8534e-05 | 4.0408e-05 | 5.4774e-05 | 0.00013929 | 9.3598e-05 | 0.00014645 | 9.4341e-05 | 0.00011164 | 7.4885e-05 | 0.00055341 | 0.00018576 | 8.8592e-05 | 4.1769e-05 | 3.8961e-05 | 0.00014214 | 0.00033611
3064 | 2.8114e-05 | 0.00010576 | 7.9846e-05 | 5.4667e-05 | 3.9747e-05 | 5.6649e-05 | 0.00011891 | 7.9978e-05 | 0.00013518 | 7.1742e-05 | 9.3588e-05 | 6.5102e-05 | 0.00038219 | 0.00020562 | 6.054e-05 | 5.1565e-05 | 2.1204e-05 | 0.000152 | 0.00039587
3065 | 2.2653e-05 | 5.9092e-05 | 3.1515e-05 | 2.5282e-05 | 1.4648e-05 | 3.6372e-05 | 6.9353e-05 | 4.8146e-05 | 9.7254e-05 | 4.7071e-05 | 2.6607e-05 | 3.4568e-05 | 0.00019437 | 0.00016069 | 3.889e-05 | 1.6088e-05 | 8.9864e-06 | 0.00015405 | 0.00035496
3066 | 1.6493e-05 | 1.5911e-05 | 1.016e-05 | 1.1023e-05 | 1.8984e-06 | 3.3551e-05 | 2.8426e-05 | 3.4515e-05 | 6.0859e-05 | 1.5151e-05 | 1.3453e-05 | 1.4544e-05 | 6.3212e-05 | 0.00010041 | 1.2022e-05 | 2.2325e-06 | 1.7506e-06 | 0.00015981 | 0.00027775
3067 | 1.1033e-05 | 3.402e-06 | 2.7719e-06 | 5.0702e-06 | 0 | 1.3223e-05 | 9.11e-06 | 2.4842e-05 | 4.4406e-05 | 3.5808e-06 | 3.6911e-07 | 6.1045e-06 | 1.9246e-05 | 7.3583e-05 | 2.8505e-06 | 0 | 2.0536e-08 | 0.00017947 | 0.00028388
3068 | 3.7888e-06 | 5.9929e-06 | 1.4524e-06 | 0 | 0 | 2.6391e-06 | 7.1166e-06 | 1.5081e-05 | 3.6126e-05 | 1.2238e-06 | 0 | 1.345e-06 | 1.6353e-05 | 3.1437e-05 | 0 | 0 | 0 | 0.00018985 | 0.00031772
3069 | 0 | 1.156e-06 | 4.5066e-07 | 0 | 0 | 1.5114e-07 | 1.6245e-06 | 5.2558e-06 | 1.8305e-05 | 0 | 0 | 1.9022e-07 | 1.0703e-05 | 5.729e-06 | 0 | 0 | 0 | 0.00017662 | 0.00027016
3070 | 0 | 8.7945e-08 | 5.5333e-08 | 0 | 0 | 3.7877e-11 | 1.3002e-07 | 9.6746e-07 | 2.2235e-06 | 0 | 0 | 1.2921e-08 | 2.7287e-06 | 1.1638e-06 | 0 | 0 | 0 | 0.00015606 | 0.00018382
3071 | 0 | 1.7782e-08 | 1.4277e-08 | 0 | 0 | 4.6684e-10 | 0 | 4.7005e-07 | 1.626e-08 | 6.3907e-09 | 0 | 0 | 3.5293e-08 | 1.4009e-07 | 0 | 0 | 0 | 0.00016252 | 0.00018023
3072 | 0 | 0 | 0 | 0 | 0 | 0 | 0 | 7.5115e-08 | 2.3565e-10 | 5.4075e-09 | 0 | 0 | 7.6948e-10 | 3.2232e-11 | 0 | 0 | 0 | 0.00016854 | 0.00015468
3073 | 0 | 2.1154e-07 | 0 | 0 | 0 | 0 | 0 | 0 | 2.3565e-10 | 0 | 0 | 0 | 4.59e-09 | 2.3207e-09 | 0 | 0 | 0 | 0.00017147 | 0.00013547
3074 | 0 | 0 | 2.3995e-11 | 0 | 0 | 0 | 0 | 0 | 0 | 0 | 0 | 0 | 1.0647e-09 | 7.7356e-10 | 0 | 0 | 0 | 0.00019802 | 0.00012782
3075 | 0 | 0 | 0 | 0 | 0 | 0 | 0 | 0 | 0 | 2.3105e-08 | 1.1548e-09 | 0 | 1.3421e-09 | 0 | 0 | 0 | 0 | 0.00019007 | 0.00015292
3076 | 0 | 0 | 4.7991e-11 | 0 | 0 | 0 | 0 | 0 | 7.8943e-09 | 2.6546e-08 | 0 | 0 | 1.19e-09 | 0 | 0 | 0 | 0 | 0.0001747 | 0.00012473
3077 | 1.4847e-07 | 1.646e-06 | 7.2225e-07 | 7.3371e-07 | 4.0598e-07 | 2.1049e-06 | 1.5846e-06 | 6.8845e-07 | 2.0614e-06 | 1.3947e-07 | 1.0531e-06 | 7.8986e-07 | 1.3757e-07 | 1.1862e-07 | 1.5491e-06 | 1.1089e-06 | 2.8664e-07 | 0.0001543 | 0.00015602
3078 | 1.0309e-05 | 3.8095e-05 | 3.6819e-05 | 4.1699e-05 | 3.8842e-05 | 4.4963e-05 | 4.2319e-05 | 3.0365e-05 | 3.825e-05 | 2.0381e-05 | 3.2121e-05 | 3.2615e-05 | 1.3862e-05 | 1.7195e-05 | 3.7698e-05 | 4.1373e-05 | 1.3677e-05 | 0.00014042 | 8.2509e-05
3079 | 6.6837e-05 | 0.00013983 | 0.00014611 | 0.00012531 | 0.00015924 | 0.0001298 | 0.00015878 | 0.00010215 | 0.00013763 | 9.5769e-05 | 0.00013491 | 0.00012888 | 5.6722e-05 | 5.9826e-05 | 0.00015774 | 0.00014546 | 0.00011593 | 0.00010697 | 0.00016883
3080 | 0.0001998 | 0.00027781 | 0.00028744 | 0.0001833 | 0.00033353 | 0.00023186 | 0.00031261 | 0.00020533 | 0.0002666 | 0.00016228 | 0.00027768 | 0.00029423 | 0.00010167 | 0.0001235 | 0.00032728 | 0.00028374 | 0.00023847 | 8.3123e-05 | 0.00033838
3081 | 0.00031703 | 0.00038064 | 0.00040047 | 0.00024174 | 0.00046771 | 0.00031607 | 0.00044454 | 0.0003041 | 0.0003715 | 0.00042212 | 0.00039969 | 0.00043185 | 0.00015746 | 0.00020325 | 0.00047362 | 0.00040844 | 0.00035642 | 8.903e-05 | 0.00041487
3082 | 0.00039541 | 0.00043982 | 0.00047249 | 0.00025036 | 0.00053966 | 0.0003282 | 0.00051793 | 0.00034068 | 0.00042481 | 0.00041607 | 0.0004876 | 0.00049599 | 0.00021806 | 0.00025219 | 0.00056488 | 0.00047307 | 0.00040275 | 7.6351e-05 | 0.00038781
3083 | 0.00048284 | 0.00046848 | 0.00053525 | 0.00025186 | 0.00051648 | 0.0003348 | 0.00056874 | 0.00035423 | 0.00048238 | 0.0005153 | 0.00055221 | 0.00054743 | 0.00031885 | 0.00027831 | 0.00061321 | 0.00054135 | 0.0002826 | 6.4988e-05 | 0.00037463
3084 | 0.00033457 | 0.00049175 | 0.00059307 | 0.00033625 | 0.00049456 | 0.00036703 | 0.00059009 | 0.00037267 | 0.00052416 | 0.00056 | 0.00059422 | 0.00057494 | 0.00035558 | 0.00034846 | 0.00063419 | 0.00060362 | 0.00023579 | 5.8175e-05 | 0.00039051
3085 | 0.00030981 | 0.00051122 | 0.00058079 | 0.00036362 | 0.00047937 | 0.00039861 | 0.00056821 | 0.00037947 | 0.0005446 | 0.00051242 | 0.00057637 | 0.00056417 | 0.00032326 | 0.00041664 | 0.00056376 | 0.00059177 | 0.00022765 | 5.7142e-05 | 0.00036868
3086 | 0.00024807 | 0.00047983 | 0.00052965 | 0.00024948 | 0.00052728 | 0.00037513 | 0.00051143 | 0.00035109 | 0.00050954 | 0.00038001 | 0.00052279 | 0.00052499 | 0.00023199 | 0.00042378 | 0.00052554 | 0.00050428 | 0.00017063 | 7.439e-05 | 0.00030557
3087 | 0.00020714 | 0.00039848 | 0.00044142 | 0.00025816 | 0.00042875 | 0.00035887 | 0.00041747 | 0.00031342 | 0.00045187 | 0.00037331 | 0.00049481 | 0.00043836 | 0.0002816 | 0.00039242 | 0.00046316 | 0.00041989 | 0.00021291 | 8.7784e-05 | 0.00019297
3088 | 0.00018357 | 0.00034329 | 0.00034375 | 0.0002808 | 0.00035061 | 0.00030112 | 0.00032236 | 0.00027196 | 0.00034441 | 0.00035579 | 0.00039781 | 0.00033114 | 0.00032821 | 0.00033875 | 0.0003183 | 0.00033824 | 0.00022103 | 8.8316e-05 | 0.00011095
3089 | 0.00014699 | 0.00023754 | 0.00022563 | 0.00017056 | 0.00020143 | 0.00017976 | 0.00019196 | 0.00017155 | 0.00020372 | 0.00021783 | 0.00025753 | 0.0002013 | 0.00019591 | 0.00024548 | 0.00018777 | 0.00020337 | 0.00013304 | 7.5493e-05 | 6.9831e-05
3090 | 5.2307e-05 | 0.00014127 | 0.00011735 | 7.018e-05 | 5.1469e-05 | 9.8903e-05 | 8.3221e-05 | 7.8934e-05 | 0.00011052 | 8.5335e-05 | 0.00013306 | 0.0001029 | 6.1434e-05 | 0.00017038 | 5.8368e-05 | 9.8843e-05 | 3.9088e-05 | 6.3896e-05 | 4.5185e-05
3091 | 1.9719e-05 | 0.00010253 | 7.7503e-05 | 2.9046e-05 | 1.2547e-06 | 6.7248e-05 | 4.2634e-05 | 4.5657e-05 | 9.1125e-05 | 3.1365e-05 | 5.4605e-05 | 6.1552e-05 | 1.5299e-05 | 0.00012477 | 9.4442e-06 | 4.526e-05 | 5.7082e-06 | 6.234e-05 | 6.0277e-05
3092 | 1.4215e-05 | 7.8785e-05 | 4.795e-05 | 1.2565e-05 | 0 | 5.8878e-05 | 4.0709e-05 | 3.3396e-05 | 8.3871e-05 | 1.8258e-05 | 4.1472e-05 | 4.8879e-05 | 7.826e-06 | 0.00010437 | 7.4484e-06 | 2.2005e-05 | 2.0903e-06 | 4.6849e-05 | 4.8397e-05
3093 | 4.9185e-06 | 3.2366e-05 | 2.3543e-05 | 1.1856e-06 | 0 | 3.2851e-05 | 2.8941e-05 | 2.2111e-05 | 5.7243e-05 | 1.0849e-05 | 2.4523e-05 | 2.9455e-05 | 2.6392e-06 | 4.7439e-05 | 7.4502e-06 | 1.6951e-05 | 6.8453e-08 | 3.3534e-05 | 2.1466e-05
3094 | 2.4627e-07 | 1.2951e-05 | 6.2299e-06 | 0 | 0 | 8.3009e-06 | 1.1797e-05 | 7.9363e-06 | 2.1003e-05 | 6.1567e-06 | 5.259e-06 | 1.2274e-05 | 5.3839e-07 | 4.3522e-06 | 7.0152e-06 | 0 | 0 | 1.7456e-05 | 3.1992e-06
3095 | 1.4341e-08 | 5.5388e-06 | 1.4573e-06 | 0 | 0 | 7.4537e-07 | 2.4287e-06 | 1.3653e-06 | 5.2434e-06 | 1.755e-06 | 1.4828e-06 | 3.2983e-06 | 1.0379e-09 | 5.1458e-07 | 3.0808e-07 | 0 | 0 | 8.425e-06 | 8.6253e-07
3096 | 0 | 1.1801e-06 | 4.7664e-07 | 0 | 0 | 8.3406e-08 | 1.7044e-07 | 3.1924e-07 | 1.1955e-06 | 1.8681e-08 | 0 | 3.3702e-07 | 8.7685e-10 | 1.3118e-07 | 0 | 0 | 0 | 1.7472e-05 | 2.3448e-07
3097 | 0 | 4.6513e-07 | 2.0626e-07 | 0 | 0 | 4.2731e-08 | 1.0085e-07 | 2.1494e-07 | 1.8663e-07 | 1.8681e-08 | 1.1548e-09 | 4.1275e-08 | 1.6642e-09 | 1.9444e-08 | 0 | 0 | 0 | 3.8457e-05 | 1.9084e-07
3098 | 0 | 5.0936e-07 | 7.4385e-09 | 0 | 0 | 0 | 0 | 1.3925e-07 | 1.0156e-07 | 1.7697e-08 | 0 | 1.328e-09 | 8.5895e-10 | 2.5785e-11 | 0 | 0 | 0 | 5.3894e-05 | 1.1455e-05
3099 | 0 | 5.0849e-07 | 1.4397e-10 | 0 | 0 | 0 | 0 | 6.3559e-09 | 9.426e-10 | 1.7697e-08 | 0 | 0 | 8.5895e-10 | 0 | 0 | 0 | 0 | 7.2777e-05 | 2.0828e-05
3100 | 0 | 2.7592e-07 | 0 | 0 | 0 | 0 | 0 | 0 | 4.713e-10 | 2.1139e-08 | 0 | 0 | 8.5895e-10 | 6.4463e-11 | 0 | 0 | 0 | 9.8788e-05 | 2.9511e-05
3101 | 2.7903e-06 | 1.6917e-06 | 1.2835e-06 | 1.055e-06 | 8.6055e-07 | 2.0573e-06 | 1.8084e-06 | 1.6121e-06 | 3.0028e-06 | 7.5885e-07 | 1.1637e-06 | 1.0352e-06 | 1.0748e-06 | 7.1707e-07 | 1.6357e-06 | 1.4961e-06 | 3.4275e-06 | 0.00010031 | 5.743e-05
3102 | 5.545e-05 | 3.7649e-05 | 4.0088e-05 | 3.3526e-05 | 3.7485e-05 | 4.1249e-05 | 4.1767e-05 | 3.8549e-05 | 4.9093e-05 | 3.796e-05 | 3.4673e-05 | 3.8426e-05 | 4.123e-05 | 3.165e-05 | 3.9659e-05 | 4.1597e-05 | 5.544e-05 | 9.2094e-05 | 0.00011772
3103 | 0.00018193 | 0.00013512 | 0.00014206 | 0.00012524 | 0.00016152 | 0.00014617 | 0.00014391 | 0.00013992 | 0.00016154 | 0.00015704 | 0.00012334 | 0.00015578 | 0.00020236 | 0.00012206 | 0.00014471 | 0.00014102 | 0.00018977 | 8.9354e-05 | 8.8687e-05
3104 | 0.00032063 | 0.00026764 | 0.00026679 | 0.00026671 | 0.00032092 | 0.00029681 | 0.00027948 | 0.00028918 | 0.00030999 | 0.00031955 | 0.00024962 | 0.00029913 | 0.00042084 | 0.00023912 | 0.00029311 | 0.00027125 | 0.00034056 | 8.9727e-05 | 8.4651e-05
3105 | 0.00043446 | 0.00037832 | 0.00037306 | 0.00038045 | 0.0004413 | 0.00042333 | 0.00040398 | 0.00041256 | 0.00042436 | 0.00045348 | 0.00036756 | 0.00041047 | 0.00060513 | 0.00034248 | 0.00042164 | 0.00037164 | 0.00045971 | 0.00010652 | 5.11e-05
3106 | 0.00051075 | 0.00044602 | 0.00044454 | 0.00044854 | 0.00053452 | 0.00048225 | 0.00047802 | 0.00048621 | 0.0004447 | 0.00053842 | 0.00045768 | 0.00046849 | 0.0007226 | 0.00040883 | 0.00049583 | 0.00047571 | 0.00053429 | 0.0001268 | 2.4679e-05
3107 | 0.00055543 | 0.00050278 | 0.00050794 | 0.00048293 | 0.00059437 | 0.00053059 | 0.00053454 | 0.0005359 | 0.00049464 | 0.00059746 | 0.00050804 | 0.00052694 | 0.00076714 | 0.00047298 | 0.00057886 | 0.00055442 | 0.00057961 | 0.00014109 | 1.02e-05
3108 | 0.00057377 | 0.00056535 | 0.00056789 | 0.00050685 | 0.00062372 | 0.00056841 | 0.0005335 | 0.00056324 | 0.00053909 | 0.00062283 | 0.00054135 | 0.00056716 | 0.00076359 | 0.0005643 | 0.00059919 | 0.00058454 | 0.00058861 | 0.00014586 | 1.832e-05
3109 | 0.0005532 | 0.00058737 | 0.00057144 | 0.00049661 | 0.00060697 | 0.00057004 | 0.00054315 | 0.0005573 | 0.00056346 | 0.00061042 | 0.00052535 | 0.00057274 | 0.00074328 | 0.00057797 | 0.00058495 | 0.00059457 | 0.00055539 | 0.0001632 | 2.1933e-05
3110 | 0.00049067 | 0.00055303 | 0.00052464 | 0.00045526 | 0.00055713 | 0.0005267 | 0.0005243 | 0.00051228 | 0.00054655 | 0.00056596 | 0.00048066 | 0.00053807 | 0.00070394 | 0.00053452 | 0.00054308 | 0.00054521 | 0.00049637 | 0.00018006 | 1.4577e-05
3111 | 0.00039664 | 0.00045518 | 0.00043953 | 0.00037402 | 0.00047249 | 0.00043179 | 0.00043687 | 0.00042187 | 0.00046439 | 0.0004748 | 0.00044366 | 0.00045228 | 0.00060088 | 0.0004536 | 0.00045492 | 0.00045255 | 0.00039486 | 0.00019496 | 2.355e-05
3112 | 0.00027147 | 0.00035292 | 0.00033434 | 0.00028138 | 0.00033979 | 0.0003124 | 0.00031892 | 0.00030533 | 0.0003437 | 0.00035825 | 0.00036796 | 0.00033289 | 0.00041811 | 0.00036961 | 0.00032567 | 0.00033899 | 0.00026721 | 0.00021782 | 3.4644e-05
3113 | 0.0001448 | 0.00023237 | 0.0002136 | 0.00016101 | 0.00018304 | 0.00017844 | 0.00018341 | 0.00017332 | 0.0002039 | 0.00020436 | 0.0002356 | 0.00020269 | 0.00021159 | 0.00026438 | 0.00017338 | 0.00020104 | 0.00013271 | 0.00022723 | 4.2672e-05
3114 | 5.277e-05 | 0.00013789 | 0.0001181 | 7.3119e-05 | 5.1046e-05 | 9.9661e-05 | 8.084e-05 | 8.0716e-05 | 0.00011291 | 8.1616e-05 | 0.00012379 | 9.9105e-05 | 6.3772e-05 | 0.00017615 | 5.2649e-05 | 7.8594e-05 | 3.6649e-05 | 0.00022469 | 5.7923e-05
3115 | 2.051e-05 | 9.8108e-05 | 7.7128e-05 | 3.8771e-05 | 1.9423e-06 | 6.8852e-05 | 4.3228e-05 | 4.8834e-05 | 9.1305e-05 | 3.0777e-05 | 4.9153e-05 | 6.1628e-05 | 1.9263e-05 | 0.00013249 | 9.5769e-06 | 2.747e-05 | 6.6574e-06 | 0.000221 | 4.3221e-05
3116 | 1.7551e-05 | 8.0461e-05 | 4.8276e-05 | 1.4751e-05 | 0 | 6.1414e-05 | 4.178e-05 | 3.6129e-05 | 8.2712e-05 | 1.8494e-05 | 3.7328e-05 | 4.9783e-05 | 1.6406e-05 | 0.0001145 | 7.4375e-06 | 2.0881e-05 | 5.5714e-06 | 0.00023807 | 3.3703e-05
3117 | 8.442e-06 | 3.404e-05 | 2.307e-05 | 1.6111e-06 | 0 | 3.8404e-05 | 2.8334e-05 | 2.415e-05 | 5.7134e-05 | 1.1342e-05 | 2.2082e-05 | 2.9295e-05 | 1.0728e-05 | 5.4542e-05 | 7.4339e-06 | 1.6535e-05 | 4.5374e-06 | 0.00023089 | 2.2188e-05
3118 | 3.0809e-07 | 1.3469e-05 | 6.647e-06 | 0 | 0 | 1.1327e-05 | 1.3672e-05 | 1.0981e-05 | 2.0992e-05 | 6.2147e-06 | 4.3513e-06 | 1.2008e-05 | 2.9366e-06 | 5.9089e-06 | 6.9917e-06 | 0 | 1.8811e-06 | 0.00025074 | 1.8612e-05
3119 | 1.8124e-07 | 4.7818e-06 | 1.4372e-06 | 0 | 0 | 1.5428e-06 | 3.5056e-06 | 2.8719e-06 | 4.9844e-06 | 1.9433e-06 | 0 | 3.5934e-06 | 3.9373e-08 | 1.0226e-06 | 3.8601e-07 | 0 | 0 | 0.0002615 | 1.2717e-05
3120 | 0 | 6.991e-07 | 4.4168e-07 | 0 | 0 | 1.2817e-07 | 2.7146e-07 | 6.6948e-07 | 8.4777e-07 | 9.3403e-09 | 0 | 3.7261e-07 | 4.6527e-10 | 1.5943e-07 | 0 | 0 | 0 | 0.00025828 | 9.2132e-06
3121 | 0 | 5.2907e-07 | 1.7593e-07 | 0 | 0 | 2.6666e-08 | 9.9581e-08 | 2.1494e-07 | 1.2466e-07 | 0 | 0 | 8.9053e-08 | 2.6753e-09 | 2.5253e-08 | 0 | 0 | 0 | 0.00026195 | 1.2158e-05
3122 | 0 | 5.7856e-07 | 8.5183e-09 | 0 | 0 | 0 | 0 | 2.1494e-07 | 1.1936e-07 | 0 | 0 | 3.4161e-08 | 1.1363e-09 | 3.8678e-11 | 0 | 0 | 0 | 0.00025944 | 1.0381e-05
3123 | 0 | 5.7769e-07 | 2.1596e-10 | 0 | 0 | 0 | 0 | 1.1556e-07 | 1.2904e-07 | 0 | 1.1548e-09 | 2.8605e-08 | 8.2316e-10 | 5.5868e-11 | 0 | 0 | 0 | 0.00024219 | 2.9207e-06
3124 | 0 | 4.5593e-07 | 0 | 0 | 0 | 0 | 0 | 0 | 2.2165e-07 | 0 | 0 | 1.8577e-08 | 1.0469e-09 | 0 | 0 | 0 | 0 | 0.00022964 | 2.2318e-06
3125 | 2.6417e-06 | 2.1424e-06 | 1.4352e-06 | 1.5071e-06 | 7.5982e-07 | 2.5848e-06 | 1.8063e-06 | 1.8852e-06 | 3.0196e-06 | 8.6529e-07 | 1.2366e-06 | 1.2724e-06 | 1.1595e-06 | 9.1958e-07 | 1.5409e-06 | 1.731e-06 | 3.324e-06 | 0.00022019 | 7.5964e-06
3126 | 5.2549e-05 | 4.0868e-05 | 4.0806e-05 | 3.8951e-05 | 4.1335e-05 | 4.426e-05 | 4.3758e-05 | 4.0548e-05 | 4.9649e-05 | 3.8945e-05 | 3.5032e-05 | 4.0349e-05 | 4.3898e-05 | 3.3665e-05 | 4.1576e-05 | 4.2088e-05 | 5.4216e-05 | 0.00021739 | 1.5222e-05
3127 | 0.00016408 | 0.0001347 | 0.00014052 | 0.00013733 | 0.0001544 | 0.00014871 | 0.00014991 | 0.00014095 | 0.00015755 | 0.00015038 | 0.00012913 | 0.00015106 | 0.00020042 | 0.00011987 | 0.00014816 | 0.00013579 | 0.0001725 | 0.00018108 | 2.2284e-05
3128 | 0.00029863 | 0.00026318 | 0.0002718 | 0.00025859 | 0.00030847 | 0.00028856 | 0.00028692 | 0.00027353 | 0.00030494 | 0.00030663 | 0.00025951 | 0.00029112 | 0.00041133 | 0.00023015 | 0.00030281 | 0.00026523 | 0.00031517 | 0.00015425 | 3.7903e-05
3129 | 0.00041287 | 0.00038282 | 0.0003805 | 0.00036312 | 0.00044607 | 0.00040961 | 0.00041019 | 0.00039011 | 0.0004276 | 0.00044045 | 0.00037581 | 0.00040925 | 0.00058921 | 0.00032536 | 0.00042849 | 0.00037371 | 0.00043461 | 0.00014389 | 8.2619e-05
3130 | 0.00048893 | 0.00044911 | 0.00044106 | 0.0004319 | 0.0005419 | 0.00047515 | 0.0004816 | 0.00046288 | 0.0004804 | 0.00052773 | 0.00046618 | 0.0004701 | 0.00070794 | 0.00039127 | 0.00052373 | 0.00047842 | 0.00051264 | 0.00013001 | 0.00011077
3131 | 0.00053823 | 0.00050216 | 0.00050017 | 0.00047342 | 0.00059291 | 0.00052664 | 0.00052638 | 0.00051727 | 0.00053709 | 0.00059071 | 0.00050128 | 0.00052718 | 0.00075783 | 0.00046133 | 0.00055324 | 0.00051694 | 0.00055918 | 0.00011435 | 5.3493e-05
3132 | 0.00055587 | 0.00056089 | 0.00055816 | 0.00050608 | 0.00061151 | 0.00056683 | 0.0005626 | 0.00055752 | 0.00058377 | 0.00062143 | 0.00056984 | 0.00056633 | 0.00075682 | 0.00056451 | 0.00058968 | 0.00053736 | 0.00057647 | 0.00012982 | 1.526e-05
3133 | 0.00054427 | 0.00057825 | 0.00057577 | 0.00050665 | 0.00060652 | 0.00056976 | 0.00057979 | 0.00056026 | 0.00060006 | 0.00061574 | 0.00056624 | 0.00057106 | 0.0007376 | 0.00058843 | 0.00058585 | 0.0005282 | 0.00055385 | 0.0001579 | 3.1664e-05
3134 | 0.00049921 | 0.00055354 | 0.00054984 | 0.00046856 | 0.00055678 | 0.00052569 | 0.00054571 | 0.00052093 | 0.00056717 | 0.00057563 | 0.00053846 | 0.00053931 | 0.00069679 | 0.00054317 | 0.00055185 | 0.00050121 | 0.00049361 | 0.00018645 | 0.00010966
3135 | 0.00041099 | 0.00046117 | 0.00045867 | 0.00038963 | 0.00047308 | 0.00043641 | 0.00045528 | 0.00043356 | 0.00046851 | 0.00048352 | 0.00048637 | 0.00045796 | 0.00060363 | 0.0004683 | 0.00047245 | 0.0004281 | 0.00040861 | 0.000186 | 0.00020552
3136 | 0.00028835 | 0.00035642 | 0.00033875 | 0.00029394 | 0.00033928 | 0.00031551 | 0.00032549 | 0.00031574 | 0.00033381 | 0.00036182 | 0.00040042 | 0.00033174 | 0.00043034 | 0.00037821 | 0.00034518 | 0.00032548 | 0.00028526 | 0.00018236 | 0.00026517
3137 | 0.00015461 | 0.0002299 | 0.00021795 | 0.00016736 | 0.00017459 | 0.00017752 | 0.00018985 | 0.0001798 | 0.00019113 | 0.00021114 | 0.00026056 | 0.00019695 | 0.00022393 | 0.00026592 | 0.00018982 | 0.00017651 | 0.00014599 | 0.00018988 | 0.00029224
3138 | 5.3912e-05 | 0.0001454 | 0.00012828 | 7.0707e-05 | 5.5983e-05 | 9.4008e-05 | 8.9946e-05 | 7.9385e-05 | 0.00011523 | 8.2949e-05 | 0.00014428 | 0.00010413 | 6.4964e-05 | 0.00017601 | 5.8652e-05 | 8.5844e-05 | 3.8319e-05 | 0.0002066 | 0.00031808
3139 | 2.0219e-05 | 0.00010262 | 7.9101e-05 | 3.8684e-05 | 3.7522e-06 | 6.7519e-05 | 4.237e-05 | 4.7973e-05 | 9.3286e-05 | 3.1501e-05 | 5.4067e-05 | 6.3657e-05 | 1.956e-05 | 0.00013266 | 1.1644e-05 | 2.8306e-05 | 6.5757e-06 | 0.00022873 | 0.00036763
3140 | 1.7963e-05 | 8.1471e-05 | 4.8892e-05 | 1.5795e-05 | 0 | 6.0172e-05 | 3.5177e-05 | 3.5505e-05 | 8.105e-05 | 1.8706e-05 | 3.8158e-05 | 4.8336e-05 | 1.6112e-05 | 0.00011444 | 7.452e-06 | 2.0982e-05 | 5.897e-06 | 0.00024563 | 0.00037442
3141 | 8.6267e-06 | 3.3938e-05 | 2.3399e-05 | 1.5e-06 | 0 | 4.0407e-05 | 2.7183e-05 | 2.3371e-05 | 5.3613e-05 | 1.0851e-05 | 2.426e-05 | 2.7495e-05 | 1.0488e-05 | 6.1477e-05 | 7.4556e-06 | 1.5384e-05 | 5.2492e-06 | 0.00026684 | 0.00040939
3142 | 5.641e-07 | 1.293e-05 | 6.8068e-06 | 0 | 0 | 1.2368e-05 | 1.1637e-05 | 1.0552e-05 | 2.0584e-05 | 6.2265e-06 | 5.2105e-06 | 1.2198e-05 | 2.7125e-06 | 1.0137e-05 | 7.0261e-06 | 0 | 2.1738e-06 | 0.00026755 | 0.00040858
3143 | 1.2091e-07 | 4.5844e-06 | 1.4675e-06 | 0 | 0 | 2.6513e-06 | 2.4276e-06 | 2.3574e-06 | 5.4797e-06 | 1.9344e-06 | 1.1086e-07 | 3.7673e-06 | 3.4416e-08 | 1.1138e-06 | 3.987e-07 | 0 | 0 | 0.00025148 | 0.00043723
3144 | 0 | 7.0137e-07 | 4.8022e-07 | 0 | 0 | 3.3031e-07 | 1.8086e-07 | 6.6851e-07 | 1.2839e-06 | 9.3403e-09 | 0 | 3.9378e-07 | 4.6527e-10 | 1.4584e-07 | 0 | 0 | 0 | 0.00024316 | 0.00041311
3145 | 0 | 5.2907e-07 | 2.1747e-07 | 0 | 0 | 2.7158e-08 | 1.0685e-07 | 2.1494e-07 | 1.2996e-07 | 0 | 0 | 8.948e-08 | 3.1495e-09 | 2.5259e-08 | 0 | 0 | 0 | 0.00026731 | 0.00044897
3146 | 0 | 5.7856e-07 | 9.1422e-09 | 0 | 0 | 0 | 0 | 2.1494e-07 | 1.1959e-07 | 0 | 0 | 3.4046e-08 | 9.2159e-10 | 3.9903e-08 | 0 | 0 | 0 | 0.00028672 | 0.00047482
3147 | 0 | 5.7725e-07 | 1.4397e-10 | 0 | 0 | 0 | 0 | 1.1614e-07 | 6.5746e-08 | 0 | 0 | 2.6297e-08 | 6.4422e-10 | 3.9864e-08 | 0 | 0 | 0 | 0.00028942 | 0.00050293
3148 | 0 | 4.5987e-07 | 0 | 0 | 0 | 0 | 0 | 5.7781e-10 | 2.3565e-10 | 0 | 0 | 1.8839e-08 | 8.5895e-10 | 3.9903e-08 | 0 | 0 | 0 | 0.00029373 | 0.00048259
3149 | 3.4315e-06 | 2.0346e-06 | 1.183e-06 | 1.8258e-06 | 7.036e-07 | 2.5424e-06 | 9.7233e-07 | 1.7022e-06 | 3.0092e-06 | 9.5421e-07 | 7.6362e-07 | 1.2233e-06 | 2.5113e-06 | 1.358e-06 | 1.0981e-06 | 1.4801e-06 | 3.3291e-06 | 0.00031293 | 0.00047274
3150 | 5.0724e-05 | 3.5573e-05 | 4.0884e-05 | 4.2812e-05 | 3.7812e-05 | 4.368e-05 | 3.3125e-05 | 3.2647e-05 | 5.0671e-05 | 4.539e-05 | 2.747e-05 | 3.9513e-05 | 4.5333e-05 | 4.0951e-05 | 3.6979e-05 | 3.923e-05 | 5.7061e-05 | 0.00029905 | 0.00050427
3151 | 0.00012226 | 0.00013793 | 0.00013602 | 0.00011729 | 0.00016325 | 0.00015354 | 0.00010951 | 0.00011087 | 0.00013742 | 0.00013874 | 9.2227e-05 | 0.00015752 | 0.00013478 | 9.5205e-05 | 8.8771e-05 | 0.00013029 | 0.0001725 | 0.00030529 | 0.00056155
3152 | 0.00016463 | 0.00026292 | 0.00024916 | 0.00026285 | 0.00030546 | 0.0002934 | 0.00021419 | 0.00021381 | 0.00025854 | 0.0001696 | 0.00019586 | 0.00022694 | 0.00029132 | 0.00015027 | 0.0001724 | 0.00022955 | 0.00025083 | 0.00030403 | 0.00055475
3153 | 0.00014938 | 0.00034136 | 0.00028531 | 0.00027326 | 0.00034954 | 0.00037504 | 0.00025869 | 0.0002393 | 0.00036122 | 0.0003637 | 0.00016793 | 0.00029017 | 0.00025706 | 0.00019989 | 0.00022978 | 0.00032151 | 0.00021439 | 0.0003405 | 0.00051181
3154 | 0.00026402 | 0.0003741 | 0.00027122 | 0.00025314 | 0.00043024 | 0.00035412 | 0.00022983 | 0.00025996 | 0.00035414 | 0.00033065 | 0.00027289 | 0.00029429 | 0.00031387 | 0.00023778 | 0.00025274 | 0.00038749 | 0.00024278 | 0.00034281 | 0.00057461
3155 | 0.00026447 | 0.00040894 | 0.00031341 | 0.00030055 | 0.00047 | 0.00039541 | 0.00021778 | 0.00028183 | 0.00030383 | 0.00035808 | 0.0003353 | 0.00027681 | 0.00034495 | 0.00028558 | 0.00018108 | 0.00039548 | 0.00030525 | 0.00033364 | 0.00060537
3156 | 0.00024614 | 0.00041037 | 0.0002656 | 0.00025134 | 0.00041942 | 0.00037648 | 0.00019541 | 0.00026954 | 0.00029807 | 0.00046386 | 0.00012325 | 0.00022312 | 0.00038276 | 0.00028824 | 0.0001797 | 0.00039664 | 0.00030109 | 0.00033709 | 0.0005701
3157 | 0.00031193 | 0.00036789 | 8.9127e-05 | 0.00023082 | 0.00036516 | 0.00038083 | 0.00010195 | 0.00026278 | 0.00029378 | 0.00037639 | 3.3291e-05 | 0.00015575 | 0.00029241 | 0.00024266 | 8.9687e-05 | 0.00020174 | 0.00021602 | 0.00032192 | 0.00056565
3158 | 0.00033248 | 0.00013965 | 3.7885e-05 | 0.00029469 | 0.00011287 | 0.00038644 | 3.5391e-05 | 0.0002774 | 0.00023498 | 0.00019894 | 2.2512e-05 | 0.00012516 | 0.00013269 | 0.00017703 | 3.6692e-05 | 8.8923e-05 | 0.00023068 | 0.00031365 | 0.00053445
3159 | 0.00031187 | 7.6719e-05 | 2.8783e-05 | 0.00028713 | 0.00019877 | 0.00028942 | 2.1204e-05 | 0.00024348 | 0.00013177 | 8.9727e-05 | 8.4534e-06 | 8.3784e-05 | 8.1014e-05 | 8.0466e-05 | 2.2427e-05 | 0.00015631 | 0.00020263 | 0.00032624 | 0.0004651
3160 | 0.00021088 | 0.0001297 | 7.4097e-05 | 0.00024175 | 0.00016738 | 0.00019491 | 3.4778e-05 | 0.00017723 | 0.00012829 | 5.6858e-05 | 8.3527e-05 | 6.3034e-05 | 4.5452e-05 | 0.00014507 | 8.389e-06 | 0.00011046 | 0.00014232 | 0.00031908 | 0.00051674
3161 | 0.00010549 | 0.00011357 | 7.517e-05 | 0.0001187 | 3.1822e-05 | 0.00011422 | 3.1293e-05 | 8.5321e-05 | 0.00010649 | 2.8083e-05 | 3.5129e-05 | 5.144e-05 | 2.4796e-05 | 0.00014351 | 2.1621e-06 | 6.5265e-05 | 8.4001e-05 | 0.00031346 | 0.00057701
3162 | 4.0993e-05 | 9.9256e-05 | 6.7142e-05 | 4.8635e-05 | 2.9068e-06 | 7.8143e-05 | 3.0751e-05 | 4.3202e-05 | 8.2468e-05 | 3.0296e-05 | 1.8994e-05 | 5.3457e-05 | 1.4587e-05 | 0.00013505 | 2.3576e-06 | 3.1086e-05 | 2.5045e-05 | 0.00029543 | 0.00048036
3163 | 1.7236e-05 | 8.4466e-05 | 3.1308e-05 | 2.1374e-05 | 4.0113e-09 | 6.6105e-05 | 2.2769e-05 | 3.2868e-05 | 6.1316e-05 | 2.1892e-05 | 6.0551e-06 | 4.7642e-05 | 1.0786e-05 | 0.00010819 | 7.1594e-06 | 2.017e-05 | 5.9105e-06 | 0.00026669 | 0.00052801
3164 | 9.7273e-06 | 4.8969e-05 | 1.0034e-05 | 1.0226e-05 | 0 | 5.4779e-05 | 1.0398e-05 | 2.1586e-05 | 3.206e-05 | 1.0843e-05 | 0 | 2.6649e-05 | 7.3156e-06 | 2.8485e-05 | 2.4447e-06 | 0 | 4.366e-06 | 0.00026711 | 0.00049352
3165 | 1.7387e-06 | 1.5905e-05 | 3.7853e-06 | 8.7364e-07 | 0 | 3.1883e-05 | 5.9242e-06 | 1.176e-05 | 1.6173e-05 | 6.3902e-06 | 0 | 1.3397e-05 | 4.3459e-06 | 5.037e-06 | 0 | 0 | 8.3646e-07 | 0.00025275 | 0.00040863
3166 | 0 | 7.9648e-06 | 1.1432e-06 | 0 | 0 | 8.8427e-06 | 7.5883e-07 | 4.2677e-06 | 8.1005e-06 | 1.1208e-07 | 0 | 2.9368e-06 | 8.4034e-07 | 1.5331e-06 | 0 | 0 | 0 | 0.00024577 | 0.0004255
3167 | 0 | 3.3918e-06 | 4.2868e-07 | 0 | 0 | 8.7541e-07 | 2.6602e-08 | 7.7029e-07 | 2.7269e-06 | 0 | 0 | 8.3099e-07 | 3.3193e-08 | 2.1021e-07 | 0 | 0 | 0 | 0.00021309 | 0.00041561
3168 | 0 | 1.3682e-07 | 3.5242e-07 | 0 | 0 | 8.8141e-08 | 0 | 2.3286e-07 | 4.0686e-07 | 2.5071e-08 | 0 | 1.7965e-07 | 9.3053e-10 | 6.3829e-08 | 0 | 0 | 0 | 0.00017894 | 0.00034567
3169 | 0 | 4.6513e-07 | 4.4223e-08 | 0 | 0 | 6.0329e-08 | 0 | 5.4314e-08 | 2.4036e-08 | 9.8319e-09 | 0 | 4.9637e-08 | 8.9474e-10 | 5.1571e-11 | 0 | 0 | 0 | 0.00017108 | 0.0002017
3170 | 0 | 5.0893e-07 | 0 | 0 | 0 | 0 | 0 | 0 | 5.6556e-09 | 1.9664e-08 | 1.1548e-09 | 9.4329e-08 | 8.0527e-10 | 3.9838e-08 | 0 | 0 | 0 | 0.00015299 | 0.00011622
3171 | 0 | 4.7958e-07 | 0 | 0 | 0 | 0 | 0 | 0 | 0 | 1.8189e-08 | 0 | 1.9898e-07 | 8.7685e-10 | 3.9838e-08 | 0 | 0 | 0 | 0.00014636 | 8.2486e-05
3172 | 0 | 3.0658e-09 | 1.1998e-10 | 0 | 0 | 0 | 0 | 0 | 0 | 1.7697e-08 | 0 | 1.9446e-07 | 8.5895e-10 | 3.9656e-08 | 0 | 0 | 0 | 0.00014381 | 0.00011387
3173 | 7.1984e-08 | 1.6629e-06 | 1.4313e-06 | 1.5544e-07 | 7.4862e-07 | 1.2079e-06 | 1.7747e-06 | 2.6873e-07 | 2.3412e-06 | 3.8795e-07 | 1.615e-06 | 1.1389e-06 | 1.3889e-07 | 4.7381e-07 | 1.6818e-06 | 6.4317e-07 | 3.4861e-07 | 0.00013425 | 0.00024436
3174 | 7.0387e-06 | 4.0788e-05 | 4.3515e-05 | 6.9636e-06 | 4.3362e-05 | 3.1098e-05 | 4.2753e-05 | 1.4455e-05 | 4.798e-05 | 3.5029e-05 | 3.6787e-05 | 3.3873e-05 | 1.5022e-05 | 2.8457e-05 | 3.7555e-05 | 3.6421e-05 | 1.1267e-05 | 0.00011535 | 0.00032157
3175 | 2.7886e-05 | 0.00012915 | 0.00015121 | 5.076e-05 | 0.00015428 | 0.00011223 | 0.00013847 | 4.5091e-05 | 0.00016046 | 0.00013005 | 0.00013746 | 0.00013581 | 5.0607e-05 | 0.00011863 | 0.00012591 | 0.00011954 | 3.6933e-05 | 0.00012476 | 0.00028046
3176 | 5.4551e-05 | 0.00026162 | 0.00029736 | 0.00013529 | 0.00029871 | 0.00023209 | 0.0002871 | 0.00011516 | 0.00031488 | 0.00030117 | 0.00026565 | 0.00028363 | 8.9621e-05 | 0.00023951 | 0.00029482 | 0.00024656 | 6.7554e-05 | 0.00012748 | 0.00036293
3177 | 0.00012262 | 0.00037348 | 0.00041065 | 0.00027295 | 0.00045533 | 0.00037308 | 0.00042697 | 0.00022382 | 0.00044595 | 0.00041286 | 0.00039958 | 0.00041619 | 0.00017407 | 0.00035081 | 0.00045578 | 0.00034034 | 0.00013291 | 0.00016186 | 0.00041014
3178 | 0.0001727 | 0.00044039 | 0.0004445 | 0.00043777 | 0.00053243 | 0.00046683 | 0.00050791 | 0.00031107 | 0.00049292 | 0.00050053 | 0.00048524 | 0.00048032 | 0.00023347 | 0.00035382 | 0.00054041 | 0.00045596 | 0.00028124 | 0.00017123 | 0.00040287
3179 | 0.00012276 | 0.00049644 | 0.00049144 | 0.00041878 | 0.00056186 | 0.00051873 | 0.00054092 | 0.00040314 | 0.00054139 | 0.00056608 | 0.00054624 | 0.0005127 | 0.00027946 | 0.00034208 | 0.00058786 | 0.00051217 | 0.0003137 | 0.00015648 | 0.00036585
3180 | 0.00033921 | 0.00054424 | 0.00053389 | 0.00046851 | 0.00059771 | 0.00052212 | 0.00054034 | 0.00041663 | 0.00056862 | 0.00062984 | 0.00059139 | 0.0005014 | 0.00025529 | 0.00037544 | 0.00064876 | 0.00054902 | 0.0003507 | 0.00014302 | 0.00034583
3181 | 0.00046112 | 0.00054899 | 0.00041187 | 0.00052506 | 0.00055993 | 0.00047453 | 0.00053863 | 0.00041578 | 0.00057551 | 0.00060054 | 0.00057985 | 0.00047921 | 0.00016926 | 0.00041012 | 0.00061135 | 0.00054631 | 0.00044996 | 0.00011747 | 0.00039965
3182 | 0.00038064 | 0.00047685 | 0.00044977 | 0.00047958 | 0.00058978 | 0.00047915 | 0.00050763 | 0.00041737 | 0.00053648 | 0.00052029 | 0.00054812 | 0.00052443 | 0.00014973 | 0.00043279 | 0.00057444 | 0.00048825 | 0.00037852 | 0.00011254 | 0.00041577
3183 | 0.00023693 | 0.00039012 | 0.00036855 | 0.00027116 | 0.00049725 | 0.00039344 | 0.0004218 | 0.00029415 | 0.00043008 | 0.00044714 | 0.00049033 | 0.00043673 | 0.00013326 | 0.00036303 | 0.00046878 | 0.00041717 | 0.00030559 | 0.00013267 | 0.00048363
3184 | 0.00013496 | 0.00031183 | 0.00027728 | 0.00021481 | 0.0003393 | 0.00028067 | 0.00031829 | 0.00020517 | 0.00032439 | 0.00035151 | 0.00042811 | 0.00027937 | 9.9179e-05 | 0.00029498 | 0.00033974 | 0.00031164 | 0.00015506 | 0.00014806 | 0.00057002
3185 | 8.0336e-05 | 0.00022948 | 0.00020692 | 0.00015346 | 0.00017261 | 0.00017311 | 0.0001902 | 0.00014403 | 0.0001999 | 0.00017858 | 0.00029055 | 0.00020884 | 0.00010435 | 0.00023634 | 0.00021016 | 0.00022005 | 8.5236e-05 | 0.00014947 | 0.00061231
3186 | 4.0318e-05 | 0.00013428 | 0.00013646 | 9.0938e-05 | 6.6213e-05 | 0.00010799 | 9.4071e-05 | 7.8725e-05 | 0.000118 | 8.5112e-05 | 0.00014771 | 9.9935e-05 | 6.3914e-05 | 0.00017874 | 7.0724e-05 | 6.4842e-05 | 3.0636e-05 | 0.00015627 | 0.00055737
3187 | 1.6715e-05 | 0.00010212 | 8.3613e-05 | 3.7501e-05 | 2.027e-06 | 7.0011e-05 | 4.4696e-05 | 4.0234e-05 | 9.3586e-05 | 3.2724e-05 | 5.1746e-05 | 6.1011e-05 | 8.0234e-06 | 0.00014075 | 1.1271e-05 | 2.7506e-05 | 6.5491e-06 | 0.00015548 | 0.00059611
3188 | 8.6665e-06 | 7.9453e-05 | 5.6727e-05 | 1.221e-05 | 0 | 6.0811e-05 | 4.0049e-05 | 3.1421e-05 | 8.1635e-05 | 1.7248e-05 | 3.6672e-05 | 4.6815e-05 | 3.7634e-06 | 0.00011699 | 7.4556e-06 | 2.1157e-05 | 4.9002e-06 | 0.00013401 | 0.00070951
3189 | 2.9844e-07 | 3.1808e-05 | 2.2925e-05 | 1.5087e-06 | 0 | 3.8033e-05 | 2.8483e-05 | 1.9261e-05 | 5.255e-05 | 1.0955e-05 | 2.3185e-05 | 2.5535e-05 | 8.6767e-07 | 6.2429e-05 | 7.4683e-06 | 1.7573e-05 | 3.1867e-06 | 0.00012055 | 0.00067426
3190 | 2.6605e-07 | 1.2371e-05 | 6.2919e-06 | 0 | 0 | 1.1763e-05 | 1.2974e-05 | 8.1377e-06 | 2.0616e-05 | 6.1189e-06 | 5.2382e-06 | 1.1501e-05 | 3.579e-10 | 7.8535e-06 | 7.1149e-06 | 0 | 2.2039e-07 | 9.8712e-05 | 0.00063928
3191 | 2.2501e-08 | 4.4146e-06 | 1.4042e-06 | 0 | 0 | 1.5408e-06 | 2.6482e-06 | 2.2579e-06 | 5.407e-06 | 1.8361e-06 | 1.4828e-06 | 3.0822e-06 | 7.3369e-10 | 9.9439e-07 | 3.4977e-07 | 0 | 0 | 8.7364e-05 | 0.00059804
3192 | 0 | 5.9792e-07 | 4.7849e-07 | 0 | 0 | 1.0728e-07 | 1.8136e-07 | 5.2771e-07 | 1.0782e-06 | 0 | 1.1548e-09 | 3.5614e-07 | 8.9474e-10 | 1.3484e-07 | 0 | 0 | 0 | 7.9597e-05 | 0.00053412
3193 | 0 | 4.6513e-07 | 2.1197e-07 | 0 | 0 | 3.9263e-08 | 6.5759e-09 | 2.1494e-07 | 1.2289e-07 | 0 | 0 | 8.6433e-08 | 8.5895e-10 | 2.2336e-08 | 0 | 0 | 0 | 7.2925e-05 | 0.00052517
3194 | 0 | 5.0849e-07 | 8.3024e-09 | 0 | 0 | 0 | 0 | 2.1437e-07 | 1.1924e-07 | 0 | 0 | 3.401e-08 | 8.5895e-10 | 4.2391e-08 | 0 | 0 | 0 | 7.4485e-05 | 0.00045867
3195 | 0 | 5.0893e-07 | 0 | 0 | 0 | 0 | 0 | 9.0716e-08 | 3.7822e-08 | 0 | 0 | 2.6351e-08 | 8.4106e-10 | 3.9864e-08 | 0 | 0 | 0 | 6.1141e-05 | 0.000418
3196 | 0 | 4.244e-07 | 1.6797e-10 | 0 | 0 | 0 | 0 | 0 | 0 | 0 | 0 | 1.833e-08 | 8.2316e-10 | 3.989e-08 | 0 | 0 | 0 | 5.0031e-05 | 0.00038121
3197 | 2.0181e-06 | 2.2883e-06 | 1.6025e-06 | 1.7799e-06 | 1.0293e-06 | 3.0041e-06 | 2.383e-06 | 2.1335e-06 | 3.419e-06 | 1.1688e-06 | 1.4203e-06 | 1.3587e-06 | 9.1045e-07 | 1.0722e-06 | 1.8525e-06 | 2.0319e-06 | 3.4574e-06 | 4.1317e-05 | 0.0003575
3198 | 5.7339e-05 | 4.0455e-05 | 4.1657e-05 | 4.1101e-05 | 4.0334e-05 | 4.5587e-05 | 4.5342e-05 | 4.22e-05 | 4.882e-05 | 3.914e-05 | 3.3997e-05 | 4.0386e-05 | 4.1696e-05 | 3.5531e-05 | 4.0676e-05 | 4.3291e-05 | 5.8682e-05 | 3.4764e-05 | 0.00032349
3199 | 0.00018595 | 0.00014146 | 0.00015252 | 0.00014868 | 0.000167 | 0.00016091 | 0.00016318 | 0.00015212 | 0.00016016 | 0.00015634 | 0.00013893 | 0.00015968 | 0.00019791 | 0.00013917 | 0.00016177 | 0.00014166 | 0.00019562 | 2.1829e-05 | 0.00021193
3200 | 0.00032886 | 0.00027728 | 0.00028197 | 0.00027995 | 0.00032924 | 0.00030896 | 0.00031497 | 0.00029458 | 0.00031409 | 0.00031322 | 0.00028066 | 0.00030304 | 0.00040491 | 0.00026711 | 0.00032519 | 0.00027178 | 0.00034844 | 1.8641e-05 | 0.00015225
3201 | 0.00044252 | 0.00040213 | 0.00038561 | 0.00038901 | 0.00046633 | 0.00043173 | 0.00043894 | 0.00041675 | 0.00046179 | 0.00044652 | 0.00040542 | 0.00042128 | 0.00057859 | 0.00037446 | 0.00046227 | 0.00038926 | 0.00047164 | 3.6078e-05 | 0.00011591
3202 | 0.00051348 | 0.0004674 | 0.00044767 | 0.00046056 | 0.0005591 | 0.0004951 | 0.00050826 | 0.00048739 | 0.000519 | 0.0005352 | 0.00048213 | 0.00048522 | 0.00070168 | 0.00040751 | 0.00054567 | 0.0004895 | 0.00055239 | 3.6366e-05 | 9.3561e-05
3203 | 0.00056445 | 0.00052161 | 0.00050863 | 0.00051096 | 0.00061693 | 0.00055104 | 0.00056012 | 0.0005445 | 0.00057175 | 0.00059367 | 0.00053761 | 0.00054757 | 0.00075648 | 0.00045311 | 0.00059563 | 0.00056771 | 0.00060017 | 2.7722e-05 | 1.6139e-05
3204 | 0.00057506 | 0.00058413 | 0.00056334 | 0.00054748 | 0.00063691 | 0.00059573 | 0.00059166 | 0.00057905 | 0.00061918 | 0.00062639 | 0.00057601 | 0.00059173 | 0.00071048 | 0.00053548 | 0.00061093 | 0.00059083 | 0.00061352 | 2.0839e-05 | 1.8425e-05
3205 | 0.00055181 | 0.00060547 | 0.00057223 | 0.00054159 | 0.00062734 | 0.00059627 | 0.00059195 | 0.00057597 | 0.00062818 | 0.00062201 | 0.00058097 | 0.00059299 | 0.00076458 | 0.0005605 | 0.00059163 | 0.00059411 | 0.00059096 | 2.26e-05 | 1.4827e-05
3206 | 0.00051397 | 0.00057235 | 0.00053418 | 0.00050037 | 0.00057536 | 0.00055774 | 0.0005513 | 0.00052934 | 0.000589 | 0.00058201 | 0.0005485 | 0.00055674 | 0.00072301 | 0.0005431 | 0.00056754 | 0.00055954 | 0.00053517 | 2.6334e-05 | 1.9654e-05
3207 | 0.00042141 | 0.0004682 | 0.00045122 | 0.00041983 | 0.00049272 | 0.00046724 | 0.00045824 | 0.00043937 | 0.00049597 | 0.00048753 | 0.00048421 | 0.00046946 | 0.000608 | 0.00047284 | 0.00048706 | 0.00047375 | 0.00043505 | 2.9994e-05 | 5.039e-05
3208 | 0.00029734 | 0.00036347 | 0.00035736 | 0.00031545 | 0.00036676 | 0.00034187 | 0.00033959 | 0.00032269 | 0.00036508 | 0.0003673 | 0.00038807 | 0.00035195 | 0.00043185 | 0.00037482 | 0.00035802 | 0.00038723 | 0.00030361 | 3.7738e-05 | 2.9177e-05
3209 | 0.0001586 | 0.00024093 | 0.00023225 | 0.00018051 | 0.00020767 | 0.00019554 | 0.00019821 | 0.00018555 | 0.00021214 | 0.00021251 | 0.00026172 | 0.00021624 | 0.00022561 | 0.00027391 | 0.00019822 | 0.00024489 | 0.00015355 | 5.0584e-05 | 1.8643e-05
3210 | 5.4522e-05 | 0.00014167 | 0.00012028 | 7.3229e-05 | 5.8333e-05 | 0.00010268 | 8.4462e-05 | 8.2286e-05 | 0.00011476 | 8.3746e-05 | 0.00012743 | 0.00010158 | 6.5346e-05 | 0.00018027 | 5.8357e-05 | 0.00010585 | 3.981e-05 | 6.7685e-05 | 2.7026e-05
3211 | 1.9614e-05 | 0.0001008 | 7.8027e-05 | 4.0746e-05 | 1.77e-06 | 6.8637e-05 | 4.2272e-05 | 4.8907e-05 | 9.1712e-05 | 3.1247e-05 | 4.4202e-05 | 6.1689e-05 | 1.9995e-05 | 0.0001349 | 9.008e-06 | 4.5351e-05 | 7.1593e-06 | 8.3685e-05 | 5.932e-05
3212 | 1.6821e-05 | 7.887e-05 | 4.7987e-05 | 1.747e-05 | 0 | 6.2661e-05 | 3.9093e-05 | 3.6697e-05 | 8.2455e-05 | 1.9325e-05 | 3.6074e-05 | 4.8627e-05 | 1.4834e-05 | 0.00011712 | 7.4375e-06 | 2.2019e-05 | 5.8625e-06 | 9.3179e-05 | 6.2432e-05
3213 | 8.4928e-06 | 3.5151e-05 | 2.4487e-05 | 1.7657e-06 | 0 | 4.1193e-05 | 2.8374e-05 | 2.4709e-05 | 5.579e-05 | 1.0909e-05 | 2.346e-05 | 2.7722e-05 | 1.0344e-05 | 6.9191e-05 | 7.4556e-06 | 1.816e-05 | 5.1618e-06 | 0.00010072 | 5.1446e-05
3214 | 5.9541e-07 | 1.3076e-05 | 6.5065e-06 | 0 | 0 | 1.2207e-05 | 1.2315e-05 | 1.1659e-05 | 2.0028e-05 | 6.3922e-06 | 5.2105e-06 | 1.1428e-05 | 1.9774e-06 | 1.0972e-05 | 7.0442e-06 | 0 | 1.895e-06 | 0.00010382 | 2.1296e-05
3215 | 1.4811e-07 | 4.531e-06 | 1.4329e-06 | 0 | 0 | 1.5769e-06 | 2.5443e-06 | 2.5413e-06 | 5.3737e-06 | 2.0072e-06 | 1.8569e-06 | 3.1268e-06 | 5.7264e-10 | 1.0456e-06 | 3.7695e-07 | 0 | 0 | 0.00010756 | 1.3456e-05
3216 | 0 | 6.6309e-07 | 4.7847e-07 | 0 | 0 | 1.0496e-07 | 1.7814e-07 | 6.7397e-07 | 1.2276e-06 | 9.3403e-09 | 0 | 3.59e-07 | 5.3685e-10 | 1.5462e-07 | 0 | 0 | 0 | 0.00011705 | 1.2181e-05
3217 | 0 | 4.6557e-07 | 2.1555e-07 | 0 | 0 | 4.5156e-08 | 9.7764e-08 | 2.1494e-07 | 1.3573e-07 | 0 | 0 | 1.2863e-07 | 3.0869e-09 | 2.4371e-08 | 0 | 0 | 0 | 0.0001318 | 8.829e-06
3218 | 0 | 5.0849e-07 | 8.5423e-09 | 0 | 0 | 0 | 0 | 2.1494e-07 | 1.0852e-07 | 0 | 0 | 6.3764e-08 | 1.4316e-09 | 4.2417e-08 | 0 | 0 | 0 | 0.00012864 | 1.1813e-05
3219 | 0 | 5.0805e-07 | 5.039e-10 | 0 | 0 | 1.0227e-08 | 0 | 1.2076e-07 | 9.1078e-08 | 0 | 0 | 3.5697e-08 | 1.0558e-09 | 3.9864e-08 | 0 | 0 | 0 | 0.00011695 | 2.5234e-05
3220 | 0 | 4.2484e-07 | 1.9196e-10 | 0 | 0 | 0 | 0 | 2.889e-09 | 2.0219e-08 | 0 | 0 | 1.8753e-08 | 6.979e-10 | 3.9838e-08 | 0 | 0 | 0 | 0.00011371 | 2.2394e-05
3221 | 3.9659e-06 | 3.3871e-06 | 1.6022e-06 | 2.3741e-06 | 1.4638e-06 | 3.8099e-06 | 2.8657e-06 | 2.8801e-06 | 5.3195e-06 | 1.6278e-06 | 1.8513e-06 | 1.8045e-06 | 1.5569e-06 | 1.563e-06 | 2.4656e-06 | 2.1944e-06 | 4.0663e-06 | 0.00010877 | 4.0534e-05
3222 | 6.2706e-05 | 4.4357e-05 | 4.1016e-05 | 4.4229e-05 | 4.4914e-05 | 4.9556e-05 | 4.8272e-05 | 4.5171e-05 | 5.7705e-05 | 4.2769e-05 | 3.7434e-05 | 4.5265e-05 | 4.5951e-05 | 3.994e-05 | 4.5323e-05 | 4.6417e-05 | 6.1602e-05 | 0.00010175 | 1.1476e-05
3223 | 0.00019136 | 0.00014257 | 0.00014521 | 0.00015038 | 0.000165 | 0.00016155 | 0.00015981 | 0.00015475 | 0.00017446 | 0.000157 | 0.00013616 | 0.00015673 | 0.00020376 | 0.00014475 | 0.00015759 | 0.00014515 | 0.00020151 | 0.00010067 | 1.2249e-06
3224 | 0.00032946 | 0.00027377 | 0.00027976 | 0.00027644 | 0.00032016 | 0.00030417 | 0.00030442 | 0.0002939 | 0.00032842 | 0.00031336 | 0.00027478 | 0.00029758 | 0.00041156 | 0.00027501 | 0.0003183 | 0.00027459 | 0.00035022 | 9.1891e-05 | 6.1208e-08
3225 | 0.00044037 | 0.00039166 | 0.00038642 | 0.00038019 | 0.00045528 | 0.00042316 | 0.00043179 | 0.00041033 | 0.00045526 | 0.00044245 | 0.00038859 | 0.00041276 | 0.00057849 | 0.00038314 | 0.00044844 | 0.00039553 | 0.00046449 | 8.8906e-05 | 4.2989e-08
3226 | 0.00050659 | 0.00045536 | 0.00045716 | 0.00045071 | 0.00054735 | 0.00048636 | 0.00050919 | 0.00047934 | 0.00051521 | 0.00052554 | 0.00048442 | 0.00047774 | 0.00068853 | 0.00039797 | 0.00053507 | 0.0004857 | 0.00053863 | 8.5129e-05 | 2.3389e-07
3227 | 0.00054744 | 0.00049922 | 0.00052088 | 0.00049062 | 0.00059853 | 0.00053819 | 0.0005576 | 0.00052841 | 0.00057077 | 0.00058389 | 0.00053862 | 0.0005347 | 0.00074012 | 0.00044204 | 0.00059229 | 0.00056117 | 0.00058217 | 7.4114e-05 | 3.1883e-06
3228 | 0.00056946 | 0.00056336 | 0.00057984 | 0.00052292 | 0.00062045 | 0.00057738 | 0.0005921 | 0.00056294 | 0.00061791 | 0.00060838 | 0.00057618 | 0.00057469 | 0.00075386 | 0.0005082 | 0.00062113 | 0.00058921 | 0.00059279 | 6.9631e-05 | 4.0665e-06
3229 | 0.00056079 | 0.00058893 | 0.00058628 | 0.00051756 | 0.00061182 | 0.00058019 | 0.00059534 | 0.00056403 | 0.00062934 | 0.00059928 | 0.00057905 | 0.00057643 | 0.00073974 | 0.00052681 | 0.00061492 | 0.00060186 | 0.00056935 | 6.5387e-05 | 3.7094e-06
3230 | 0.0005105 | 0.00055761 | 0.00054697 | 0.00047412 | 0.00056303 | 0.00054319 | 0.0005548 | 0.00052065 | 0.00059026 | 0.00055833 | 0.00054331 | 0.00054524 | 0.00069056 | 0.00054116 | 0.00057592 | 0.00055045 | 0.00051634 | 6.2186e-05 | 7.3065e-06
3231 | 0.00042119 | 0.00047018 | 0.00046013 | 0.00039171 | 0.00047749 | 0.00045501 | 0.00046866 | 0.00043208 | 0.00049413 | 0.00046797 | 0.00048518 | 0.00046295 | 0.00059741 | 0.0004665 | 0.00048813 | 0.00046222 | 0.00041911 | 7.042e-05 | 7.9712e-06
3232 | 0.00029525 | 0.00036534 | 0.00035711 | 0.00029767 | 0.00035383 | 0.00033385 | 0.00034414 | 0.00031469 | 0.00036366 | 0.00035534 | 0.00042129 | 0.00035036 | 0.00043098 | 0.00036503 | 0.00035994 | 0.0003734 | 0.00029197 | 8.4065e-05 | 4.3831e-06
3233 | 0.00015926 | 0.00024243 | 0.0002319 | 0.00017317 | 0.00019839 | 0.0001928 | 0.00020201 | 0.0001811 | 0.00021276 | 0.00020701 | 0.00027938 | 0.00021697 | 0.00022889 | 0.0002726 | 0.00020082 | 0.00023602 | 0.00014914 | 7.9333e-05 | 2.5828e-06
3234 | 5.715e-05 | 0.00014304 | 0.0001224 | 7.5896e-05 | 5.8423e-05 | 0.00010349 | 8.4829e-05 | 8.4396e-05 | 0.0001149 | 8.6023e-05 | 0.00014773 | 0.00010424 | 6.796e-05 | 0.00018202 | 5.8615e-05 | 0.00010538 | 4.1242e-05 | 7.5267e-05 | 1.0893e-06
3235 | 2.0895e-05 | 0.00010205 | 7.9751e-05 | 3.9953e-05 | 2.5927e-06 | 6.8828e-05 | 4.2991e-05 | 4.9744e-05 | 9.2047e-05 | 3.2319e-05 | 5.422e-05 | 6.2759e-05 | 2.0303e-05 | 0.00013546 | 1.0216e-05 | 4.6852e-05 | 7.3603e-06 | 8.6129e-05 | 1.5532e-06
3236 | 1.7e-05 | 8.2741e-05 | 4.8689e-05 | 1.614e-05 | 0 | 6.2382e-05 | 4.0502e-05 | 3.6835e-05 | 8.3102e-05 | 1.8593e-05 | 3.8948e-05 | 4.9231e-05 | 1.6626e-05 | 0.00011707 | 7.4429e-06 | 2.1828e-05 | 5.9498e-06 | 0.00011654 | 3.9051e-07
3237 | 8.453e-06 | 3.6151e-05 | 2.6167e-05 | 2.0622e-06 | 0 | 3.9921e-05 | 2.825e-05 | 2.4699e-05 | 5.6014e-05 | 9.9191e-06 | 1.8322e-05 | 2.8805e-05 | 1.0872e-05 | 7.5133e-05 | 7.4556e-06 | 1.7344e-05 | 5.2553e-06 | 0.00012974 | 1.1604e-06
3238 | 5.7671e-07 | 1.3327e-05 | 6.8022e-06 | 0 | 0 | 1.1725e-05 | 1.1974e-05 | 1.0768e-05 | 2.0368e-05 | 7.3026e-06 | 5.2244e-06 | 1.2297e-05 | 2.8216e-06 | 1.1747e-05 | 7.0805e-06 | 0 | 2.6213e-06 | 0.0001336 | 4.2237e-06
3239 | 1.7556e-07 | 4.6204e-06 | 1.4655e-06 | 0 | 0 | 1.5638e-06 | 2.692e-06 | 2.5269e-06 | 5.3707e-06 | 1.9993e-06 | 1.4551e-06 | 3.398e-06 | 3.7995e-08 | 1.056e-06 | 3.6789e-07 | 0 | 4.007e-07 | 0.00013743 | 8.6803e-06
3240 | 0 | 7.0172e-07 | 4.7652e-07 | 0 | 0 | 1.1135e-07 | 2.238e-07 | 6.7907e-07 | 1.2928e-06 | 0 | 1.1548e-09 | 3.6242e-07 | 9.4843e-10 | 1.537e-07 | 0 | 0 | 8.014e-08 | 0.00015228 | 1.3847e-05
3241 | 0 | 4.6601e-07 | 2.1598e-07 | 0 | 0 | 3.4543e-08 | 1.0068e-07 | 2.1494e-07 | 1.8428e-07 | 0 | 0 | 8.6544e-08 | 3.6953e-09 | 2.5436e-08 | 0 | 0 | 0 | 0.00014755 | 1.1379e-05
3242 | 0 | 5.0893e-07 | 8.2784e-09 | 0 | 0 | 0 | 5.3341e-10 | 2.1494e-07 | 1.3946e-07 | 0 | 0 | 3.4089e-08 | 2.0132e-09 | 5.1571e-11 | 0 | 0 | 0 | 0.0001415 | 1.7355e-05
3243 | 0 | 5.0849e-07 | 0 | 0 | 0 | 0 | 0 | 1.2018e-07 | 9.4967e-08 | 0 | 0 | 2.6348e-08 | 9.6632e-10 | 0 | 0 | 0 | 0 | 0.00013476 | 1.7809e-05
3244 | 0 | 4.2265e-07 | 1.1998e-10 | 0 | 0 | 0 | 0 | 2.3112e-09 | 1.4375e-08 | 0 | 0 | 1.9133e-08 | 2.0042e-09 | 3.8678e-11 | 0 | 0 | 0 | 0.00011622 | 1.9732e-05
3245 | 3.6707e-06 | 2.8532e-06 | 2.149e-06 | 1.9866e-06 | 1.1901e-06 | 3.4578e-06 | 2.9224e-06 | 2.4746e-06 | 4.7214e-06 | 1.5658e-06 | 1.7075e-06 | 1.7746e-06 | 1.6084e-06 | 1.3429e-06 | 2.4194e-06 | 2.4111e-06 | 4.2082e-06 | 9.6994e-05 | 5.5907e-05
3246 | 5.9506e-05 | 4.2737e-05 | 4.4278e-05 | 4.1809e-05 | 4.2901e-05 | 4.76e-05 | 4.7891e-05 | 4.3419e-05 | 5.6149e-05 | 4.1595e-05 | 3.9411e-05 | 4.3362e-05 | 4.563e-05 | 3.8807e-05 | 4.6178e-05 | 4.6964e-05 | 5.9497e-05 | 8.1798e-05 | 2.741e-05
3247 | 0.00018115 | 0.00013805 | 0.00013727 | 0.00015095 | 0.00016442 | 0.00016371 | 0.00013253 | 0.00015423 | 0.00016553 | 0.0001609 | 0.00011971 | 0.00015912 | 0.00021503 | 0.00015112 | 0.00014509 | 0.0001418 | 0.00019048 | 6.4174e-05 | 4.0763e-05
3248 | 0.00031711 | 0.00026318 | 0.00025183 | 0.00028075 | 0.0003192 | 0.00031061 | 0.00021132 | 0.00029588 | 0.00029741 | 0.00031859 | 0.00015343 | 0.00029595 | 0.00042898 | 0.00028313 | 0.00025328 | 0.00026707 | 0.00033676 | 3.715e-05 | 3.8626e-05
3249 | 0.0004305 | 0.00037978 | 0.00030702 | 0.00038411 | 0.00044646 | 0.00043272 | 0.00028021 | 0.00041542 | 0.00039197 | 0.00044125 | 0.00016861 | 0.00041084 | 0.0006007 | 0.00038984 | 0.00032458 | 0.00038202 | 0.00045085 | 4.6657e-05 | 4.2916e-05
3250 | 0.00050809 | 0.00044417 | 0.00020311 | 0.00045532 | 0.00053731 | 0.00049649 | 0.00026996 | 0.00048632 | 0.00038872 | 0.00051544 | 8.6025e-05 | 0.00047057 | 0.00069507 | 0.00040607 | 0.00032446 | 0.00046786 | 0.00052427 | 6.0237e-05 | 1.7938e-05
3251 | 0.00056343 | 0.00048852 | 0.00018048 | 0.00049952 | 0.00059237 | 0.00054863 | 0.00021925 | 0.0005426 | 0.00034742 | 0.00057693 | 5.932e-05 | 0.00048269 | 0.00068659 | 0.00040562 | 0.00010599 | 0.00054764 | 0.00056917 | 7.0627e-05 | 2.9427e-05
3252 | 0.00057903 | 0.00052489 | 0.00011809 | 0.00053036 | 0.00061269 | 0.00058461 | 0.00018328 | 0.00057942 | 0.00031485 | 0.00059305 | 2.8545e-05 | 0.00036951 | 0.00063773 | 0.00034444 | 6.6211e-05 | 0.0005175 | 0.00057133 | 0.00011068 | 6.8731e-05
3253 | 0.00057235 | 0.00047464 | 7.6679e-05 | 0.00052239 | 0.00043006 | 0.00057838 | 9.4351e-05 | 0.00057848 | 0.00023158 | 0.00050475 | 2.9778e-05 | 0.00024903 | 0.0006192 | 0.00031926 | 2.2416e-05 | 0.00030364 | 0.00049736 | 0.00014546 | 7.9004e-05
3254 | 0.00052461 | 0.00035147 | 4.7294e-05 | 0.00047982 | 0.00023817 | 0.00051791 | 5.0148e-05 | 0.00053569 | 0.00013923 | 0.00030426 | 4.0449e-05 | 0.00014441 | 0.00057328 | 0.00022232 | 1.7536e-05 | 0.00010176 | 0.00048648 | 0.00019749 | 0.00012907
3255 | 0.00043247 | 0.0001275 | 3.8782e-05 | 0.00039916 | 4.9497e-05 | 0.00039007 | 2.7876e-05 | 0.00043455 | 6.1196e-05 | 0.0001126 | 4.6745e-05 | 4.4185e-05 | 0.00035237 | 0.00011713 | 3.7567e-05 | 2.8069e-05 | 0.00042783 | 0.00023052 | 0.00052368
3256 | 0.00030422 | 9.1891e-05 | 8.7615e-05 | 0.00024992 | 6.2721e-06 | 0.00020948 | 3.6321e-05 | 0.00026485 | 5.092e-05 | 2.8426e-05 | 6.7877e-05 | 4.8999e-05 | 0.00018139 | 0.00014482 | 2.1966e-05 | 5.234e-05 | 0.00029804 | 0.00025603 | 0.00068264
3257 | 0.00016059 | 9.4877e-05 | 0.00010751 | 6.2919e-05 | 4.3574e-06 | 8.0536e-05 | 3.1407e-05 | 0.00011424 | 5.6754e-05 | 4.632e-05 | 2.1927e-05 | 9.015e-05 | 7.0146e-05 | 0.0002055 | 1.1531e-05 | 4.9757e-05 | 0.00015092 | 0.00027599 | 0.00070949
3258 | 4.6026e-05 | 9.8524e-05 | 4.7661e-05 | 4.3535e-05 | 1.1006e-06 | 6.6659e-05 | 2.7585e-05 | 5.2577e-05 | 6.8706e-05 | 6.7764e-05 | 2.2548e-05 | 7.2697e-05 | 6.5334e-05 | 0.00016294 | 8.3202e-06 | 4.7382e-05 | 3.2139e-05 | 0.0003148 | 0.0007599
3259 | 1.9992e-05 | 8.442e-05 | 2.3001e-05 | 2.9397e-05 | 0 | 6.5763e-05 | 2.059e-05 | 4.4692e-05 | 6.4299e-05 | 2.3913e-05 | 8.6581e-07 | 5.0876e-05 | 1.9824e-05 | 0.00012183 | 5.7371e-06 | 4.0454e-05 | 5.1143e-06 | 0.0003084 | 0.00076569
3260 | 1.8023e-05 | 4.7681e-05 | 1.2868e-05 | 1.0478e-05 | 0 | 5.7227e-05 | 1.4079e-05 | 3.3175e-05 | 3.5677e-05 | 1.1697e-05 | 1.1548e-09 | 3.19e-05 | 1.5094e-05 | 7.7765e-05 | 6.216e-07 | 1.9474e-05 | 4.8847e-06 | 0.00030628 | 0.00068508
3261 | 9.5739e-06 | 1.88e-05 | 4.1051e-06 | 9.2976e-07 | 0 | 3.5698e-05 | 8.0866e-06 | 2.2317e-05 | 1.5962e-05 | 7.1556e-06 | 0 | 1.9591e-05 | 1.0326e-05 | 1.631e-05 | 0 | 9.0755e-06 | 4.5385e-06 | 0.00029698 | 0.00063572
3262 | 7.3303e-07 | 8.1075e-06 | 1.3821e-06 | 0 | 0 | 1.0809e-05 | 2.0702e-06 | 1.0222e-05 | 6.4584e-06 | 4.1043e-06 | 0 | 8.2336e-06 | 2.9172e-06 | 3.7922e-06 | 0 | 0 | 1.8978e-06 | 0.00031153 | 0.00063005
3263 | 1.4836e-07 | 3.6617e-06 | 4.4984e-07 | 0 | 0 | 1.6112e-06 | 7.256e-07 | 2.4504e-06 | 1.6612e-06 | 2.2957e-07 | 0 | 1.9908e-06 | 4.2368e-08 | 9.5989e-07 | 0 | 0 | 0 | 0.00030342 | 0.00065243
3264 | 0 | 6.7255e-07 | 4.0926e-07 | 0 | 0 | 1.0193e-07 | 0 | 6.7518e-07 | 4.7177e-07 | 1.9172e-08 | 0 | 2.8829e-07 | 8.7685e-10 | 1.3363e-07 | 0 | 0 | 0 | 0.00028764 | 0.00066893
3265 | 0 | 4.6469e-07 | 2.1586e-07 | 0 | 0 | 3.4202e-08 | 0 | 2.1494e-07 | 2.2622e-08 | 1.8681e-08 | 0 | 8.3917e-08 | 3.9369e-09 | 2.4419e-08 | 0 | 0 | 0 | 0.00030864 | 0.00066487
3266 | 0 | 5.0893e-07 | 8.2784e-09 | 0 | 0 | 9.5451e-09 | 0 | 2.1437e-07 | 1.4375e-08 | 2.8021e-08 | 0 | 3.4111e-08 | 1.7537e-09 | 3.1329e-09 | 0 | 0 | 0 | 0.00031783 | 0.00069709
3267 | 0 | 5.0805e-07 | 1.1998e-10 | 0 | 0 | 0 | 0 | 1.2076e-07 | 0 | 1.7697e-08 | 0 | 1.5778e-08 | 8.7685e-10 | 1.9339e-11 | 0 | 0 | 0 | 0.00032845 | 0.00072782
3268 | 0 | 4.244e-07 | 2.3995e-11 | 0 | 0 | 0 | 0 | 2.3112e-09 | 1.4139e-08 | 1.7206e-08 | 0 | 6.4604e-10 | 1.36e-09 | 0 | 0 | 0 | 0 | 0.00034709 | 0.00071408
3269 | 2.1461e-06 | 3.5662e-07 | 1.6488e-06 | 4.7378e-07 | 3.7757e-07 | 8.2864e-07 | 1.3055e-06 | 2.6358e-06 | 1.021e-06 | 6.9392e-07 | 1.1937e-06 | 1.2777e-06 | 1.7304e-06 | 1.1255e-06 | 9.4369e-07 | 1.0723e-06 | 1.5663e-06 | 0.00033209 | 0.00070397
3270 | 4.5185e-05 | 2.6351e-05 | 4.3047e-05 | 2.0848e-05 | 3.038e-05 | 2.5255e-05 | 3.8918e-05 | 4.2948e-05 | 2.5964e-05 | 3.8969e-05 | 3.3068e-05 | 3.9737e-05 | 4.5831e-05 | 3.6349e-05 | 4.043e-05 | 3.6794e-05 | 4.9787e-05 | 0.00031324 | 0.00064658
3271 | 0.00010318 | 0.0001188 | 0.00015309 | 0.00013907 | 0.00017697 | 9.9987e-05 | 0.00014481 | 0.00012056 | 0.00010017 | 0.00016114 | 0.00014853 | 0.00016535 | 0.00020662 | 0.00014707 | 0.00017267 | 0.00015242 | 0.00012021 | 0.00029154 | 0.00052415
3272 | 0.00022172 | 0.00026314 | 0.00027425 | 0.00025546 | 0.0003513 | 0.00022897 | 0.00029897 | 0.00026946 | 0.00018147 | 0.00032365 | 0.00029746 | 0.0003039 | 0.00042054 | 0.00028142 | 0.00034784 | 0.00029556 | 0.00019048 | 0.00027447 | 0.00049227
3273 | 0.00040947 | 0.00038662 | 0.00036831 | 0.00040119 | 0.00049303 | 0.00033699 | 0.00044389 | 0.0004325 | 0.00021382 | 0.00045926 | 0.00041998 | 0.00039594 | 0.00060152 | 0.00039342 | 0.0004873 | 0.0004265 | 0.00021462 | 0.00030084 | 0.00033056
3274 | 0.00049621 | 0.00047058 | 0.0004671 | 0.00048222 | 0.00058573 | 0.00041166 | 0.00052566 | 0.00050984 | 0.0002984 | 0.00055749 | 0.00051081 | 0.00049199 | 0.00072439 | 0.00041449 | 0.00057518 | 0.00052713 | 0.00031472 | 0.0003095 | 0.00014806
3275 | 0.00058535 | 0.00054255 | 0.00053266 | 0.00052523 | 0.00062312 | 0.00051073 | 0.00058843 | 0.00056003 | 0.00046924 | 0.00062583 | 0.00057367 | 0.00056118 | 0.00078878 | 0.00046377 | 0.00064422 | 0.00061722 | 0.00051553 | 0.00029584 | 4.087e-05
3276 | 0.00059421 | 0.00060797 | 0.00059552 | 0.00054075 | 0.00062142 | 0.00058076 | 0.00061786 | 0.00059543 | 0.00055578 | 0.0006559 | 0.00061629 | 0.0005992 | 0.00079585 | 0.00053559 | 0.00066448 | 0.00065328 | 0.00062493 | 0.00027673 | 3.3225e-05
3277 | 0.00057314 | 0.0006345 | 0.00059501 | 0.00055035 | 0.00061795 | 0.0005987 | 0.00061781 | 0.00059628 | 0.00058953 | 0.0006421 | 0.00060466 | 0.00060002 | 0.00078767 | 0.00054117 | 0.00064622 | 0.00063589 | 0.00059971 | 0.00026641 | 3.5388e-05
3278 | 0.00052532 | 0.00060092 | 0.00055311 | 0.00049642 | 0.0005767 | 0.00056755 | 0.00058172 | 0.00055434 | 0.00058251 | 0.00059824 | 0.00057046 | 0.0005626 | 0.00074473 | 0.00053896 | 0.00059859 | 0.00055464 | 0.00053083 | 0.00028752 | 9.8448e-05
3279 | 0.0004276 | 0.00049983 | 0.00046174 | 0.00041482 | 0.0004859 | 0.00047454 | 0.00048832 | 0.00045945 | 0.00048657 | 0.00049818 | 0.0005124 | 0.00046935 | 0.00061677 | 0.00047706 | 0.00051161 | 0.00048758 | 0.00043571 | 0.00028085 | 0.00027571
3280 | 0.00030108 | 0.00038715 | 0.00035403 | 0.00031972 | 0.00035692 | 0.00034783 | 0.000365 | 0.00033433 | 0.00035699 | 0.00036988 | 0.00043377 | 0.00034609 | 0.00043424 | 0.0003672 | 0.00037803 | 0.00038744 | 0.00030798 | 0.00026392 | 0.00043246
3281 | 0.00016355 | 0.00025382 | 0.00022511 | 0.0001841 | 0.00019734 | 0.00020003 | 0.00021145 | 0.00018991 | 0.00020666 | 0.00020959 | 0.00028609 | 0.00020969 | 0.00022791 | 0.00027248 | 0.00021103 | 0.00024041 | 0.00015774 | 0.00022091 | 0.00043718
3282 | 5.6403e-05 | 0.00014485 | 0.00012453 | 7.6873e-05 | 5.7833e-05 | 0.00010412 | 8.7434e-05 | 8.5873e-05 | 0.0001166 | 8.891e-05 | 0.00014585 | 0.00010639 | 7.0741e-05 | 0.00018345 | 6.3361e-05 | 0.00010588 | 4.0802e-05 | 0.00016039 | 0.00032941
3283 | 1.739e-05 | 0.00010227 | 7.9722e-05 | 3.9996e-05 | 2.9715e-06 | 6.8597e-05 | 4.0479e-05 | 5.0215e-05 | 8.9417e-05 | 3.1785e-05 | 5.4812e-05 | 6.3097e-05 | 2.034e-05 | 0.00013605 | 1.0955e-05 | 4.7151e-05 | 7.0951e-06 | 0.00014645 | 0.00029241
3284 | 1.4653e-05 | 8.4357e-05 | 4.6784e-05 | 1.7591e-05 | 0 | 6.213e-05 | 3.9207e-05 | 3.6268e-05 | 7.4972e-05 | 1.8707e-05 | 3.944e-05 | 4.8685e-05 | 1.6649e-05 | 0.00011724 | 7.4502e-06 | 1.0127e-05 | 4.8902e-06 | 0.00013237 | 0.00023708
3285 | 8.2736e-06 | 3.7896e-05 | 2.2932e-05 | 1.7132e-06 | 0 | 4.061e-05 | 2.6446e-05 | 2.4069e-05 | 4.8889e-05 | 1.0627e-05 | 2.6541e-05 | 2.9001e-05 | 1.098e-05 | 7.4947e-05 | 7.4447e-06 | 0 | 4.5307e-06 | 0.00014328 | 0.00017755
3286 | 7.8619e-07 | 1.3481e-05 | 6.6145e-06 | 0 | 0 | 1.1996e-05 | 1.0124e-05 | 1.0857e-05 | 1.8334e-05 | 5.5926e-06 | 5.2382e-06 | 1.2868e-05 | 2.7692e-06 | 1.1119e-05 | 7.066e-06 | 0 | 1.8866e-06 | 0.00016007 | 0.00019006
3287 | 1.1992e-07 | 4.5924e-06 | 1.4678e-06 | 0 | 0 | 1.5151e-06 | 2.5383e-06 | 2.5245e-06 | 5.2896e-06 | 1.9693e-06 | 2.8547e-06 | 4.202e-06 | 4.0751e-08 | 1.0626e-06 | 3.9688e-07 | 0 | 0 | 0.00018617 | 0.00016609
3288 | 0 | 6.8762e-07 | 4.7492e-07 | 0 | 0 | 9.9497e-08 | 2.1791e-07 | 6.8091e-07 | 1.0891e-06 | 1.3273e-08 | 0 | 4.4759e-07 | 4.4737e-10 | 1.5386e-07 | 0 | 0 | 0 | 0.00019604 | 0.00012429
3289 | 0 | 4.6513e-07 | 2.1145e-07 | 0 | 0 | 4.1626e-08 | 1.0451e-07 | 2.1494e-07 | 1.3067e-07 | 1.9172e-08 | 0 | 7.0346e-08 | 5.5743e-09 | 2.4429e-08 | 0 | 0 | 0 | 0.00022873 | 0.00020148
3290 | 0 | 5.0849e-07 | 7.7985e-09 | 0 | 0 | 2.0454e-09 | 0 | 2.1437e-07 | 1.2218e-07 | 1.8189e-08 | 1.1548e-09 | 1.1772e-08 | 1.2258e-09 | 6.4463e-11 | 0 | 0 | 0 | 0.00024139 | 0.0003059
3291 | 0 | 5.0805e-07 | 0 | 0 | 0 | 0 | 0 | 1.2076e-07 | 4.0414e-08 | 2.7038e-08 | 0 | 4.4864e-09 | 4.6527e-10 | 1.9339e-11 | 0 | 0 | 0 | 0.00027139 | 0.00032587
3292 | 0 | 4.2396e-07 | 1.6797e-10 | 0 | 0 | 0 | 0 | 1.1556e-09 | 1.6967e-08 | 1.7697e-08 | 0 | 8.2549e-10 | 1.2079e-09 | 7.7356e-11 | 0 | 0 | 0 | 0.00028705 | 0.00034904
3293 | 5.3284e-06 | 3.1089e-06 | 3.4018e-06 | 3.5781e-06 | 1.4953e-06 | 5.2395e-06 | 4.0338e-06 | 4.2104e-06 | 5.8385e-06 | 6.2618e-07 | 2.1432e-06 | 1.7132e-06 | 1.5449e-06 | 1.0159e-06 | 3.1242e-06 | 2.4983e-06 | 6.2744e-06 | 0.00029082 | 0.00029794
3294 | 6.0773e-05 | 4.4455e-05 | 5.3175e-05 | 5.4133e-05 | 5.134e-05 | 5.5263e-05 | 5.0391e-05 | 5.2272e-05 | 5.6663e-05 | 3.9404e-05 | 4.5865e-05 | 4.0438e-05 | 4.8704e-05 | 4.4778e-05 | 5.2029e-05 | 5.4871e-05 | 5.9651e-05 | 0.00030452 | 0.0002496
3295 | 0.00015068 | 0.00012923 | 0.00011167 | 0.00013274 | 0.00015832 | 0.00013512 | 0.00014522 | 0.00013783 | 0.00014907 | 0.00015951 | 0.00012942 | 0.00012877 | 0.00021394 | 0.00012706 | 0.00015048 | 0.00014784 | 0.00012252 | 0.00026962 | 0.00022651
3296 | 0.00031123 | 0.00022612 | 0.0002306 | 0.00024247 | 0.00023286 | 0.00020956 | 0.00025946 | 0.00025396 | 0.00027517 | 0.00030196 | 0.000208 | 0.00027234 | 0.00042364 | 0.00023763 | 0.00028922 | 0.00022582 | 0.00022972 | 0.00023175 | 0.00023388
3297 | 0.00041214 | 0.00029637 | 0.00037369 | 0.00038954 | 0.00038259 | 0.00031373 | 0.00038909 | 0.00035831 | 0.00039902 | 0.00042255 | 0.00034339 | 0.00038075 | 0.00059 | 0.00033959 | 0.00032645 | 0.00033566 | 0.00040318 | 0.00023747 | 0.00013483
3298 | 0.0004932 | 0.00040105 | 0.00041142 | 0.00044043 | 0.00052987 | 0.00042342 | 0.0004705 | 0.00046234 | 0.00044515 | 0.00048258 | 0.00045859 | 0.0004241 | 0.00063712 | 0.00033482 | 0.00049162 | 0.00042727 | 0.00051362 | 0.00023016 | 1.4572e-05
3299 | 0.0005582 | 0.00045295 | 0.00048342 | 0.00048929 | 0.00053206 | 0.00049163 | 0.0005117 | 0.00053007 | 0.00049272 | 0.00048145 | 0.00051043 | 0.00038652 | 0.00063711 | 0.000383 | 0.00054083 | 0.00045851 | 0.00056377 | 0.00020949 | 2.9505e-05
3300 | 0.00057198 | 0.00049037 | 0.00054334 | 0.00052745 | 0.00056267 | 0.00054751 | 0.00054601 | 0.00055296 | 0.00053491 | 0.00033339 | 0.00053722 | 0.00046169 | 0.00064512 | 0.00043243 | 0.00056082 | 0.00052255 | 0.00059148 | 0.00018934 | 3.9974e-05
3301 | 0.00055369 | 0.000519 | 0.0005571 | 0.00051394 | 0.00056896 | 0.00056887 | 0.00054207 | 0.00052024 | 0.0005684 | 0.00048493 | 0.00051713 | 0.00052939 | 0.00068343 | 0.00046 | 0.0005445 | 0.00058334 | 0.00055394 | 0.00017552 | 3.3779e-05
3302 | 0.00049718 | 0.00048901 | 0.00052035 | 0.0004462 | 0.00049869 | 0.00052633 | 0.0004983 | 0.00046553 | 0.00053146 | 0.00050998 | 0.00044233 | 0.00051856 | 0.00069104 | 0.00045297 | 0.00044905 | 0.00055957 | 0.00045451 | 0.00017752 | 3.9491e-05
3303 | 0.00042396 | 0.00041024 | 0.00044434 | 0.00031563 | 0.00046442 | 0.00043767 | 0.00041616 | 0.00038561 | 0.00042683 | 0.00046656 | 0.00032664 | 0.00045561 | 0.0005771 | 0.00041157 | 0.00028365 | 0.00046515 | 0.00037362 | 0.00019311 | 0.00023412
3304 | 0.00029292 | 0.00032161 | 0.00033867 | 0.00029393 | 0.00033995 | 0.00032947 | 0.0002894 | 0.00029297 | 0.00030395 | 0.00035657 | 0.00037504 | 0.00034331 | 0.00042188 | 0.00034111 | 0.00030622 | 0.00035711 | 0.00028221 | 0.00019504 | 0.00022683
3305 | 0.00016732 | 0.00022993 | 0.00021861 | 0.00017884 | 0.00018438 | 0.00019001 | 0.00018386 | 0.00017702 | 0.00020025 | 0.00020169 | 0.00026053 | 0.00020927 | 0.00022651 | 0.00026028 | 0.00018039 | 0.00022405 | 0.00014177 | 0.00020783 | 0.00022986
3306 | 6.1566e-05 | 0.00013628 | 0.0001235 | 7.6759e-05 | 4.6348e-05 | 0.00010278 | 9.3549e-05 | 8.4557e-05 | 0.00012036 | 8.4365e-05 | 0.00014202 | 0.00010361 | 6.9798e-05 | 0.00018018 | 6.3571e-05 | 0.000105 | 4.4135e-05 | 0.0002126 | 0.0002533
3307 | 2.1281e-05 | 0.00010285 | 7.6372e-05 | 3.9406e-05 | 2.3758e-06 | 6.7906e-05 | 4.0249e-05 | 4.7246e-05 | 9.2862e-05 | 3.1152e-05 | 5.2785e-05 | 6.2097e-05 | 2.1609e-05 | 0.00013567 | 1.2951e-05 | 4.6654e-05 | 7.5944e-06 | 0.00023629 | 0.00024991
3308 | 1.7906e-05 | 7.507e-05 | 4.5743e-05 | 1.5887e-05 | 0 | 6.2346e-05 | 3.8017e-05 | 3.512e-05 | 8.1421e-05 | 1.7276e-05 | 3.7843e-05 | 4.8864e-05 | 1.6587e-05 | 0.00011546 | 7.4411e-06 | 2.1835e-05 | 5.361e-06 | 0.00023377 | 0.00027301
3309 | 8.3072e-06 | 3.3116e-05 | 2.2722e-05 | 1.6693e-06 | 0 | 4.0713e-05 | 2.614e-05 | 2.3616e-05 | 5.1765e-05 | 1.1589e-05 | 1.8316e-05 | 2.8245e-05 | 1.0931e-05 | 6.5961e-05 | 7.4411e-06 | 1.5675e-05 | 4.5441e-06 | 0.00023674 | 0.00025934
3310 | 6.7784e-07 | 1.2516e-05 | 6.7e-06 | 0 | 0 | 1.2352e-05 | 1.2935e-05 | 1.0488e-05 | 1.9868e-05 | 6.0161e-06 | 3.3259e-07 | 1.2288e-05 | 3.0003e-06 | 1.1113e-05 | 7.1004e-06 | 0 | 1.8716e-06 | 0.00024829 | 0.00027642
3311 | 9.1487e-08 | 4.5596e-06 | 1.4844e-06 | 0 | 0 | 1.5598e-06 | 2.7402e-06 | 2.5716e-06 | 4.8949e-06 | 1.1115e-06 | 0 | 3.6121e-06 | 4.2458e-08 | 1.0349e-06 | 3.9688e-07 | 0 | 0 | 0.00023506 | 0.0002388
3312 | 0 | 6.9734e-07 | 4.7367e-07 | 0 | 0 | 9.9118e-08 | 2.2506e-07 | 6.6665e-07 | 1.0586e-06 | 1.8681e-08 | 1.1548e-09 | 3.1279e-07 | 8.4106e-10 | 1.9874e-07 | 0 | 0 | 0 | 0.00023936 | 0.00019794
3313 | 0 | 4.6513e-07 | 2.132e-07 | 0 | 0 | 4.5232e-08 | 1.0691e-07 | 2.1437e-07 | 1.0934e-07 | 2.7529e-08 | 0 | 5.3912e-08 | 3.91e-09 | 2.5756e-08 | 0 | 0 | 0 | 0.00024186 | 0.00018098
3314 | 0 | 5.0849e-07 | 7.6785e-09 | 0 | 0 | 0 | 0 | 2.1494e-07 | 1.461e-08 | 1.7206e-08 | 0 | 2.6287e-08 | 1.8342e-09 | 3.8678e-11 | 0 | 0 | 0 | 0.0002511 | 0.00020806
3315 | 0 | 5.0893e-07 | 1.4397e-10 | 0 | 0 | 0 | 0 | 1.2134e-07 | 0 | 1.7206e-08 | 0 | 2.6297e-08 | 1.2169e-09 | 3.8678e-11 | 0 | 0 | 0 | 0.00024814 | 0.00024302
3316 | 0 | 4.2177e-07 | 2.3995e-11 | 0 | 0 | 0 | 0 | 2.889e-09 | 1.6967e-08 | 2.6546e-08 | 0 | 1.7752e-08 | 8.7685e-10 | 0 | 0 | 0 | 0 | 0.00023562 | 0.00016626
3317 | 4.9753e-06 | 4.2321e-06 | 2.7127e-06 | 2.8657e-06 | 2.1062e-06 | 4.4454e-06 | 3.1776e-06 | 3.3946e-06 | 5.4835e-06 | 1.6926e-06 | 2.5422e-06 | 2.1497e-06 | 1.9529e-06 | 1.6809e-06 | 1.7119e-06 | 3.0851e-06 | 5.244e-06 | 0.00022491 | 0.0001853
3318 | 6.3394e-05 | 4.7433e-05 | 4.6233e-05 | 4.4737e-05 | 4.6389e-05 | 5.1281e-05 | 4.4474e-05 | 4.7287e-05 | 5.6851e-05 | 4.4071e-05 | 4.0347e-05 | 4.6122e-05 | 5.2255e-05 | 4.1899e-05 | 3.7442e-05 | 4.9616e-05 | 6.2647e-05 | 0.00022214 | 0.00012284
3319 | 0.00018331 | 0.000143 | 0.00014796 | 0.0001486 | 0.000155 | 0.00015964 | 0.00014347 | 0.00015271 | 0.00016375 | 0.00015514 | 0.00013575 | 0.00015284 | 0.00020044 | 0.00014497 | 0.00013837 | 0.00014307 | 0.00019179 | 0.00020116 | 6.6945e-05
3320 | 0.00031803 | 0.00027051 | 0.00028019 | 0.00027332 | 0.00029995 | 0.00029866 | 0.00026347 | 0.00028758 | 0.00031573 | 0.00030243 | 0.00026669 | 0.00028923 | 0.00038253 | 0.00027667 | 0.0003088 | 0.00026844 | 0.00033352 | 0.00016926 | 7.9836e-05
3321 | 0.00042885 | 0.00038427 | 0.00038956 | 0.00037664 | 0.00042718 | 0.00041698 | 0.00036374 | 0.00040357 | 0.00043696 | 0.00043164 | 0.00035612 | 0.00040281 | 0.00055355 | 0.00038796 | 0.00040724 | 0.00038568 | 0.00044526 | 0.0001708 | 7.7964e-05
3322 | 0.0005016 | 0.00044959 | 0.00042978 | 0.00044547 | 0.00051488 | 0.00048162 | 0.00042805 | 0.00047482 | 0.00050042 | 0.00052282 | 0.00043921 | 0.00045891 | 0.00068122 | 0.00037618 | 0.00044079 | 0.00047293 | 0.00051818 | 0.00015257 | 6.6513e-05
3323 | 0.00054979 | 0.00050156 | 0.00048352 | 0.00048552 | 0.0005653 | 0.00053063 | 0.0004928 | 0.00052637 | 0.00055194 | 0.00058581 | 0.00048607 | 0.00051453 | 0.00072507 | 0.0004014 | 0.00049093 | 0.00054698 | 0.00056364 | 0.00011735 | 2.515e-05
3324 | 0.00056472 | 0.00056365 | 0.00050925 | 0.00051714 | 0.00058422 | 0.00057183 | 0.00053694 | 0.00056104 | 0.00059725 | 0.00060148 | 0.00053854 | 0.00054996 | 0.0007056 | 0.00045382 | 0.00054979 | 0.0005729 | 0.00057534 | 8.5713e-05 | 8.8672e-06
3325 | 0.00055513 | 0.00058858 | 0.00054109 | 0.0005125 | 0.00056995 | 0.00057335 | 0.00053838 | 0.00056465 | 0.00060786 | 0.00059357 | 0.00054293 | 0.00057297 | 0.00071948 | 0.00049945 | 0.00055098 | 0.0005815 | 0.00055614 | 8.3709e-05 | 1.1594e-05
3326 | 0.00050583 | 0.00055794 | 0.00052289 | 0.00047447 | 0.0005325 | 0.00053566 | 0.00051367 | 0.00052352 | 0.00057235 | 0.00054964 | 0.000513 | 0.00054144 | 0.0006779 | 0.000507 | 0.00051871 | 0.00053569 | 0.0005052 | 9.2467e-05 | 1.808e-05
3327 | 0.00041497 | 0.00046704 | 0.00044031 | 0.00039886 | 0.00045138 | 0.00044876 | 0.00043249 | 0.00043746 | 0.00047879 | 0.00046362 | 0.00046701 | 0.00045657 | 0.00060321 | 0.00045025 | 0.00045136 | 0.00045112 | 0.00041398 | 0.00010922 | 3.5419e-05
3328 | 0.00029423 | 0.00036313 | 0.00032961 | 0.00030436 | 0.00033272 | 0.00033015 | 0.00032214 | 0.00032188 | 0.00035685 | 0.00035008 | 0.00040035 | 0.00034133 | 0.0004379 | 0.00034638 | 0.00033952 | 0.00036179 | 0.00029215 | 0.00012606 | 3.1517e-05
3329 | 0.00016254 | 0.00024154 | 0.00022302 | 0.0001792 | 0.00018504 | 0.00019276 | 0.00019632 | 0.000187 | 0.00021356 | 0.00019853 | 0.00025232 | 0.00021062 | 0.00023511 | 0.00026937 | 0.0001866 | 0.00023358 | 0.00015229 | 0.00013654 | 3.1361e-05
3330 | 5.9254e-05 | 0.00014359 | 0.00012363 | 7.8063e-05 | 5.5747e-05 | 0.00010447 | 8.97e-05 | 8.6533e-05 | 0.00011948 | 7.9464e-05 | 0.00012878 | 0.0001041 | 6.9458e-05 | 0.00018327 | 6.1536e-05 | 0.0001091 | 4.2372e-05 | 0.00014233 | 4.8144e-05
3331 | 2.1411e-05 | 0.00010331 | 8.1756e-05 | 4.0258e-05 | 3.4364e-06 | 6.8029e-05 | 4.4958e-05 | 4.9081e-05 | 9.2672e-05 | 2.9614e-05 | 5.284e-05 | 6.1757e-05 | 2.0108e-05 | 0.00014242 | 1.1514e-05 | 4.8294e-05 | 7.6483e-06 | 0.00015341 | 5.4636e-05
3332 | 1.8099e-05 | 8.3252e-05 | 5.4125e-05 | 1.6956e-05 | 0 | 6.2482e-05 | 4.0613e-05 | 3.538e-05 | 8.2846e-05 | 1.7321e-05 | 3.8296e-05 | 4.7981e-05 | 1.6152e-05 | 0.00011899 | 7.4556e-06 | 2.2068e-05 | 5.8569e-06 | 0.00016523 | 7.2229e-05
3333 | 8.3694e-06 | 3.6173e-05 | 2.4533e-05 | 1.9971e-06 | 0 | 4.1075e-05 | 2.551e-05 | 2.3808e-05 | 5.4611e-05 | 1.1205e-05 | 2.3419e-05 | 2.8226e-05 | 1.1103e-05 | 7.3624e-05 | 7.4502e-06 | 1.6641e-05 | 5.5146e-06 | 0.0001682 | 6.3126e-05
3334 | 6.0821e-07 | 1.3189e-05 | 6.7611e-06 | 0 | 0 | 1.2825e-05 | 9.7393e-06 | 1.0529e-05 | 1.9518e-05 | 7.0008e-06 | 3.2843e-06 | 1.2538e-05 | 2.879e-06 | 1.0897e-05 | 7.0895e-06 | 0 | 2.8216e-06 | 0.00014993 | 5.3798e-05
3335 | 1.4514e-07 | 4.4726e-06 | 1.4865e-06 | 0 | 0 | 1.604e-06 | 3.1727e-06 | 2.5441e-06 | 5.3311e-06 | 1.958e-06 | 0 | 3.935e-06 | 3.8389e-08 | 1.0416e-06 | 3.697e-07 | 0 | 4.1072e-07 | 0.00014641 | 9.6958e-05
3336 | 0 | 7.1609e-07 | 4.7501e-07 | 0 | 0 | 1.1174e-07 | 2.7551e-07 | 6.8448e-07 | 1.228e-06 | 1.9172e-08 | 0 | 4.236e-07 | 8.5895e-10 | 1.594e-07 | 0 | 0 | 2.9552e-07 | 0.00015311 | 8.2235e-05
3337 | 0 | 5.2907e-07 | 2.1531e-07 | 0 | 0 | 3.3824e-08 | 1.0146e-07 | 2.1437e-07 | 1.6837e-07 | 2.0155e-08 | 0 | 1.0309e-07 | 4.5185e-09 | 2.9716e-08 | 0 | 0 | 0 | 0.00014919 | 6.1068e-05
3338 | 0 | 5.7813e-07 | 8.3984e-09 | 0 | 0 | 0 | 0 | 2.1494e-07 | 1.5753e-07 | 2.6054e-08 | 0 | 3.4613e-08 | 1.369e-09 | 7.7356e-11 | 0 | 0 | 0 | 0.00013962 | 4.8833e-05
3339 | 0 | 5.7769e-07 | 1.1998e-10 | 0 | 0 | 0 | 0 | 1.1845e-07 | 1.1356e-07 | 1.7697e-08 | 0 | 2.6283e-08 | 1.5569e-09 | 0 | 0 | 0 | 0 | 0.00013137 | 3.573e-05
3340 | 0 | 4.5549e-07 | 1.6797e-10 | 0 | 0 | 0 | 0 | 6.3559e-09 | 2.3565e-10 | 2.6054e-08 | 0 | 1.9223e-08 | 1.5211e-09 | 1.0744e-11 | 0 | 0 | 0 | 0.00011339 | 3.4779e-05
3341 | 5.2359e-06 | 3.5252e-06 | 2.81e-06 | 2.8703e-06 | 1.8779e-06 | 4.3394e-06 | 3.6738e-06 | 3.6295e-06 | 5.339e-06 | 1.7056e-06 | 2.4237e-06 | 2.2474e-06 | 2.0166e-06 | 1.7683e-06 | 3.2148e-06 | 2.7123e-06 | 5.1696e-06 | 0.00010694 | 5.8583e-05
3342 | 6.4124e-05 | 4.5033e-05 | 4.6029e-05 | 4.4552e-05 | 4.4128e-05 | 4.945e-05 | 4.8228e-05 | 4.6658e-05 | 5.4201e-05 | 4.5465e-05 | 4.0692e-05 | 4.5703e-05 | 4.7455e-05 | 4.328e-05 | 4.6163e-05 | 4.7135e-05 | 6.022e-05 | 9.0404e-05 | 2.0965e-05
3343 | 0.00018368 | 0.00014131 | 0.00015296 | 0.00014775 | 0.00015681 | 0.00015809 | 0.00014838 | 0.00015468 | 0.00016307 | 0.00016839 | 0.00013611 | 0.00015895 | 0.00020962 | 0.00015344 | 0.00015867 | 0.00014236 | 0.00019102 | 6.0364e-05 | 9.2345e-06
3344 | 0.00032109 | 0.00026865 | 0.00028941 | 0.00027244 | 0.00030275 | 0.00029728 | 0.00029192 | 0.00029084 | 0.00031072 | 0.00032503 | 0.00026423 | 0.00030093 | 0.0004138 | 0.00028715 | 0.00031021 | 0.00026885 | 0.00033116 | 2.9994e-05 | 3.784e-06
3345 | 0.00042802 | 0.00038197 | 0.00040069 | 0.0003737 | 0.00042904 | 0.00041352 | 0.00041441 | 0.00040647 | 0.00042852 | 0.00045353 | 0.00037513 | 0.0004204 | 0.00058266 | 0.00039534 | 0.00043796 | 0.00038434 | 0.00043486 | 2.9712e-05 | 1.0771e-05
3346 | 0.00047959 | 0.00044333 | 0.00044346 | 0.0004412 | 0.00051631 | 0.00047227 | 0.00047994 | 0.00046946 | 0.0004719 | 0.0005328 | 0.00045717 | 0.0004793 | 0.00068796 | 0.00037141 | 0.000522 | 0.00047075 | 0.00046426 | 2.4029e-05 | 1.6486e-05
3347 | 0.00048976 | 0.00048094 | 0.00048532 | 0.00048144 | 0.00056511 | 0.00050656 | 0.00052864 | 0.00049536 | 0.00052348 | 0.00058308 | 0.00052676 | 0.00053038 | 0.00071377 | 0.00040186 | 0.0005749 | 0.00053942 | 0.00041354 | 1.3314e-05 | 1.8125e-05
3348 | 0.0005106 | 0.00053788 | 0.00051774 | 0.00051174 | 0.00058242 | 0.00054286 | 0.00056042 | 0.00051968 | 0.00056969 | 0.00060208 | 0.00056714 | 0.00056863 | 0.00071095 | 0.00045034 | 0.00057847 | 0.00056294 | 0.0004106 | 5.0939e-06 | 1.9233e-05
3349 | 0.00050327 | 0.00056352 | 0.0005393 | 0.00050532 | 0.00056791 | 0.00054606 | 0.00056181 | 0.00052142 | 0.00057687 | 0.00059194 | 0.0005646 | 0.00057692 | 0.0006903 | 0.00048904 | 0.00057422 | 0.00055475 | 0.00040111 | 1.1923e-05 | 1.9532e-05
3350 | 0.00047752 | 0.00054272 | 0.00052857 | 0.000468 | 0.0005264 | 0.00051429 | 0.00052746 | 0.0004956 | 0.00055185 | 0.00055394 | 0.00053079 | 0.0005467 | 0.00067945 | 0.00051154 | 0.00053707 | 0.00051295 | 0.00042284 | 1.8322e-05 | 2.1758e-05
3351 | 0.00039894 | 0.00045575 | 0.00044813 | 0.00039451 | 0.00044635 | 0.0004363 | 0.00044129 | 0.00042505 | 0.00045829 | 0.00046819 | 0.00046809 | 0.00046439 | 0.00059197 | 0.00045671 | 0.0004516 | 0.00044599 | 0.00036599 | 2.4141e-05 | 2.3603e-05
3352 | 0.00028286 | 0.00035635 | 0.00033675 | 0.00030143 | 0.00033503 | 0.00032077 | 0.00032313 | 0.00031244 | 0.00033707 | 0.00035416 | 0.00039538 | 0.00035018 | 0.00042955 | 0.00035202 | 0.00033675 | 0.00035555 | 0.00025512 | 2.6548e-05 | 8.1418e-06
3353 | 0.00015594 | 0.00023889 | 0.0002225 | 0.00017626 | 0.00018444 | 0.0001877 | 0.00019827 | 0.00018142 | 0.00020686 | 0.00020534 | 0.00025263 | 0.00021525 | 0.0002301 | 0.00027251 | 0.0001973 | 0.00022501 | 0.00013014 | 3.3104e-05 | 5.2706e-06
3354 | 5.6672e-05 | 0.00014304 | 0.00012484 | 7.8318e-05 | 5.6172e-05 | 0.00010394 | 8.6623e-05 | 8.1815e-05 | 0.00011904 | 8.2148e-05 | 0.00011818 | 0.00010617 | 6.9819e-05 | 0.00018302 | 5.5129e-05 | 0.00010123 | 3.6955e-05 | 2.9455e-05 | 1.3134e-05
3355 | 2.1088e-05 | 0.00010195 | 8.4313e-05 | 3.931e-05 | 1.8325e-06 | 6.7222e-05 | 4.3681e-05 | 4.5283e-05 | 9.0576e-05 | 2.9264e-05 | 5.5396e-05 | 6.144e-05 | 2.0476e-05 | 0.00014218 | 9.8453e-06 | 4.6257e-05 | 7.177e-06 | 3.1075e-05 | 1.1554e-05
3356 | 1.8072e-05 | 8.0419e-05 | 5.3551e-05 | 1.6422e-05 | 0 | 6.139e-05 | 4.1032e-05 | 3.3314e-05 | 8.1535e-05 | 1.697e-05 | 3.8297e-05 | 4.7365e-05 | 1.6242e-05 | 0.00011905 | 7.4647e-06 | 3.5873e-06 | 5.5013e-06 | 4.6348e-05 | 2.6051e-06
3357 | 8.1922e-06 | 3.2643e-05 | 2.545e-05 | 2.5655e-06 | 0 | 3.9978e-05 | 2.7389e-05 | 2.2785e-05 | 5.2543e-05 | 9.7068e-06 | 2.2818e-05 | 2.7933e-05 | 1.1014e-05 | 7.5663e-05 | 7.4665e-06 | 0 | 4.8624e-06 | 6.6272e-05 | 5.9338e-07
3358 | 5.3018e-07 | 1.0827e-05 | 6.6765e-06 | 0 | 0 | 1.2138e-05 | 1.014e-05 | 1.0121e-05 | 1.9707e-05 | 5.6366e-06 | 3.2843e-06 | 1.2307e-05 | 2.9084e-06 | 1.1586e-05 | 7.0207e-06 | 0 | 2.2005e-06 | 7.8628e-05 | 2.2894e-06
3359 | 1.6369e-07 | 3.8342e-06 | 1.4753e-06 | 0 | 0 | 1.8838e-06 | 3.2998e-06 | 2.5926e-06 | 5.3837e-06 | 1.9713e-06 | 0 | 3.8843e-06 | 4.1169e-08 | 1.0793e-06 | 3.2077e-07 | 0 | 1.6028e-07 | 9.4641e-05 | 8.6385e-07
3360 | 3.7089e-09 | 7.1407e-07 | 4.7436e-07 | 0 | 0 | 1.0041e-07 | 2.8982e-07 | 7.0513e-07 | 1.1737e-06 | 1.7697e-08 | 0 | 3.9795e-07 | 6.8001e-10 | 1.3475e-07 | 0 | 0 | 0 | 0.00010629 | 5.0957e-06
3361 | 0 | 5.2907e-07 | 2.1574e-07 | 0 | 0 | 4.3445e-08 | 1.029e-07 | 2.1494e-07 | 1.2584e-07 | 2.6546e-08 | 0 | 8.686e-08 | 4.7421e-09 | 3.4583e-08 | 0 | 0 | 0 | 0.00010229 | 4.0707e-06
3362 | 0 | 5.7813e-07 | 8.2784e-09 | 0 | 0 | 0 | 0 | 2.1494e-07 | 1.2218e-07 | 1.7206e-08 | 0 | 3.396e-08 | 1.4226e-09 | 6.2271e-09 | 0 | 0 | 0 | 0.00010537 | 1.7483e-06
3363 | 0 | 5.7769e-07 | 1.4397e-10 | 0 | 0 | 0 | 0 | 1.2307e-07 | 5.6791e-08 | 1.7697e-08 | 0 | 2.6276e-08 | 5.5474e-10 | 4.9422e-11 | 0 | 0 | 0 | 0.00011174 | 8.0137e-06
3364 | 0 | 4.5506e-07 | 1.1998e-10 | 0 | 0 | 0 | 0 | 4.0447e-09 | 1.6967e-08 | 1.7206e-08 | 0 | 1.8175e-08 | 1.6553e-09 | 4.1364e-09 | 0 | 0 | 0 | 8.8927e-05 | 5.7091e-06
3365 | 6.2987e-06 | 4.0015e-06 | 1.2528e-06 | 3.5732e-06 | 5.7823e-06 | 5.2763e-06 | 5.1221e-07 | 4.7751e-06 | 3.1559e-06 | 3.8973e-06 | 2.1923e-07 | 3.6547e-06 | 2.8955e-06 | 2.8206e-06 | 1.3664e-07 | 4.928e-06 | 5.9058e-06 | 7.1248e-05 | 1.5997e-05
3366 | 6.363e-05 | 1.776e-05 | 1.7281e-05 | 4.639e-05 | 4.4436e-05 | 5.3389e-05 | 1.0648e-05 | 4.699e-05 | 2.2676e-05 | 5.1596e-05 | 1.3737e-05 | 5.0538e-05 | 5.3958e-05 | 4.6807e-05 | 1.6434e-05 | 1.7751e-05 | 6.509e-05 | 7.4061e-05 | 3.1419e-06
3367 | 0.00014774 | 3.7036e-05 | 5.5593e-05 | 0.0001468 | 4.2648e-05 | 0.00012459 | 4.6538e-05 | 0.00014833 | 3.1269e-05 | 0.00017417 | 6.511e-05 | 0.00013641 | 0.00021048 | 0.00013559 | 3.4039e-05 | 2.9504e-05 | 0.0001622 | 8.5372e-05 | 2.8482e-06
3368 | 0.00029684 | 7.8529e-05 | 0.00011593 | 0.00027234 | 0.0001224 | 0.0001753 | 8.989e-05 | 0.00028318 | 6.3565e-05 | 0.00030124 | 0.00017954 | 0.00025232 | 0.00038715 | 0.00026683 | 0.00010031 | 8.5323e-05 | 0.00029616 | 8.502e-05 | 2.3319e-06
3369 | 0.0003997 | 0.00018604 | 0.00014993 | 0.00036895 | 0.00027945 | 0.00021171 | 0.00016633 | 0.00039398 | 0.00012129 | 0.00044319 | 0.00027307 | 0.00037387 | 0.0004979 | 0.00037443 | 0.00025095 | 0.00021876 | 0.00040209 | 8.5022e-05 | 1.7179e-05
3370 | 0.00047515 | 0.00028895 | 0.00025094 | 0.00043938 | 0.00040832 | 0.00024955 | 0.00026783 | 0.00045717 | 0.00015706 | 0.00052387 | 0.00032028 | 0.00038252 | 0.00054406 | 0.0003907 | 0.00027847 | 0.000284 | 0.00046837 | 7.4454e-05 | 3.2372e-05
3371 | 0.00052273 | 0.00036212 | 0.00036281 | 0.00048105 | 0.00033789 | 0.00033907 | 0.00031322 | 0.00050552 | 0.000219 | 0.00057284 | 0.00029493 | 0.00033425 | 0.00067756 | 0.00043016 | 0.00026607 | 0.00027113 | 0.00049047 | 5.8489e-05 | 2.9588e-05
3372 | 0.00053753 | 0.00040478 | 0.0004036 | 0.00045657 | 0.00041381 | 0.00043077 | 0.00026583 | 0.00052383 | 0.00026318 | 0.00057067 | 0.0002266 | 0.00047762 | 0.0006719 | 0.00046521 | 0.00018683 | 0.00048191 | 0.00048233 | 3.8314e-05 | 1.931e-05
3373 | 0.00051432 | 0.00037468 | 0.00041139 | 0.00042796 | 0.00045186 | 0.00046109 | 0.00025679 | 0.00050333 | 0.00027652 | 0.00056655 | 0.00017905 | 0.00052652 | 0.0006167 | 0.00048049 | 0.00018139 | 0.00040929 | 0.00042753 | 3.8821e-05 | 1.1656e-05
3374 | 0.00046742 | 0.00038001 | 0.00039173 | 0.00026279 | 0.00034208 | 0.00044508 | 0.00024564 | 0.00045967 | 0.00024572 | 0.00051865 | 0.0002738 | 0.00051175 | 0.00049353 | 0.00048904 | 0.00011885 | 0.00037235 | 0.00043634 | 4.8593e-05 | 7.7454e-06
3375 | 0.00036723 | 0.00028032 | 0.00036445 | 0.00035004 | 0.00033242 | 0.0003761 | 0.000218 | 0.00039215 | 0.00020254 | 0.00043347 | 0.00029517 | 0.00043764 | 0.00037982 | 0.00042418 | 0.00016397 | 0.00032932 | 0.00036902 | 5.1923e-05 | 3.8365e-06
3376 | 0.00025528 | 0.00024824 | 0.00030489 | 0.00028092 | 0.00023013 | 0.00026702 | 0.00017153 | 0.00028783 | 0.00013235 | 0.00034069 | 0.00029729 | 0.00030294 | 0.00039939 | 0.00034442 | 0.00014862 | 0.00031131 | 0.00023328 | 5.7848e-05 | 4.5161e-06
3377 | 0.00016575 | 0.00020904 | 0.00019955 | 0.000159 | 0.0001462 | 0.00015908 | 0.00012441 | 0.00018086 | 8.7803e-05 | 0.00019806 | 0.00018973 | 0.00020573 | 0.00023708 | 0.00026447 | 0.00014673 | 0.00017613 | 0.00014998 | 5.1902e-05 | 4.5465e-06
3378 | 6.2852e-05 | 0.00014474 | 0.00012156 | 6.7554e-05 | 5.8227e-05 | 0.00010289 | 6.9095e-05 | 8.5382e-05 | 6.213e-05 | 8.2336e-05 | 0.00012661 | 0.00010492 | 6.7538e-05 | 0.00018291 | 5.4837e-05 | 0.0001051 | 4.7368e-05 | 4.3305e-05 | 1.5872e-05
3379 | 2.1783e-05 | 9.7083e-05 | 6.9486e-05 | 3.8381e-05 | 3.6894e-06 | 6.5698e-05 | 2.9776e-05 | 4.7275e-05 | 4.3127e-05 | 3.2149e-05 | 3.22e-05 | 5.9833e-05 | 2.1617e-05 | 0.00013544 | 8.987e-06 | 4.664e-05 | 8.1851e-06 | 3.9185e-05 | 4.055e-05
3380 | 1.7645e-05 | 5.986e-05 | 4.0587e-05 | 1.4611e-05 | 0 | 5.3863e-05 | 1.8084e-05 | 3.4949e-05 | 2.3722e-05 | 1.698e-05 | 8.8193e-06 | 4.5058e-05 | 1.632e-05 | 0.00011441 | 7.3849e-06 | 4.1954e-06 | 5.8847e-06 | 3.5733e-05 | 6.4475e-05
3381 | 7.1583e-06 | 2.2013e-05 | 1.9337e-05 | 2.0778e-06 | 0 | 3.2402e-05 | 1.0049e-05 | 2.4784e-05 | 1.1534e-05 | 8.2708e-06 | 2.1826e-06 | 2.545e-05 | 1.0492e-05 | 7.0979e-05 | 2.3976e-06 | 0 | 4.8897e-06 | 2.8604e-05 | 8.3281e-05
3382 | 3.2278e-07 | 7.6544e-06 | 5.5821e-06 | 0 | 0 | 9.3047e-06 | 6.6211e-06 | 1.0457e-05 | 6.4363e-06 | 5.4626e-06 | 0 | 1.1741e-05 | 2.3912e-06 | 9.7122e-06 | 0 | 0 | 2.2e-06 | 2.777e-05 | 6.2867e-05
3383 | 1.5182e-07 | 4.0363e-06 | 1.1933e-06 | 0 | 0 | 1.4923e-06 | 2.0778e-06 | 1.8076e-06 | 2.916e-06 | 1.9369e-06 | 0 | 3.4663e-06 | 3.5007e-08 | 1.0376e-06 | 0 | 0 | 1.2021e-07 | 2.8217e-05 | 5.6003e-05
3384 | 0 | 8.5668e-07 | 4.5805e-07 | 0 | 0 | 5.8446e-07 | 8.2874e-08 | 4.1116e-07 | 4.585e-07 | 1.7697e-08 | 0 | 3.7751e-07 | 1.02e-09 | 1.6037e-07 | 0 | 0 | 0 | 2.562e-05 | 4.5315e-05
3385 | 0 | 5.2864e-07 | 2.096e-07 | 0 | 0 | 3.8899e-08 | 0 | 5.2003e-08 | 9.8973e-09 | 2.7038e-08 | 1.1548e-09 | 9.3029e-08 | 3.7937e-09 | 1.776e-08 | 0 | 0 | 0 | 2.1752e-05 | 5.9204e-05
3386 | 0 | 5.7769e-07 | 7.3186e-09 | 0 | 0 | 0 | 0 | 4.0447e-09 | 8.4834e-09 | 1.7206e-08 | 0 | 3.434e-08 | 1.4405e-09 | 5.4364e-10 | 0 | 0 | 0 | 2.2747e-05 | 2.9672e-05
3387 | 0 | 5.7725e-07 | 2.3995e-11 | 0 | 0 | 0 | 0 | 0 | 5.6556e-09 | 2.0155e-08 | 0 | 2.6322e-08 | 1.9863e-09 | 5.8017e-11 | 0 | 0 | 0 | 2.3262e-05 | 2.0563e-05
3388 | 0 | 4.5768e-07 | 0 | 0 | 0 | 0 | 0 | 0 | 1.6967e-08 | 2.3105e-08 | 0 | 1.852e-08 | 8.4106e-10 | 0 | 0 | 0 | 0 | 1.8068e-05 | 1.6744e-05
3389 | 5.0124e-06 | 2.4017e-06 | 3.4823e-07 | 3.2946e-06 | 4.7629e-07 | 1.0954e-06 | 2.2807e-06 | 3.9952e-06 | 2.5133e-06 | 1.8659e-06 | 6.1598e-07 | 9.4179e-07 | 2.2145e-06 | 1.414e-06 | 2.3444e-06 | 1.4895e-06 | 4.245e-06 | 2.1008e-05 | 3.2145e-05
3390 | 6.027e-05 | 3.5016e-05 | 1.4389e-05 | 4.5252e-05 | 2.4033e-05 | 1.7163e-05 | 3.3957e-05 | 4.5485e-05 | 3.5876e-05 | 4.5826e-05 | 2.5642e-05 | 2.1336e-05 | 4.9902e-05 | 3.3241e-05 | 3.4241e-05 | 4.0705e-05 | 4.6085e-05 | 2.0822e-05 | 2.3509e-05
3391 | 0.00016788 | 9.5988e-05 | 5.3453e-05 | 9.1181e-05 | 4.7567e-05 | 4.7678e-05 | 9.7274e-05 | 0.00012905 | 0.00010369 | 0.00015816 | 8.7153e-05 | 6.4794e-05 | 0.0001987 | 0.00010967 | 0.00013947 | 0.0001091 | 0.0001264 | 1.831e-05 | 2.6067e-05
3392 | 0.00029659 | 0.00013648 | 0.0001045 | 0.00014185 | 7.8404e-05 | 8.5119e-05 | 0.00019595 | 0.00023764 | 0.00019726 | 0.00030124 | 0.00014728 | 0.00011399 | 0.00038292 | 0.00020792 | 0.00028784 | 0.00010042 | 0.00018666 | 1.5006e-05 | 2.9873e-05
3393 | 0.00040167 | 0.00021877 | 0.00018742 | 0.00020425 | 0.00011575 | 0.00013728 | 0.00031705 | 0.00034669 | 0.00030739 | 0.00042865 | 0.00022908 | 0.00020969 | 0.00052425 | 0.00031201 | 0.00032813 | 0.00010724 | 0.00026896 | 2.7873e-05 | 4.7559e-05
3394 | 0.00046924 | 0.00032304 | 0.00027421 | 0.00030291 | 0.00025836 | 0.00019177 | 0.00040302 | 0.00043057 | 0.00037734 | 0.00050602 | 0.00033729 | 0.0003094 | 0.00057825 | 0.00033335 | 0.0003889 | 0.00015746 | 0.00036424 | 3.2469e-05 | 8.3812e-05
3395 | 0.00053146 | 0.00041001 | 0.00038286 | 0.0004362 | 0.00050093 | 0.00026771 | 0.00045974 | 0.00049024 | 0.00044207 | 0.00055884 | 0.00045599 | 0.00047191 | 0.00063119 | 0.00037304 | 0.00049299 | 0.0002969 | 0.00044523 | 3.3324e-05 | 0.00011154
3396 | 0.00054819 | 0.00047409 | 0.00048256 | 0.00049662 | 0.00060073 | 0.00031763 | 0.0005215 | 0.0005152 | 0.00050138 | 0.0005897 | 0.00050529 | 0.00053643 | 0.00062237 | 0.00040969 | 0.0005832 | 0.00048838 | 0.00041066 | 3.0127e-05 | 0.00011244
3397 | 0.00052349 | 0.00051499 | 0.00052067 | 0.00050529 | 0.00059585 | 0.00034247 | 0.00054189 | 0.00050895 | 0.0005502 | 0.00058171 | 0.00052259 | 0.00054958 | 0.00053296 | 0.00043106 | 0.00058611 | 0.00054067 | 0.0004467 | 2.2215e-05 | 0.00013231
3398 | 0.00046772 | 0.0005232 | 0.00051544 | 0.00047391 | 0.00055093 | 0.00037339 | 0.00051847 | 0.00046245 | 0.00054474 | 0.00052724 | 0.00048497 | 0.00052872 | 0.00047289 | 0.00045355 | 0.00054526 | 0.00052198 | 0.00039567 | 1.7644e-05 | 0.00014659
3399 | 0.0003991 | 0.00045827 | 0.00044481 | 0.0003965 | 0.00047078 | 0.00037946 | 0.00044654 | 0.00037244 | 0.00045986 | 0.00044819 | 0.00044995 | 0.00043569 | 0.00038228 | 0.00042333 | 0.00046173 | 0.00045971 | 0.00030909 | 1.8182e-05 | 0.00013787
3400 | 0.00028205 | 0.00036569 | 0.00034391 | 0.00030049 | 0.00035179 | 0.00030704 | 0.00033261 | 0.00028332 | 0.00035321 | 0.00031246 | 0.00038984 | 0.00032572 | 0.00032784 | 0.00033489 | 0.00034348 | 0.00037247 | 0.00022302 | 2.0265e-05 | 0.00011528
3401 | 0.00015999 | 0.00024596 | 0.00022436 | 0.0001774 | 0.00020195 | 0.00018604 | 0.00020204 | 0.00017108 | 0.0002132 | 0.0001886 | 0.00026296 | 0.00020585 | 0.00014932 | 0.00025329 | 0.00019269 | 0.00023518 | 0.00012788 | 1.7e-05 | 8.8871e-05
3402 | 6.1578e-05 | 0.00014794 | 0.00012686 | 8.2262e-05 | 6.1616e-05 | 0.00010615 | 9.1826e-05 | 8.6544e-05 | 0.00011769 | 8.4052e-05 | 0.00012654 | 0.00010925 | 6.604e-05 | 0.00018483 | 6.2086e-05 | 0.00011023 | 4.1903e-05 | 1.2494e-05 | 8.7455e-05
3403 | 2.2023e-05 | 0.00010208 | 7.8937e-05 | 4.0874e-05 | 3.3609e-06 | 6.6653e-05 | 4.53e-05 | 4.8634e-05 | 9.0621e-05 | 3.3615e-05 | 4.8703e-05 | 6.2774e-05 | 2.0356e-05 | 0.00013691 | 1.2255e-05 | 4.8443e-05 | 8.3137e-06 | 5.9283e-06 | 6.0497e-05
3404 | 1.761e-05 | 8.0867e-05 | 4.6532e-05 | 1.6753e-05 | 0 | 5.1925e-05 | 4.1205e-05 | 3.3594e-05 | 7.6843e-05 | 1.6375e-05 | 3.8197e-05 | 4.6197e-05 | 1.5938e-05 | 0.00011563 | 7.4592e-06 | 1.5697e-05 | 6.0022e-06 | 4.5365e-06 | 4.1856e-05
3405 | 7.4577e-06 | 3.3785e-05 | 2.328e-05 | 1.9244e-06 | 0 | 2.2678e-05 | 2.7131e-05 | 2.2572e-05 | 4.8802e-05 | 1.0858e-05 | 1.3453e-05 | 2.5422e-05 | 1.0565e-05 | 6.9441e-05 | 7.4574e-06 | 0 | 4.4105e-06 | 3.9986e-06 | 4.4233e-05
3406 | 4.2598e-07 | 1.0525e-05 | 6.6801e-06 | 0 | 0 | 5.7459e-06 | 9.9975e-06 | 1.0658e-05 | 1.8673e-05 | 4.8756e-06 | 5.1967e-08 | 1.1707e-05 | 2.7713e-06 | 9.5512e-06 | 7.0823e-06 | 0 | 3.8122e-07 | 1.2637e-05 | 2.6686e-05
3407 | 1.5899e-07 | 3.7011e-06 | 1.4483e-06 | 0 | 0 | 9.4061e-07 | 3.3987e-06 | 2.1231e-06 | 5.1851e-06 | 1.9374e-06 | 0 | 3.7298e-06 | 3.4882e-08 | 1.0327e-06 | 3.2802e-07 | 0 | 1.703e-07 | 1.8842e-05 | 2.2488e-05
3408 | 3.2144e-09 | 5.8838e-07 | 4.7381e-07 | 0 | 0 | 5.9468e-09 | 2.8886e-07 | 4.5091e-07 | 1.2137e-06 | 1.8189e-08 | 0 | 4.7351e-07 | 6.979e-10 | 1.5025e-07 | 0 | 0 | 0 | 2.1218e-05 | 2.3932e-05
3409 | 0 | 5.282e-07 | 2.1329e-07 | 0 | 0 | 2.7391e-08 | 9.3255e-08 | 7.3382e-08 | 1.5152e-07 | 2.7038e-08 | 0 | 8.583e-08 | 3.57e-09 | 8.4017e-09 | 0 | 0 | 0 | 1.9443e-05 | 2.4057e-05
3410 | 0 | 5.7856e-07 | 8.0384e-09 | 0 | 0 | 0 | 0 | 7.2804e-08 | 1.2249e-07 | 1.7206e-08 | 0 | 3.4132e-08 | 1.3421e-09 | 4.9422e-11 | 0 | 0 | 0 | 2.4287e-05 | 2.3106e-05
3411 | 0 | 5.7681e-07 | 0 | 0 | 0 | 0 | 0 | 2.8313e-08 | 5.7498e-08 | 1.7206e-08 | 0 | 2.6294e-08 | 6.6211e-10 | 5.1571e-11 | 0 | 0 | 0 | 2.5545e-05 | 2.6526e-05
3412 | 0 | 4.0075e-07 | 9.5981e-11 | 0 | 0 | 0 | 0 | 0 | 4.713e-10 | 1.7206e-08 | 0 | 1.8491e-08 | 8.0527e-10 | 0 | 0 | 0 | 0 | 2.8777e-05 | 3.8376e-05
3413 | 7.8151e-06 | 4.4736e-06 | 9.6509e-07 | 5.5104e-06 | 2.9198e-06 | 5.2341e-06 | 2.2949e-06 | 6.8917e-06 | 6.1981e-06 | 2.3474e-06 | 8.8621e-07 | 1.7843e-06 | 6.2214e-07 | 1.6143e-06 | 4.4597e-06 | 1.5146e-06 | 7.3847e-06 | 2.8124e-05 | 2.5635e-05
3414 | 6.5594e-05 | 5.0713e-05 | 2.3646e-05 | 5.4193e-05 | 5.6037e-05 | 5.0732e-05 | 2.9065e-05 | 5.5565e-05 | 5.7753e-05 | 4.4282e-05 | 1.3264e-05 | 2.6552e-05 | 2.3065e-05 | 3.4948e-05 | 4.4206e-05 | 4.31e-05 | 6.6548e-05 | 2.6015e-05 | 1.4938e-05
3415 | 0.00014354 | 0.00014019 | 7.0847e-05 | 0.00014448 | 0.00016068 | 0.00014501 | 7.8279e-05 | 0.00013813 | 0.00016196 | 0.00013242 | 4.271e-05 | 0.00010446 | 6.3566e-05 | 9.9344e-05 | 0.00011937 | 0.0001022 | 0.00016953 | 1.9891e-05 | 1.0604e-05
3416 | 0.00026364 | 0.00025648 | 0.0001359 | 0.00025929 | 0.00029696 | 0.00028368 | 0.0001423 | 0.00024893 | 0.00028608 | 0.00025041 | 0.00010749 | 0.00024713 | 0.00016328 | 0.00020111 | 0.00018251 | 0.00024175 | 0.00029904 | 1.2835e-05 | 1.3316e-05
3417 | 0.00035573 | 0.0003641 | 0.00025816 | 0.00036366 | 0.00039288 | 0.00040755 | 0.00023531 | 0.00035592 | 0.00041012 | 0.00038228 | 0.00027162 | 0.00039466 | 0.0003259 | 0.00030353 | 0.00036263 | 0.00037457 | 0.00039216 | 2.2935e-05 | 2.4363e-05
3418 | 0.00042223 | 0.00039892 | 0.00036232 | 0.00043336 | 0.00049296 | 0.00046378 | 0.0003467 | 0.00042979 | 0.00048382 | 0.00045253 | 0.00039518 | 0.00045925 | 0.00040707 | 0.00033324 | 0.00050165 | 0.0004586 | 0.00045738 | 1.8117e-05 | 3.7152e-05
3419 | 0.00045867 | 0.00042297 | 0.00042377 | 0.00046882 | 0.00053927 | 0.00050787 | 0.00045954 | 0.00048735 | 0.00054034 | 0.00054821 | 0.00048252 | 0.00051189 | 0.00041419 | 0.00039075 | 0.00053449 | 0.00044558 | 0.00050681 | 1.8187e-05 | 3.4697e-05
3420 | 0.00052296 | 0.00048297 | 0.0004505 | 0.00050188 | 0.00058061 | 0.00055181 | 0.0005151 | 0.00052718 | 0.00057888 | 0.00054979 | 0.00053332 | 0.00054495 | 0.00044413 | 0.0004029 | 0.00058809 | 0.00053928 | 0.00054025 | 2.7991e-05 | 2.5946e-05
3421 | 0.00051002 | 0.00051445 | 0.00043111 | 0.00048325 | 0.00052092 | 0.00056261 | 0.00052375 | 0.00050955 | 0.00059645 | 0.00053842 | 0.00051902 | 0.00054868 | 0.00037406 | 0.00040049 | 0.00058568 | 0.00050433 | 0.00051007 | 4.0915e-05 | 2.7831e-05
3422 | 0.00040657 | 0.00045331 | 0.00041673 | 0.00045579 | 0.00046299 | 0.00051041 | 0.00050184 | 0.00043552 | 0.00055885 | 0.0004595 | 0.0004696 | 0.00051736 | 0.00034966 | 0.00036825 | 0.00050877 | 0.00045513 | 0.00044194 | 5.75e-05 | 2.3567e-05
3423 | 0.00027404 | 0.00038538 | 0.00034898 | 0.0003555 | 0.00034669 | 0.00040856 | 0.00043585 | 0.00033193 | 0.00046378 | 0.00043392 | 0.0004408 | 0.00039572 | 0.00037241 | 0.00034827 | 0.00044283 | 0.00032774 | 0.00033279 | 7.5434e-05 | 1.682e-05
3424 | 0.0002121 | 0.00030248 | 0.00027777 | 0.00028836 | 0.0002657 | 0.00028041 | 0.00032606 | 0.00027394 | 0.00035891 | 0.00029474 | 0.00040382 | 0.00030404 | 0.00026031 | 0.00031313 | 0.000342 | 0.00024015 | 0.00023198 | 8.6366e-05 | 8.5814e-06
3425 | 0.0001361 | 0.0002286 | 0.00020205 | 0.00017014 | 0.00016475 | 0.00017281 | 0.00020278 | 0.00017474 | 0.00021758 | 0.00018698 | 0.0002687 | 0.00016802 | 0.00011281 | 0.00025354 | 0.00020078 | 0.00018715 | 0.00014748 | 9.5003e-05 | 9.429e-06
3426 | 6.4403e-05 | 0.00014544 | 0.00011899 | 8.647e-05 | 5.434e-05 | 0.00010791 | 9.5688e-05 | 9.2445e-05 | 0.00012685 | 8.8503e-05 | 0.00011849 | 9.43e-05 | 6.0136e-05 | 0.000183 | 7.3306e-05 | 9.4764e-05 | 5.627e-05 | 0.00010404 | 1.3882e-05
3427 | 2.2543e-05 | 0.00010264 | 7.4355e-05 | 3.8717e-05 | 2.4313e-06 | 7.0139e-05 | 4.4791e-05 | 4.9987e-05 | 9.5411e-05 | 2.9275e-05 | 5.1423e-05 | 6.0207e-05 | 2.0506e-05 | 0.00013549 | 1.5688e-05 | 4.725e-05 | 1.0154e-05 | 0.00014586 | 9.0513e-06
3428 | 1.688e-05 | 7.5352e-05 | 4.2869e-05 | 1.5846e-05 | 0 | 6.0792e-05 | 3.802e-05 | 3.5182e-05 | 8.45e-05 | 1.6936e-05 | 3.8576e-05 | 4.4753e-05 | 1.1946e-05 | 0.00011286 | 7.4574e-06 | 1.9904e-05 | 5.9921e-06 | 0.00016685 | 9.9519e-06
3429 | 5.5589e-06 | 3.0553e-05 | 1.908e-05 | 2.294e-06 | 0 | 3.729e-05 | 2.7384e-05 | 2.4555e-05 | 5.3519e-05 | 7.9719e-06 | 1.8661e-05 | 2.4291e-05 | 5.6653e-06 | 6.4685e-05 | 7.4592e-06 | 1.2136e-05 | 5.5091e-06 | 0.00016805 | 5.7302e-06
3430 | 3.0512e-07 | 1.2064e-05 | 6.4429e-06 | 0 | 0 | 1.1302e-05 | 1.055e-05 | 1.0287e-05 | 2.0739e-05 | 6.873e-06 | 5.1967e-08 | 1.1399e-05 | 1.2285e-06 | 1.0515e-05 | 7.1747e-06 | 0 | 2.5795e-06 | 0.00016845 | 6.6887e-07
3431 | 1.1152e-07 | 4.4104e-06 | 1.3806e-06 | 0 | 0 | 1.813e-06 | 3.6067e-06 | 2.3523e-06 | 5.5527e-06 | 1.9329e-06 | 0 | 3.3732e-06 | 3.5168e-08 | 9.8308e-07 | 3.4977e-07 | 0 | 2.5044e-08 | 0.00017469 | 8.8901e-08
3432 | 0 | 7.1469e-07 | 4.7292e-07 | 0 | 0 | 9.7338e-08 | 3.3856e-07 | 5.3454e-07 | 1.2592e-06 | 2.7038e-08 | 0 | 3.7013e-07 | 8.9474e-10 | 1.4769e-07 | 0 | 0 | 0 | 0.00019507 | 2.4254e-07
3433 | 0 | 4.6469e-07 | 2.1308e-07 | 0 | 0 | 3.3415e-08 | 9.2079e-08 | 7.3382e-08 | 1.2772e-07 | 1.0323e-08 | 0 | 8.5151e-08 | 2.3263e-09 | 6.4323e-09 | 0 | 0 | 0 | 0.00020485 | 1.236e-06
3434 | 0 | 5.0805e-07 | 8.0624e-09 | 0 | 0 | 9.5451e-09 | 0 | 7.2804e-08 | 1.1676e-07 | 1.7206e-08 | 0 | 3.3583e-08 | 8.2316e-10 | 5.1571e-11 | 0 | 0 | 0 | 0.0002049 | 2.6054e-08
3435 | 0 | 5.0849e-07 | 1.4397e-10 | 0 | 0 | 0 | 1.5002e-09 | 2.6579e-08 | 2.4036e-08 | 1.6714e-08 | 0 | 2.6279e-08 | 1.1632e-09 | 8.1653e-11 | 0 | 0 | 0 | 0.00020942 | 2.6054e-09
3436 | 0 | 4.2265e-07 | 0 | 0 | 0 | 0 | 0 | 0 | 1.4375e-08 | 1.7206e-08 | 0 | 1.9065e-08 | 8.4106e-10 | 0 | 0 | 0 | 0 | 0.00020799 | 1.197e-06
3437 | 2.2938e-06 | 3.4559e-06 | 2.264e-06 | 1.4171e-06 | 1.1237e-06 | 3.8926e-06 | 2.8014e-06 | 2.6699e-06 | 6.3356e-06 | 2.3586e-06 | 1.257e-06 | 2.4163e-06 | 1.1601e-06 | 1.646e-06 | 2.6672e-06 | 7.3009e-07 | 4.4681e-06 | 0.00019691 | 1.319e-06
3438 | 5.0699e-05 | 4.4628e-05 | 4.0404e-05 | 4.2846e-05 | 3.913e-05 | 4.9927e-05 | 4.4392e-05 | 4.8273e-05 | 5.2849e-05 | 4.8748e-05 | 4.0986e-05 | 5.3866e-05 | 4.7297e-05 | 3.5663e-05 | 4.8069e-05 | 2.6002e-05 | 5.0223e-05 | 0.00019266 | 4.859e-07
3439 | 0.00016523 | 0.00013463 | 0.00010271 | 0.00014337 | 0.00014825 | 0.00015129 | 0.00013163 | 0.00014662 | 0.00015905 | 0.00015226 | 0.00013036 | 0.00014581 | 0.00014576 | 0.00010573 | 0.00016157 | 9.2118e-05 | 0.00017175 | 0.00016935 | 2.898e-06
3440 | 0.00029405 | 0.00026446 | 0.00019528 | 0.00026144 | 0.00029963 | 0.0002819 | 0.00025047 | 0.00027197 | 0.0003191 | 0.00029453 | 0.00025523 | 0.00025908 | 0.00032949 | 0.00022059 | 0.00030612 | 0.00020572 | 0.00029999 | 0.00013111 | 3.7114e-06
3441 | 0.00040346 | 0.00038283 | 0.00035801 | 0.00036291 | 0.00042753 | 0.00039662 | 0.00037035 | 0.00038718 | 0.00044157 | 0.00042796 | 0.00037277 | 0.00038104 | 0.0005212 | 0.0003401 | 0.0004443 | 0.00038052 | 0.00041624 | 0.00011729 | 1.61e-06
3442 | 0.00047079 | 0.00044927 | 0.00045156 | 0.00043258 | 0.0005148 | 0.00046459 | 0.00045374 | 0.00045279 | 0.00049712 | 0.0005019 | 0.00045694 | 0.00046189 | 0.00060953 | 0.00034548 | 0.00052646 | 0.00047204 | 0.00049255 | 0.00010105 | 5.569e-08
3443 | 0.0005202 | 0.0004997 | 0.00050852 | 0.00044645 | 0.00056571 | 0.00051757 | 0.00050694 | 0.00049703 | 0.00055039 | 0.00055111 | 0.00052492 | 0.00052258 | 0.00061011 | 0.00037677 | 0.00058026 | 0.0005298 | 0.00053496 | 9.0192e-05 | 1.877e-06
3444 | 0.00053246 | 0.00056349 | 0.00056096 | 0.00048002 | 0.00058749 | 0.00055415 | 0.00055936 | 0.0005287 | 0.00059803 | 0.00058822 | 0.00055298 | 0.00055967 | 0.00063015 | 0.00042386 | 0.00059756 | 0.00056993 | 0.00054824 | 8.3025e-05 | 5.4564e-07
3445 | 0.00052476 | 0.00059045 | 0.00057162 | 0.00048541 | 0.00058331 | 0.00056599 | 0.00057938 | 0.00052805 | 0.00061576 | 0.00057653 | 0.00055599 | 0.00056418 | 0.00065726 | 0.0004522 | 0.00058396 | 0.00055876 | 0.00052072 | 7.4743e-05 | 1.2627e-06
3446 | 0.00047019 | 0.00055937 | 0.00053454 | 0.00043745 | 0.00053375 | 0.00052915 | 0.00054345 | 0.00049184 | 0.00058 | 0.0005444 | 0.00052044 | 0.00053424 | 0.00059816 | 0.00047476 | 0.0005448 | 0.00053238 | 0.00047085 | 7.489e-05 | 5.4943e-06
3447 | 0.00039437 | 0.0004723 | 0.00044396 | 0.00038222 | 0.0004638 | 0.0004453 | 0.00046046 | 0.00041676 | 0.00048622 | 0.0004616 | 0.00047289 | 0.00044738 | 0.00050318 | 0.0004181 | 0.00046703 | 0.00045228 | 0.00038854 | 8.7343e-05 | 7.4563e-06
3448 | 0.00027939 | 0.00036941 | 0.00032781 | 0.0002933 | 0.0003488 | 0.00032983 | 0.00034288 | 0.00030741 | 0.0003607 | 0.0003504 | 0.0004112 | 0.00034402 | 0.00038065 | 0.00034288 | 0.00034871 | 0.0003668 | 0.0002744 | 0.00010243 | 9.8129e-06
3449 | 0.00015681 | 0.0002455 | 0.00019602 | 0.00017444 | 0.00019884 | 0.00019521 | 0.00020839 | 0.00017983 | 0.00021781 | 0.00020751 | 0.00028006 | 0.00021531 | 0.0002259 | 0.00026852 | 0.00019949 | 0.00023356 | 0.00014489 | 0.00011793 | 1.2815e-05
3450 | 6.0256e-05 | 0.00014642 | 0.00011306 | 7.8688e-05 | 6.0905e-05 | 0.00010723 | 9.5035e-05 | 8.6431e-05 | 0.00012325 | 8.7316e-05 | 0.00014522 | 0.00010912 | 7.3739e-05 | 0.0001849 | 6.6037e-05 | 0.00010607 | 4.4109e-05 | 0.00013658 | 1.3371e-05
3451 | 2.1748e-05 | 0.0001019 | 7.275e-05 | 3.9742e-05 | 3.323e-06 | 6.8575e-05 | 4.5851e-05 | 4.9311e-05 | 9.5636e-05 | 2.8938e-05 | 4.6697e-05 | 6.2766e-05 | 2.062e-05 | 0.00013657 | 1.1789e-05 | 4.8095e-05 | 8.3018e-06 | 0.0001495 | 2.2954e-05
3452 | 1.7951e-05 | 8.1161e-05 | 4.4509e-05 | 1.6022e-05 | 0 | 6.173e-05 | 4.0175e-05 | 3.6412e-05 | 8.4981e-05 | 1.4166e-05 | 2.9939e-05 | 4.7727e-05 | 1.39e-05 | 0.00011559 | 7.4411e-06 | 2.1829e-05 | 5.8886e-06 | 0.00015712 | 5.5053e-05
3453 | 8.0754e-06 | 3.4809e-05 | 2.5316e-05 | 2.8222e-06 | 0 | 4.031e-05 | 2.759e-05 | 2.6053e-05 | 5.3773e-05 | 8.026e-06 | 2.0871e-05 | 2.7414e-05 | 9.3286e-06 | 6.9542e-05 | 7.4592e-06 | 1.5322e-05 | 5.0728e-06 | 0.00015939 | 8.0702e-05
3454 | 4.4967e-07 | 1.1458e-05 | 7.1836e-06 | 0 | 0 | 1.2846e-05 | 1.043e-05 | 1.1699e-05 | 1.9786e-05 | 5.7099e-06 | 3.2843e-06 | 1.2495e-05 | 2.9705e-06 | 1.1203e-05 | 7.133e-06 | 0 | 2.1732e-06 | 0.00014264 | 0.00012183
3455 | 1.8273e-07 | 3.9556e-06 | 1.4648e-06 | 0 | 0 | 1.9245e-06 | 3.3977e-06 | 2.3486e-06 | 5.4829e-06 | 1.9738e-06 | 0 | 3.8518e-06 | 3.4631e-08 | 1.0706e-06 | 3.3527e-07 | 0 | 2.5545e-07 | 0.00012505 | 0.00012758
3456 | 2.2254e-08 | 7.2678e-07 | 4.7576e-07 | 0 | 0 | 9.227e-08 | 2.8098e-07 | 5.3934e-07 | 1.2679e-06 | 0 | 0 | 3.9257e-07 | 8.9474e-10 | 1.5908e-07 | 0 | 0 | 0 | 0.00012493 | 0.00012826
3457 | 0 | 4.06e-07 | 2.1373e-07 | 0 | 0 | 4.2656e-08 | 1.0255e-07 | 7.3382e-08 | 1.6896e-07 | 2.458e-08 | 0 | 8.8661e-08 | 2.2905e-09 | 3.9681e-08 | 0 | 0 | 0 | 0.00011072 | 0.00014364
3458 | 0 | 4.4411e-07 | 8.0384e-09 | 0 | 0 | 1.8749e-08 | 0 | 7.2804e-08 | 1.084e-07 | 0 | 0 | 3.4218e-08 | 1.199e-09 | 6.4463e-11 | 0 | 0 | 0 | 9.8032e-05 | 9.8567e-05
3459 | 0 | 4.4411e-07 | 0 | 0 | 0 | 1.7045e-09 | 0 | 2.9468e-08 | 9.3788e-08 | 0 | 0 | 2.6337e-08 | 1.1453e-09 | 1.2893e-11 | 0 | 0 | 0 | 7.9941e-05 | 0.000139
3460 | 0 | 3.8104e-07 | 0 | 0 | 0 | 0 | 0 | 0 | 1.461e-08 | 0 | 0 | 1.908e-08 | 1.2258e-09 | 2.5785e-11 | 0 | 0 | 0 | 8.1391e-05 | 0.00014611
3461 | 5.6356e-06 | 4.3068e-06 | 6.3066e-07 | 3.3999e-06 | 1.5014e-06 | 5.1798e-06 | 1.0782e-06 | 4.0911e-06 | 2.8155e-06 | 2.2956e-06 | 2.055e-07 | 1.0902e-06 | 2.3993e-06 | 1.7359e-06 | 4.8143e-07 | 1.3645e-06 | 5.6934e-06 | 6.9928e-05 | 0.00020627
3462 | 6.3947e-05 | 4.3558e-05 | 1.7675e-05 | 4.5856e-05 | 2.6277e-05 | 5.2267e-05 | 2.1477e-05 | 4.8776e-05 | 2.5148e-05 | 4.6375e-05 | 9.093e-06 | 2.4492e-05 | 5.0018e-05 | 3.8004e-05 | 2.0758e-05 | 2.5333e-05 | 6.1322e-05 | 5.8573e-05 | 0.00022097
3463 | 0.0001813 | 0.00012015 | 5.6023e-05 | 0.00014721 | 8.2521e-05 | 0.00014942 | 6.2965e-05 | 0.00015323 | 5.3075e-05 | 0.00015383 | 4.0713e-05 | 8.1874e-05 | 0.00018593 | 0.00012634 | 6.748e-05 | 8.6279e-05 | 0.00018678 | 4.7388e-05 | 0.00016118
3464 | 0.00031081 | 0.00022448 | 0.00010332 | 0.00026891 | 0.00025013 | 0.0002659 | 0.00012758 | 0.00028516 | 0.00010771 | 0.00029887 | 9.0369e-05 | 0.00021056 | 0.00035477 | 0.00025237 | 0.00012051 | 0.00017908 | 0.00032788 | 4.6163e-05 | 0.00013359
3465 | 0.00041736 | 0.00030087 | 0.00015268 | 0.00036896 | 0.00040954 | 0.00036809 | 0.00019298 | 0.00039856 | 0.00013658 | 0.00042823 | 0.00015525 | 0.00038218 | 0.00055045 | 0.00036935 | 0.00024736 | 0.00031013 | 0.00044327 | 6.3793e-05 | 0.00013144
3466 | 0.0004856 | 0.00032151 | 0.00023509 | 0.00043201 | 0.00049026 | 0.00040927 | 0.00029803 | 0.00046664 | 0.00018401 | 0.00051854 | 0.00027521 | 0.0004519 | 0.00068216 | 0.00038857 | 0.00043341 | 0.00039714 | 0.00052279 | 8.6079e-05 | 0.00016454
3467 | 0.00052939 | 0.00041612 | 0.00034534 | 0.00046624 | 0.00052937 | 0.00043669 | 0.0003547 | 0.00051128 | 0.00027212 | 0.00057443 | 0.00029995 | 0.00049203 | 0.0007467 | 0.0004302 | 0.00051993 | 0.0004237 | 0.0005657 | 7.1555e-05 | 0.00010299
3468 | 0.00054826 | 0.00049187 | 0.00046154 | 0.00047863 | 0.00056408 | 0.00049158 | 0.00035112 | 0.00053783 | 0.00029593 | 0.00059222 | 0.00025991 | 0.00052064 | 0.00077677 | 0.00048608 | 0.00034646 | 0.00051416 | 0.00057425 | 3.7814e-05 | 2.6683e-05
3469 | 0.00052852 | 0.00052542 | 0.00047169 | 0.00046601 | 0.00055675 | 0.00049518 | 0.00032989 | 0.00053919 | 0.00025087 | 0.00058089 | 0.00027621 | 0.00053359 | 0.00075577 | 0.00051792 | 0.00017554 | 0.00052316 | 0.00054974 | 2.6761e-05 | 2.4088e-05
3470 | 0.0004806 | 0.00048463 | 0.00041901 | 0.00043649 | 0.00051975 | 0.00045413 | 0.00032721 | 0.0004935 | 0.00019771 | 0.00052443 | 0.00028737 | 0.00050174 | 0.000695 | 0.00050994 | 0.00023658 | 0.00048388 | 0.00048385 | 3.9358e-05 | 3.5428e-05
3471 | 0.00038445 | 0.00039243 | 0.00036242 | 0.00036285 | 0.00041922 | 0.0003342 | 0.00030289 | 0.000399 | 0.00020205 | 0.00043917 | 0.00036627 | 0.00041728 | 0.00057617 | 0.00043576 | 0.00022856 | 0.00037856 | 0.00038073 | 5.2832e-05 | 1.9168e-05
3472 | 0.00025129 | 0.00030894 | 0.00030391 | 0.00018636 | 0.00029573 | 0.00023316 | 0.00026044 | 0.00027165 | 0.00020007 | 0.0003259 | 0.00034787 | 0.00031086 | 0.00040788 | 0.00033738 | 0.00025383 | 0.0002996 | 0.00021123 | 4.9837e-05 | 1.9747e-05
3473 | 0.0001492 | 0.00021064 | 0.00020716 | 9.0201e-05 | 0.00015148 | 0.00014674 | 0.00017608 | 0.00015989 | 0.00014969 | 0.00019182 | 0.00021184 | 0.00019341 | 0.00021704 | 0.00025494 | 0.00015691 | 0.00019259 | 0.000119 | 6.5172e-05 | 1.872e-05
3474 | 6.2582e-05 | 0.00014378 | 0.00012217 | 5.5124e-05 | 5.308e-05 | 9.861e-05 | 9.0585e-05 | 8.6056e-05 | 9.5122e-05 | 8.8878e-05 | 9.0879e-05 | 0.000105 | 7.6165e-05 | 0.00017756 | 5.1754e-05 | 9.8969e-05 | 3.9228e-05 | 5.9043e-05 | 2.4927e-05
3475 | 2.239e-05 | 0.00010227 | 6.8835e-05 | 2.4454e-05 | 3.4816e-06 | 6.7884e-05 | 3.9141e-05 | 4.9758e-05 | 6.1674e-05 | 3.3372e-05 | 2.4304e-05 | 6.2274e-05 | 2.193e-05 | 0.00013319 | 1.141e-05 | 4.7515e-05 | 7.8429e-06 | 5.2431e-05 | 2.967e-05
3476 | 1.7108e-05 | 7.2486e-05 | 4.1526e-05 | 9.6226e-06 | 0 | 5.8554e-05 | 2.8488e-05 | 3.6146e-05 | 2.8544e-05 | 1.7233e-05 | 4.7925e-07 | 4.6432e-05 | 1.5305e-05 | 0.00011554 | 7.4574e-06 | 2.1342e-05 | 5.6093e-06 | 5.2198e-05 | 2.1116e-05
3477 | 5.7262e-06 | 2.7455e-05 | 1.9724e-05 | 1.8549e-06 | 0 | 3.6785e-05 | 1.4115e-05 | 2.4556e-05 | 8.4926e-06 | 1.1314e-05 | 3.4645e-08 | 2.5926e-05 | 1.1036e-05 | 6.8283e-05 | 7.269e-06 | 1.2871e-05 | 5.2854e-06 | 5.0709e-05 | 1.2946e-05
3478 | 3.0438e-07 | 1.0981e-05 | 6.0567e-06 | 0 | 0 | 1.122e-05 | 6.5284e-06 | 1.0431e-05 | 2.8836e-06 | 7.955e-06 | 3.4645e-08 | 1.2128e-05 | 2.9836e-06 | 1.0366e-05 | 3.3001e-06 | 0 | 2.6068e-06 | 4.7044e-05 | 1.7816e-05
3479 | 1.5306e-07 | 5.0633e-06 | 1.4599e-06 | 0 | 0 | 1.6828e-06 | 1.9784e-06 | 2.1638e-06 | 1.5767e-06 | 1.93e-06 | 0 | 3.6052e-06 | 3.4774e-08 | 1.0709e-06 | 0 | 0 | 2.6046e-07 | 4.7586e-05 | 2.4081e-05
3480 | 0 | 1.1824e-06 | 4.7837e-07 | 0 | 0 | 9.7678e-08 | 9.1769e-08 | 4.3562e-07 | 4.3454e-07 | 2.9496e-08 | 0 | 3.8662e-07 | 8.4106e-10 | 1.5847e-07 | 0 | 0 | 0 | 4.8748e-05 | 1.5575e-05
3481 | 0 | 2.9082e-07 | 2.1255e-07 | 0 | 0 | 3.246e-08 | 0 | 7.3382e-08 | 1.6967e-08 | 1.6714e-08 | 1.1548e-09 | 8.7674e-08 | 2.3711e-09 | 3.8689e-08 | 0 | 0 | 0 | 4.8987e-05 | 7.5582e-06
3482 | 0 | 3.1797e-07 | 7.8225e-09 | 0 | 0 | 8.5224e-09 | 0 | 7.2804e-08 | 0 | 1.7697e-08 | 0 | 3.4093e-08 | 1.2258e-09 | 4.5124e-11 | 0 | 0 | 0 | 4.6598e-05 | 9.8559e-06
3483 | 0 | 3.1797e-07 | 1.4397e-10 | 0 | 0 | 1.0227e-08 | 0 | 3.1779e-08 | 0 | 1.8189e-08 | 0 | 2.9872e-08 | 1.2347e-09 | 1.2893e-11 | 0 | 0 | 0 | 4.9973e-05 | 1.2052e-05
3484 | 0 | 2.6935e-07 | 0 | 0 | 0 | 0 | 0 | 0 | 0 | 2.5071e-08 | 0 | 2.2281e-08 | 1.0558e-09 | 2.5785e-11 | 0 | 0 | 0 | 6.118e-05 | 1.8141e-05
3485 | 1.6276e-06 | 1.4237e-06 | 8.2084e-07 | 6.4401e-07 | 2.2725e-07 | 1.6399e-06 | 1.243e-06 | 1.1737e-06 | 4.133e-06 | 2.172e-06 | 4.3158e-07 | 9.0612e-07 | 1.6126e-06 | 2.1668e-06 | 2.1801e-07 | 1.2676e-06 | 3.1537e-06 | 6.2203e-05 | 1.9589e-05
3486 | 2.2062e-05 | 2.8316e-05 | 2.2396e-05 | 1.7731e-05 | 1.8054e-05 | 2.7554e-05 | 1.9982e-05 | 2.2622e-05 | 3.6896e-05 | 4.4252e-05 | 1.8201e-05 | 2.8426e-05 | 4.5402e-05 | 3.8867e-05 | 2.7272e-05 | 2.1942e-05 | 3.5554e-05 | 5.4511e-05 | 3.5865e-05
3487 | 8.241e-05 | 6.7165e-05 | 6.2123e-05 | 6.678e-05 | 8.254e-05 | 8.2028e-05 | 6.1605e-05 | 7.4949e-05 | 7.5628e-05 | 0.00013446 | 2.5552e-05 | 7.3158e-05 | 0.00017259 | 0.00011055 | 5.7869e-05 | 9.419e-05 | 0.00012314 | 5.6508e-05 | 6.8112e-05
3488 | 0.00023115 | 0.00011526 | 9.0982e-05 | 0.00013545 | 0.00014696 | 0.00014604 | 0.00011161 | 0.00016643 | 0.00012683 | 0.00024234 | 5.8827e-05 | 0.00015946 | 0.00033752 | 0.00020507 | 6.6658e-05 | 0.00012334 | 0.00025112 | 4.9749e-05 | 8.0473e-05
3489 | 0.00036374 | 0.00016207 | 0.00013708 | 0.00015416 | 0.0001825 | 0.00020297 | 0.00018446 | 0.00025709 | 0.00016435 | 0.0003811 | 0.00015948 | 0.00029321 | 0.00046983 | 0.00029736 | 0.00022845 | 0.00014525 | 0.00040282 | 5.6942e-05 | 9.8913e-05
3490 | 0.00045603 | 0.00019228 | 0.00019251 | 0.00024404 | 0.0001816 | 0.00026842 | 0.00025118 | 0.00032291 | 0.0002431 | 0.00046599 | 0.00026592 | 0.00036275 | 0.00057215 | 0.00036376 | 0.00041378 | 0.0002247 | 0.00048096 | 5.8776e-05 | 8.8608e-05
3491 | 0.00047182 | 0.00028034 | 0.00021393 | 0.00022345 | 0.00021255 | 0.00032686 | 0.00029897 | 0.00037221 | 0.00037138 | 0.00051288 | 0.00017672 | 0.00042058 | 0.00065513 | 0.00040869 | 0.00034634 | 0.00028789 | 0.00053721 | 5.4078e-05 | 5.522e-05
3492 | 0.00049253 | 0.0003232 | 0.00024631 | 0.00029068 | 0.00032624 | 0.00037125 | 0.00032257 | 0.00039325 | 0.00043191 | 0.00055054 | 0.0002158 | 0.00043599 | 0.00065388 | 0.00045776 | 0.00045617 | 0.00033132 | 0.00054393 | 3.9219e-05 | 2.8051e-05
3493 | 0.00051481 | 0.00032842 | 0.00027991 | 0.00022502 | 0.00036554 | 0.00039289 | 0.00032965 | 0.00038038 | 0.00042443 | 0.00053119 | 0.00026622 | 0.00037994 | 0.00065425 | 0.00053266 | 0.00045842 | 0.00030997 | 0.0005383 | 3.3582e-05 | 2.8146e-05
3494 | 0.00047096 | 0.00030782 | 0.0002833 | 0.00018088 | 0.00027426 | 0.00036225 | 0.00029492 | 0.00033343 | 0.00041208 | 0.00048566 | 0.00023572 | 0.00032304 | 0.00063464 | 0.00049777 | 0.00036523 | 0.00033592 | 0.00047539 | 2.8445e-05 | 3.023e-05
3495 | 0.00036951 | 0.00026135 | 0.00024964 | 0.00012474 | 0.00014395 | 0.00028805 | 0.0002824 | 0.00029379 | 0.00037836 | 0.00042127 | 0.0002411 | 0.00030059 | 0.00056701 | 0.00041061 | 0.00022748 | 0.00023793 | 0.00038894 | 2.615e-05 | 0.00015366
3496 | 0.00026512 | 0.00023116 | 0.00021322 | 0.00011653 | 8.4452e-05 | 0.00019677 | 0.00022215 | 0.00024829 | 0.00027241 | 0.00031159 | 0.00024583 | 0.00025543 | 0.00039556 | 0.00033799 | 0.0001744 | 0.00017198 | 0.00024827 | 2.7262e-05 | 0.00017905
3497 | 0.00014237 | 0.00018774 | 0.00017631 | 8.8731e-05 | 6.2688e-05 | 0.00012149 | 0.00014836 | 0.00015977 | 0.00016117 | 0.00015757 | 0.00015141 | 0.00017707 | 0.00021561 | 0.00024881 | 0.0001221 | 0.00014132 | 0.00012414 | 2.9836e-05 | 0.00016817
3498 | 5.7865e-05 | 0.00012022 | 0.00011457 | 5.399e-05 | 3.9776e-05 | 9.1368e-05 | 8.0894e-05 | 8.5483e-05 | 0.00011946 | 8.7474e-05 | 6.7322e-05 | 9.6283e-05 | 7.3322e-05 | 0.00018027 | 5.3714e-05 | 8.8641e-05 | 3.8324e-05 | 3.6629e-05 | 0.00013027
3499 | 2.3048e-05 | 8.2802e-05 | 5.0155e-05 | 1.2576e-05 | 3.6713e-06 | 6.435e-05 | 3.6415e-05 | 4.5961e-05 | 9.3465e-05 | 2.2929e-05 | 8.2698e-06 | 5.8401e-05 | 2.1179e-05 | 0.00013245 | 1.1462e-05 | 3.1095e-05 | 6.7811e-06 | 4.9909e-05 | 8.9317e-05
3500 | 1.7307e-05 | 4.7094e-05 | 1.7766e-05 | 4.284e-06 | 0 | 4.9434e-05 | 2.5484e-05 | 2.776e-05 | 7.2684e-05 | 1.3219e-05 | 3.9841e-07 | 3.536e-05 | 1.5341e-05 | 0.00011378 | 7.4737e-06 | 1.494e-07 | 5.6098e-06 | 5.7727e-05 | 8.5632e-05
3501 | 6.6057e-06 | 1.474e-05 | 8.384e-06 | 0 | 0 | 2.3841e-05 | 1.4522e-05 | 1.549e-05 | 3.8831e-05 | 1.0603e-05 | 0 | 1.7755e-05 | 1.0914e-05 | 5.0594e-05 | 7.4629e-06 | 0 | 5.2787e-06 | 5.8291e-05 | 8.42e-05
3502 | 3.2485e-07 | 7.2634e-06 | 2.8611e-06 | 0 | 0 | 7.1922e-06 | 3.6195e-06 | 5.525e-06 | 1.2448e-05 | 6.669e-06 | 0 | 7.6563e-06 | 2.8562e-06 | 5.9381e-06 | 5.183e-06 | 0 | 2.5945e-06 | 6.6867e-05 | 9.5722e-05
3503 | 7.9618e-08 | 4.0412e-06 | 3.0163e-07 | 0 | 0 | 1.3178e-06 | 5.6458e-07 | 1.5729e-06 | 4.3524e-06 | 2.0593e-06 | 0 | 1.6209e-06 | 3.4846e-08 | 1.1337e-06 | 2.1022e-07 | 0 | 3.456e-07 | 7.731e-05 | 7.6851e-05
3504 | 0 | 1.1692e-06 | 3.249e-08 | 0 | 0 | 5.9392e-08 | 2.0003e-08 | 3.1167e-07 | 7.784e-07 | 0 | 0 | 5.7759e-07 | 9.1264e-10 | 1.5978e-07 | 0 | 0 | 0 | 8.2822e-05 | 9.0182e-05
3505 | 0 | 4.6469e-07 | 2.2316e-09 | 0 | 0 | 8.5594e-09 | 0 | 7.3382e-08 | 1.6495e-08 | 1.7206e-08 | 0 | 3.3472e-07 | 2.6127e-09 | 3.8027e-08 | 0 | 0 | 0 | 9.2355e-05 | 0.00014763
3506 | 0 | 5.0849e-07 | 0 | 0 | 0 | 0 | 0 | 7.3382e-08 | 2.3565e-10 | 1.8681e-08 | 0 | 0 | 1.7179e-09 | 5.1571e-11 | 0 | 0 | 0 | 0.00010019 | 0.00015309
3507 | 0 | 5.0761e-07 | 0 | 0 | 0 | 0 | 0 | 3.0046e-08 | 0 | 1.8189e-08 | 0 | 0 | 1.4853e-09 | 3.6529e-11 | 0 | 0 | 0 | 0.00011302 | 0.00018543
3508 | 0 | 2.0015e-07 | 1.4397e-10 | 0 | 0 | 0 | 0 | 5.7781e-10 | 0 | 2.7529e-08 | 1.1548e-09 | 0 | 1.0021e-09 | 0 | 0 | 0 | 0 | 0.00011019 | 0.00025748
3509 | 4.9753e-06 | 3.6979e-06 | 4.372e-06 | 3.4963e-06 | 1.3136e-06 | 5.1506e-06 | 4.3526e-06 | 4.3077e-06 | 5.3876e-06 | 2.432e-06 | 3.5464e-06 | 4.8572e-06 | 1.2955e-06 | 2.1477e-06 | 4.8851e-06 | 1.7718e-06 | 6.2953e-06 | 0.00011284 | 0.00023658
3510 | 6.2299e-05 | 4.2609e-05 | 5.6022e-05 | 5.1324e-05 | 5.5772e-05 | 5.109e-05 | 4.7698e-05 | 5.2049e-05 | 4.9076e-05 | 4.7246e-05 | 4.405e-05 | 5.3445e-05 | 3.1127e-05 | 3.8524e-05 | 4.7862e-05 | 5.0605e-05 | 6.4357e-05 | 0.00011597 | 0.00016061
3511 | 0.00015582 | 0.00013155 | 0.00012053 | 0.00014001 | 0.00016618 | 0.00015181 | 0.00014325 | 0.00014685 | 0.00012454 | 0.00015473 | 0.00012452 | 0.00014863 | 0.00012208 | 0.00010705 | 0.00015282 | 0.00013778 | 0.00018183 | 0.00013212 | 0.00015743
3512 | 0.00016663 | 0.00025526 | 0.00018893 | 0.00025696 | 0.00030922 | 0.00026886 | 0.00025282 | 0.00025245 | 0.00023178 | 0.00027031 | 0.00015211 | 0.000237 | 0.00024316 | 0.00015565 | 0.00026869 | 0.00026224 | 0.00029248 | 0.00015433 | 0.00022492
3513 | 0.00022448 | 0.00036257 | 0.00020655 | 0.00033479 | 0.00037373 | 0.00037472 | 0.00031018 | 0.00033073 | 0.00033299 | 0.000296 | 0.00024398 | 0.00033064 | 0.0002211 | 0.00017093 | 0.00031315 | 0.00032142 | 0.00035085 | 0.00016371 | 0.00027306
3514 | 0.00028799 | 0.0003684 | 0.0001993 | 0.00037797 | 0.00043859 | 0.00043544 | 0.00029945 | 0.00033974 | 0.00038783 | 0.00022863 | 0.00023992 | 0.00033331 | 0.00016774 | 0.00017736 | 0.00032127 | 0.00036532 | 0.00046647 | 0.00016121 | 0.00029388
3515 | 0.00043779 | 0.00038796 | 0.00017596 | 0.00036552 | 0.0004524 | 0.00044447 | 0.00031447 | 0.00034087 | 0.00040816 | 0.00021794 | 0.00012669 | 0.00028209 | 0.00017729 | 0.00021549 | 0.00031287 | 0.00039705 | 0.00053246 | 0.00016806 | 0.00029181
3516 | 0.00041707 | 0.00039293 | 0.00012326 | 0.00035993 | 0.00036111 | 0.00048058 | 0.00020236 | 0.00032166 | 0.00043078 | 0.00029569 | 9.0087e-05 | 0.00015054 | 0.00014003 | 0.00015836 | 0.00014741 | 0.00038407 | 0.00047331 | 0.00016961 | 0.00035987
3517 | 0.00025044 | 0.00032829 | 7.4521e-05 | 0.00042659 | 0.00031327 | 0.00046401 | 0.00015014 | 0.00021388 | 0.00035327 | 0.00018104 | 5.5276e-05 | 0.00012396 | 0.00011247 | 9.8251e-05 | 9.4502e-05 | 0.00034837 | 0.00032972 | 0.00019568 | 0.00038892
3518 | 0.00021937 | 0.0001703 | 4.0787e-05 | 0.00019724 | 0.0001964 | 0.00038527 | 7.4632e-05 | 0.00013551 | 0.00029056 | 0.00016769 | 4.3626e-05 | 0.00010387 | 6.2354e-05 | 9.3521e-05 | 6.1373e-05 | 0.00015995 | 0.00028464 | 0.00021234 | 0.00033217
3519 | 0.00015262 | 3.855e-05 | 3.9516e-05 | 8.9924e-05 | 5.8626e-05 | 0.00020649 | 4.6764e-05 | 7.759e-05 | 0.00017432 | 0.0001893 | 4.1279e-05 | 8.4637e-05 | 5.535e-05 | 8.3064e-05 | 6.7775e-05 | 3.2592e-05 | 0.00025617 | 0.00022329 | 0.00026109
3520 | 4.8908e-05 | 7.8642e-05 | 8.1307e-05 | 7.5689e-05 | 1.4959e-05 | 0.00010798 | 5.2185e-05 | 5.2351e-05 | 9.1681e-05 | 7.6492e-05 | 6.4241e-05 | 8.2014e-05 | 5.9178e-05 | 0.00015693 | 3.3233e-05 | 4.9547e-05 | 0.00011076 | 0.00026074 | 0.00026578
3521 | 2.4265e-05 | 9.4079e-05 | 5.7482e-05 | 4.4272e-05 | 1.4778e-06 | 6.4459e-05 | 4.3805e-05 | 4.299e-05 | 7.5589e-05 | 5.3001e-05 | 3.236e-05 | 7.2729e-05 | 5.2116e-05 | 0.00015067 | 7.3789e-06 | 4.9962e-05 | 2.4078e-05 | 0.00027705 | 0.00020909
3522 | 2.0345e-05 | 9.7084e-05 | 2.8199e-05 | 3.5292e-05 | 1.0618e-06 | 6.7946e-05 | 3.414e-05 | 3.6776e-05 | 8.0017e-05 | 3.7713e-05 | 4.3161e-06 | 5.739e-05 | 1.7656e-05 | 0.0001248 | 4.5543e-06 | 4.6286e-05 | 4.0164e-06 | 0.0002675 | 0.00020821
3523 | 1.8027e-05 | 7.7757e-05 | 1.6481e-05 | 1.6614e-05 | 0 | 6.526e-05 | 2.2175e-05 | 2.7129e-05 | 8.2583e-05 | 1.1633e-05 | 2.7184e-07 | 4.0413e-05 | 8.6343e-06 | 5.1619e-05 | 6.1529e-06 | 3.9529e-05 | 5.4233e-06 | 0.00023406 | 0.00025595
3524 | 8.8908e-06 | 4.1322e-05 | 7.5764e-06 | 9.0552e-06 | 0 | 5.2411e-05 | 1.423e-05 | 2.1056e-05 | 5.3225e-05 | 3.1629e-06 | 1.1548e-09 | 1.8199e-05 | 6.5336e-06 | 1.1878e-05 | 2.0315e-06 | 1.6875e-05 | 5.5803e-06 | 0.0002104 | 0.00018338
3525 | 8.622e-07 | 1.6525e-05 | 2.4714e-06 | 8.0601e-07 | 0 | 3.0788e-05 | 4.9153e-06 | 1.38e-05 | 2.4001e-05 | 2.1237e-07 | 0 | 6.9989e-06 | 3.805e-06 | 1.4538e-06 | 0 | 0 | 5.2202e-06 | 0.00021043 | 0.00014738
3526 | 3.61e-08 | 8.4195e-06 | 9.5559e-07 | 0 | 0 | 8.8027e-06 | 4.7474e-07 | 3.3082e-06 | 9.531e-06 | 0 | 0 | 1.3214e-06 | 6.5687e-07 | 1.275e-07 | 0 | 0 | 1.8822e-06 | 0.00025233 | 7.8599e-05
3527 | 0 | 3.7808e-06 | 3.7509e-07 | 0 | 0 | 1.4766e-06 | 4.584e-09 | 2.0425e-07 | 3.8857e-06 | 0 | 0 | 2.3897e-07 | 3.4595e-08 | 1.8028e-09 | 0 | 0 | 0 | 0.00027536 | 0.0001242
3528 | 0 | 1.6442e-07 | 4.8255e-08 | 0 | 0 | 1.0075e-07 | 0 | 0 | 4.8465e-07 | 0 | 0 | 5.2311e-08 | 6.6211e-10 | 0 | 0 | 0 | 0 | 0.00028226 | 0.00011019
3529 | 0 | 1.7431e-07 | 3.7601e-08 | 0 | 0 | 2.5945e-08 | 0 | 0 | 1.6024e-08 | 1.7206e-08 | 0 | 3.9121e-09 | 6.4422e-10 | 0 | 0 | 0 | 0 | 0.0002946 | 0.00015893
3530 | 0 | 1.9008e-07 | 0 | 0 | 0 | 1.0227e-08 | 0 | 0 | 2.3565e-10 | 1.0815e-08 | 0 | 3.5891e-11 | 6.8001e-10 | 3.2876e-09 | 0 | 0 | 0 | 0.00027713 | 0.0001701
3531 | 0 | 1.4585e-07 | 0 | 0 | 0 | 0 | 0 | 0 | 1.4139e-08 | 1.8681e-08 | 0 | 0 | 6.6211e-10 | 1.0744e-11 | 0 | 0 | 0 | 0.00027904 | 0.00022522
3532 | 0 | 0 | 2.3995e-11 | 0 | 0 | 0 | 0 | 0 | 0 | 1.8681e-08 | 0 | 0 | 6.6211e-10 | 0 | 0 | 0 | 0 | 0.00029296 | 0.00022536
3533 | 8.0092e-06 | 4.2433e-06 | 3.506e-06 | 4.8943e-06 | 2.9316e-06 | 5.266e-06 | 4.4538e-06 | 5.9254e-06 | 6.3136e-06 | 3.1493e-06 | 2.6186e-06 | 5.245e-06 | 1.4332e-06 | 2.9428e-06 | 3.5663e-06 | 3.5424e-06 | 7.4357e-06 | 0.00028808 | 0.00026317
3534 | 5.9504e-05 | 4.5933e-05 | 4.9081e-05 | 5.5988e-05 | 4.966e-05 | 5.3846e-05 | 5.1911e-05 | 4.7862e-05 | 5.9541e-05 | 4.9247e-05 | 3.7445e-05 | 4.8336e-05 | 4.9671e-05 | 4.6364e-05 | 4.4704e-05 | 5.0249e-05 | 7.1006e-05 | 0.00029062 | 0.00041291
3535 | 0.00017067 | 0.00013996 | 0.00015724 | 0.0001569 | 0.00018008 | 0.00016467 | 0.00017279 | 0.00014801 | 0.00016606 | 0.00016715 | 0.00014683 | 0.00016667 | 0.00015195 | 0.000143 | 0.00016932 | 0.00015028 | 0.00018446 | 0.00027607 | 0.00043495
3536 | 0.00029076 | 0.00027418 | 0.00028779 | 0.00029653 | 0.00034765 | 0.00030518 | 0.00031808 | 0.0002731 | 0.00030361 | 0.00032379 | 0.00028766 | 0.0003 | 0.00023709 | 0.00024197 | 0.00033654 | 0.0002818 | 0.00033343 | 0.00026654 | 0.00044653
3537 | 0.00040408 | 0.00039858 | 0.00037998 | 0.00040786 | 0.00045432 | 0.00042144 | 0.00042937 | 0.00035577 | 0.00040662 | 0.00044231 | 0.00040529 | 0.0004124 | 0.00026578 | 0.00032761 | 0.00047039 | 0.00039121 | 0.00044833 | 0.00029476 | 0.00040306
3538 | 0.00044016 | 0.00045208 | 0.00043371 | 0.00046063 | 0.00052877 | 0.00047593 | 0.00049034 | 0.00040771 | 0.00046785 | 0.00045628 | 0.00049145 | 0.0004084 | 0.00037579 | 0.00031208 | 0.00053645 | 0.00046184 | 0.00049791 | 0.00029282 | 0.00037023
3539 | 0.00042284 | 0.00049104 | 0.00046428 | 0.00045076 | 0.00048769 | 0.00048416 | 0.00053217 | 0.0003872 | 0.00051057 | 0.00044695 | 0.00053543 | 0.00038859 | 0.00060016 | 0.00034934 | 0.00057171 | 0.00050426 | 0.00054416 | 0.00027989 | 0.00027431
3540 | 0.00041977 | 0.00051866 | 0.00048086 | 0.00044597 | 0.00051764 | 0.0004856 | 0.00053445 | 0.00038926 | 0.0005171 | 0.00048511 | 0.00054931 | 0.00042419 | 0.00047572 | 0.00039384 | 0.00059701 | 0.00049444 | 0.00042365 | 0.00024665 | 0.00021315
3541 | 0.00051795 | 0.00053176 | 0.00047896 | 0.00039675 | 0.00048464 | 0.00044946 | 0.00051067 | 0.00043289 | 0.0004622 | 0.00056213 | 0.00053987 | 0.00043898 | 0.00043149 | 0.00042256 | 0.00055873 | 0.00048661 | 0.00044836 | 0.00021868 | 0.00017456
3542 | 0.00048919 | 0.00047878 | 0.00045468 | 0.00036257 | 0.0004319 | 0.00037557 | 0.00045826 | 0.0004002 | 0.00041441 | 0.00038923 | 0.00047977 | 0.00040834 | 0.00023016 | 0.00034687 | 0.0004239 | 0.00043189 | 0.00044572 | 0.00021037 | 0.00015759
3543 | 0.00031148 | 0.0004059 | 0.0003702 | 0.00026624 | 0.00040079 | 0.0002889 | 0.00035248 | 0.00027315 | 0.00031096 | 0.00034466 | 0.00042835 | 0.0003712 | 0.00014641 | 0.00032577 | 0.00036761 | 0.00039992 | 0.00030176 | 0.00019781 | 0.0001239
3544 | 0.00020155 | 0.00030646 | 0.00029937 | 0.00018615 | 0.00026677 | 0.00022739 | 0.00024853 | 0.00019007 | 0.00023577 | 0.00028782 | 0.00035137 | 0.00025852 | 0.00010837 | 0.00027222 | 0.00022314 | 0.00028548 | 0.00018887 | 0.00019759 | 0.00021902
3545 | 9.8598e-05 | 0.00022599 | 0.00020983 | 0.00012999 | 0.00015039 | 0.00015756 | 0.00015902 | 0.0001227 | 0.00017224 | 0.00017105 | 0.00023013 | 0.0001727 | 5.9768e-05 | 0.00021505 | 0.00012211 | 0.00021143 | 9.1621e-05 | 0.00019643 | 0.00022392
3546 | 4.0334e-05 | 0.00014786 | 0.00012674 | 7.2103e-05 | 6.1241e-05 | 9.841e-05 | 9.2372e-05 | 7.5604e-05 | 0.00012327 | 6.9832e-05 | 0.00016162 | 9.8975e-05 | 2.357e-05 | 0.00016256 | 6.1857e-05 | 0.00010764 | 3.4484e-05 | 0.00021845 | 0.00028027
3547 | 2.0141e-05 | 0.00010308 | 7.6098e-05 | 2.6436e-05 | 3.6107e-06 | 6.9233e-05 | 4.7917e-05 | 4.3979e-05 | 9.5505e-05 | 2.4071e-05 | 6.8494e-05 | 5.8651e-05 | 1.3386e-05 | 0.00012831 | 2.1738e-05 | 4.8809e-05 | 7.0148e-06 | 0.00022174 | 0.00034441
3548 | 1.5667e-05 | 7.1892e-05 | 4.5042e-05 | 1.0389e-05 | 0 | 5.8244e-05 | 3.7356e-05 | 3.1701e-05 | 7.4314e-05 | 1.3615e-05 | 3.5331e-05 | 4.6239e-05 | 1.0438e-05 | 0.00011004 | 7.4647e-06 | 2.1482e-05 | 5.5903e-06 | 0.00021716 | 0.00029719
3549 | 4.0908e-06 | 2.5424e-05 | 2.0748e-05 | 1.4802e-06 | 0 | 3.5074e-05 | 2.2154e-05 | 2.1892e-05 | 4.2848e-05 | 1.0612e-05 | 1.6159e-05 | 2.5701e-05 | 5.0763e-06 | 5.5084e-05 | 7.4538e-06 | 1.5e-05 | 5.2447e-06 | 0.00018414 | 0.00029571
3550 | 3.0908e-07 | 9.4704e-06 | 6.6157e-06 | 0 | 0 | 1.0513e-05 | 9.2306e-06 | 9.3113e-06 | 1.6301e-05 | 5.641e-06 | 4.8779e-06 | 1.1856e-05 | 7.6137e-07 | 5.3721e-06 | 7.124e-06 | 0 | 2.3853e-06 | 0.00012756 | 0.00029525
3551 | 1.4267e-07 | 4.7787e-06 | 1.3445e-06 | 0 | 0 | 1.9917e-06 | 2.7104e-06 | 2.2361e-06 | 5.2887e-06 | 1.9359e-06 | 8.7304e-07 | 2.9152e-06 | 3.4917e-08 | 1.1518e-06 | 3.1896e-07 | 0 | 1.0518e-07 | 9.4123e-05 | 0.00034879
3552 | 0 | 1.3017e-06 | 4.7583e-07 | 0 | 0 | 9.7413e-08 | 2.504e-07 | 3.1311e-07 | 1.0058e-06 | 1.9172e-08 | 0 | 3.0689e-07 | 7.3369e-10 | 1.4342e-07 | 0 | 0 | 0 | 7.2767e-05 | 0.00027781
3553 | 0 | 1.7431e-07 | 1.7056e-07 | 0 | 0 | 4.1475e-08 | 3.4755e-09 | 0 | 1.5789e-08 | 8.8487e-09 | 0 | 5.7016e-08 | 7.8737e-10 | 3.6989e-08 | 0 | 0 | 0 | 4.4661e-05 | 0.00022607
3554 | 0 | 1.9008e-07 | 1.4397e-10 | 0 | 0 | 0 | 0 | 0 | 7.0695e-10 | 0 | 0 | 2.6251e-08 | 1.0916e-09 | 5.1571e-11 | 0 | 0 | 0 | 3.7403e-05 | 0.00026347
3555 | 0 | 1.9052e-07 | 0 | 0 | 0 | 0 | 0 | 0 | 1.4375e-08 | 1.229e-08 | 0 | 2.6261e-08 | 7.6948e-10 | 1.9339e-11 | 0 | 0 | 0 | 4.5284e-05 | 0.00041651
3556 | 0 | 1.6687e-07 | 2.6395e-10 | 0 | 0 | 4.9021e-08 | 0 | 0 | 0 | 1.9172e-08 | 0 | 1.7838e-08 | 5.0106e-10 | 0 | 0 | 0 | 0 | 6.0074e-05 | 0.00046979
3557 | 1.8523e-06 | 5.7369e-06 | 4.3081e-06 | 2.8306e-06 | 5.5089e-06 | 4.7537e-06 | 6.4435e-06 | 2.8991e-06 | 6.137e-06 | 3.8106e-06 | 3.6676e-06 | 3.2708e-06 | 2.5456e-06 | 2.4226e-06 | 6.9183e-06 | 6.0896e-06 | 3.075e-06 | 7.9722e-05 | 0.00051207
3558 | 3.3844e-05 | 6.0663e-05 | 4.164e-05 | 4.7741e-05 | 6.6285e-05 | 5.0505e-05 | 5.0056e-05 | 3.9995e-05 | 5.1856e-05 | 4.6692e-05 | 3.1279e-05 | 4.8611e-05 | 3.7762e-05 | 3.8519e-05 | 3.8336e-05 | 5.969e-05 | 3.7003e-05 | 9.8405e-05 | 0.00040373
3559 | 0.00010474 | 0.00012939 | 0.00015606 | 0.00013764 | 0.00013572 | 0.00014733 | 0.00016492 | 0.00012443 | 0.00012439 | 0.00014128 | 0.00014446 | 0.00015218 | 0.00018896 | 0.00013872 | 0.00016941 | 0.00013532 | 0.0001049 | 9.9796e-05 | 0.00038013
3560 | 0.00024548 | 0.00026056 | 0.00028758 | 0.00026447 | 0.00034182 | 0.00025654 | 0.0003228 | 0.00024102 | 0.00020177 | 0.00032624 | 0.00028534 | 0.00030318 | 0.00042111 | 0.00027049 | 0.00033262 | 0.00027963 | 0.00023671 | 0.00011814 | 0.00042852
3561 | 0.0003907 | 0.00037674 | 0.00036229 | 0.00031954 | 0.00047682 | 0.00037432 | 0.0004467 | 0.00035089 | 0.00026805 | 0.00045866 | 0.00040319 | 0.0004298 | 0.00059904 | 0.00039254 | 0.00046962 | 0.00039973 | 0.00040476 | 0.00016733 | 0.00033509
3562 | 0.00045654 | 0.00041026 | 0.0004501 | 0.00044227 | 0.00055402 | 0.00045336 | 0.0005069 | 0.00043288 | 0.00030627 | 0.00054933 | 0.0004831 | 0.00048498 | 0.00072144 | 0.00040497 | 0.00055361 | 0.0004968 | 0.00045916 | 0.00018871 | 0.00017516
3563 | 0.00051161 | 0.00042416 | 0.00050687 | 0.00030763 | 0.00039018 | 0.00043674 | 0.0005388 | 0.00041883 | 0.00034159 | 0.0005987 | 0.00053337 | 0.00052541 | 0.00077854 | 0.00044687 | 0.00059531 | 0.00057758 | 0.0004989 | 0.00018269 | 5.38e-05
3564 | 0.00045486 | 0.00041775 | 0.00053803 | 0.00022657 | 0.00044137 | 0.0004024 | 0.00053863 | 0.00034035 | 0.00041692 | 0.00063461 | 0.00052973 | 0.00053749 | 0.00075979 | 0.00050137 | 0.00061077 | 0.00050732 | 0.00052998 | 0.00016888 | 2.0988e-05
3565 | 0.00032057 | 0.00036865 | 0.00054774 | 0.00025067 | 0.00053154 | 0.00035116 | 0.00050511 | 0.0003056 | 0.00047703 | 0.00054946 | 0.00041493 | 0.00053025 | 0.00074705 | 0.0005025 | 0.00048033 | 0.000542 | 0.00053645 | 0.00016477 | 2.4645e-05
3566 | 0.00042165 | 0.00034112 | 0.00049661 | 0.0002468 | 0.00050002 | 0.00029399 | 0.00047463 | 0.00032137 | 0.00048298 | 0.0005299 | 0.0003509 | 0.00050345 | 0.00070674 | 0.00051351 | 0.00041462 | 0.00046297 | 0.00047002 | 0.00015604 | 8.6065e-05
3567 | 0.0002768 | 0.000341 | 0.00040547 | 0.00016756 | 0.00042391 | 0.00033251 | 0.00042633 | 0.00022838 | 0.00045523 | 0.00042687 | 0.00042099 | 0.00044244 | 0.00060431 | 0.00044692 | 0.00036648 | 0.00025461 | 0.00037481 | 0.0001394 | 0.00011779
3568 | 0.00017944 | 0.00032673 | 0.00034775 | 0.00014008 | 0.00030619 | 0.00030391 | 0.00033943 | 0.00018403 | 0.00037698 | 0.00034065 | 0.00041356 | 0.00033458 | 0.00043282 | 0.00034775 | 0.00029648 | 0.00031052 | 0.00025593 | 0.00013501 | 9.0927e-05
3569 | 9.0089e-05 | 0.00024518 | 0.00023866 | 7.4575e-05 | 0.00020099 | 0.00018111 | 0.00021457 | 0.00010895 | 0.00023616 | 0.00021766 | 0.00029294 | 0.00022029 | 0.00024052 | 0.00026687 | 0.00020592 | 0.00022254 | 0.0001454 | 0.00011889 | 8.5472e-05
3570 | 5.1167e-05 | 0.00015108 | 0.00012883 | 6.948e-05 | 7.0358e-05 | 0.00010764 | 9.6766e-05 | 7.2757e-05 | 0.00012501 | 8.7513e-05 | 0.00014449 | 0.00011229 | 7.5032e-05 | 0.00018248 | 7.0602e-05 | 0.0001166 | 4.0702e-05 | 0.00010384 | 0.00010566
3571 | 2.1591e-05 | 0.00010259 | 7.9748e-05 | 1.6654e-05 | 3.5144e-06 | 6.897e-05 | 4.6607e-05 | 4.6079e-05 | 9.2489e-05 | 2.6958e-05 | 4.6959e-05 | 6.5649e-05 | 2.0499e-05 | 0.00013479 | 1.2827e-05 | 4.919e-05 | 8.3496e-06 | 8.355e-05 | 0.00011712
3572 | 1.5755e-05 | 7.1381e-05 | 4.6757e-05 | 9.3377e-06 | 0 | 5.8311e-05 | 4.2476e-05 | 3.2241e-05 | 7.8006e-05 | 1.6546e-05 | 2.7751e-05 | 4.8016e-05 | 1.4257e-05 | 0.00011768 | 7.4429e-06 | 2.0819e-05 | 5.5937e-06 | 7.5229e-05 | 8.2148e-05
3573 | 3.862e-06 | 2.9274e-05 | 2.3803e-05 | 1.8549e-06 | 0 | 3.3716e-05 | 3.0026e-05 | 2.1418e-05 | 4.1582e-05 | 9.2068e-06 | 1.3921e-05 | 2.6798e-05 | 9.8521e-06 | 7.5771e-05 | 7.4484e-06 | 1.5125e-05 | 4.8329e-06 | 6.391e-05 | 5.8999e-05
3574 | 7.1953e-08 | 1.0164e-05 | 6.5808e-06 | 0 | 0 | 8.9117e-06 | 1.1624e-05 | 8.8572e-06 | 1.3816e-05 | 6.9595e-06 | 3.2704e-06 | 1.1867e-05 | 2.7025e-06 | 1.2156e-05 | 7.1693e-06 | 0 | 2.5984e-06 | 7.3582e-05 | 3.2472e-06
3575 | 0 | 4.808e-06 | 1.4001e-06 | 0 | 0 | 1.1458e-06 | 3.4477e-06 | 1.5234e-06 | 2.6844e-06 | 1.9143e-06 | 4.5454e-06 | 2.843e-06 | 4.0035e-08 | 9.1861e-07 | 3.3164e-07 | 0 | 2.855e-07 | 5.3702e-05 | 4.8797e-09
3576 | 0 | 1.222e-06 | 4.7777e-07 | 0 | 0 | 9.9345e-08 | 2.7258e-07 | 1.2392e-07 | 9.4757e-07 | 1.8681e-08 | 0 | 3.082e-07 | 8.4106e-10 | 1.5088e-07 | 0 | 0 | 0 | 6.4321e-05 | 0
3577 | 0 | 4.6469e-07 | 1.6996e-07 | 0 | 0 | 2.2082e-08 | 9.3513e-08 | 0 | 1.3668e-08 | 1.8189e-08 | 1.1548e-09 | 5.347e-08 | 2.389e-09 | 3.6117e-08 | 0 | 0 | 0 | 7.4635e-05 | 0
3578 | 0 | 5.0936e-07 | 2.3995e-11 | 0 | 0 | 0 | 0 | 0 | 7.0695e-10 | 2.0647e-08 | 0 | 2.6793e-08 | 1.4226e-09 | 5.8017e-11 | 0 | 0 | 0 | 8.1542e-05 | 5.9925e-06
3579 | 0 | 4.6425e-07 | 3.5993e-10 | 0 | 0 | 0 | 0 | 5.1309e-08 | 2.3565e-10 | 2.4088e-08 | 0 | 2.6251e-08 | 1.3332e-09 | 1.2893e-11 | 0 | 0 | 0 | 7.5055e-05 | 9.6177e-06
3580 | 0 | 0 | 2.3995e-11 | 0 | 0 | 0 | 0 | 0 | 1.4375e-08 | 1.7697e-08 | 0 | 1.7788e-08 | 9.1264e-10 | 0 | 0 | 0 | 0 | 8.1058e-05 | 9.6293e-07
3581 | 6.2912e-06 | 4.9847e-06 | 3.4438e-06 | 3.0474e-06 | 3.0762e-06 | 5.5548e-06 | 5.0655e-06 | 3.6746e-06 | 7.3925e-06 | 2.5617e-06 | 3.3393e-06 | 2.5828e-06 | 3.3627e-06 | 2.4835e-06 | 4.3512e-06 | 3.7312e-06 | 6.342e-06 | 6.798e-05 | 7.4298e-06
3582 | 6.986e-05 | 4.855e-05 | 4.9004e-05 | 4.7183e-05 | 5.0767e-05 | 5.3672e-05 | 5.4028e-05 | 4.5783e-05 | 6.0536e-05 | 4.7049e-05 | 4.1878e-05 | 4.6872e-05 | 5.395e-05 | 4.3505e-05 | 4.7966e-05 | 5.077e-05 | 6.7745e-05 | 4.7971e-05 | 1.4518e-05
3583 | 0.0001989 | 0.0001465 | 0.00015405 | 0.00015674 | 0.00017477 | 0.00016596 | 0.00016672 | 0.00014871 | 0.00017728 | 0.0001663 | 0.0001429 | 0.00016569 | 0.00020841 | 0.00015107 | 0.0001613 | 0.00014845 | 0.00020206 | 3.0439e-05 | 2.5284e-06
3584 | 0.00033176 | 0.00027564 | 0.00028069 | 0.00028119 | 0.00032903 | 0.00030334 | 0.00030778 | 0.00027321 | 0.00032282 | 0.00031807 | 0.00027649 | 0.00030357 | 0.00040547 | 0.00027849 | 0.00031556 | 0.00027544 | 0.00034251 | 2.2441e-05 | 2.3819e-07
3585 | 0.00043887 | 0.0003892 | 0.00038554 | 0.0003851 | 0.00045577 | 0.00041842 | 0.00042633 | 0.00037636 | 0.00044245 | 0.00044937 | 0.00039078 | 0.00041315 | 0.00057063 | 0.00038478 | 0.00043968 | 0.00038922 | 0.00045431 | 4.1571e-05 | 4.7101e-06
3586 | 0.00051226 | 0.00045307 | 0.00044913 | 0.00045144 | 0.00054391 | 0.00047873 | 0.00049253 | 0.0004384 | 0.0004963 | 0.00053358 | 0.00047566 | 0.00046785 | 0.00065237 | 0.00041637 | 0.00051723 | 0.00047571 | 0.00053119 | 4.553e-05 | 5.8661e-06
3587 | 0.00055528 | 0.00050425 | 0.00049247 | 0.00049039 | 0.00059322 | 0.00052643 | 0.00054303 | 0.00048328 | 0.00054898 | 0.00058 | 0.00053144 | 0.00049644 | 0.00066376 | 0.00043847 | 0.00057271 | 0.00054662 | 0.00057706 | 3.6579e-05 | 1.0164e-05
3588 | 0.00057196 | 0.00056305 | 0.0005043 | 0.00051468 | 0.00061775 | 0.00056586 | 0.00057586 | 0.00050125 | 0.00059178 | 0.00060263 | 0.00055995 | 0.00055986 | 0.00068186 | 0.00049574 | 0.00058977 | 0.00057479 | 0.00058006 | 3.4395e-05 | 1.0024e-05
3589 | 0.00052482 | 0.00056463 | 0.00054829 | 0.00047096 | 0.00050151 | 0.00055987 | 0.00053969 | 0.00048118 | 0.00059838 | 0.00058867 | 0.00047759 | 0.00057271 | 0.00066477 | 0.00047562 | 0.00054618 | 0.00047737 | 0.0005552 | 4.5834e-05 | 1.7516e-05
3590 | 0.00044191 | 0.00051298 | 0.00052904 | 0.00044291 | 0.00054539 | 0.00048087 | 0.00048771 | 0.00045224 | 0.00052514 | 0.00054658 | 0.00050271 | 0.0005389 | 0.00059486 | 0.00047433 | 0.00048328 | 0.00051925 | 0.00044389 | 4.6794e-05 | 2.0516e-05
3591 | 0.00040688 | 0.00045072 | 0.00044143 | 0.00038201 | 0.00047861 | 0.00041079 | 0.00044322 | 0.00039951 | 0.00042425 | 0.00046074 | 0.00047313 | 0.00046183 | 0.00057714 | 0.00044915 | 0.00045059 | 0.00043002 | 0.000339 | 5.3141e-05 | 1.7057e-05
3592 | 0.00030238 | 0.00036666 | 0.0003427 | 0.00029582 | 0.00035158 | 0.00032258 | 0.00034454 | 0.00030058 | 0.00034478 | 0.00034048 | 0.0004117 | 0.00034808 | 0.00042673 | 0.00035591 | 0.0003478 | 0.00034884 | 0.00026339 | 6.0051e-05 | 6.2951e-06
3593 | 0.00017674 | 0.00024866 | 0.00023933 | 0.00016466 | 0.00019648 | 0.00019718 | 0.00021063 | 0.00017959 | 0.0002226 | 0.00020965 | 0.00028136 | 0.00021324 | 0.00023914 | 0.00027253 | 0.00019977 | 0.00023895 | 0.0001598 | 5.8594e-05 | 8.4548e-07
3594 | 6.4174e-05 | 0.00015328 | 0.00013149 | 6.5158e-05 | 6.9904e-05 | 0.00011308 | 9.8885e-05 | 8.9286e-05 | 0.00012686 | 8.8483e-05 | 0.00015451 | 0.000116 | 7.5903e-05 | 0.0001847 | 7.0639e-05 | 0.00011457 | 4.5365e-05 | 7.1396e-05 | 7.0688e-06
3595 | 2.3332e-05 | 0.0001045 | 8.0213e-05 | 2.7212e-05 | 5.2569e-06 | 7.1142e-05 | 4.903e-05 | 5.2468e-05 | 9.5287e-05 | 2.7332e-05 | 5.6196e-05 | 6.679e-05 | 2.029e-05 | 0.00013341 | 1.5618e-05 | 5.0666e-05 | 9.7952e-06 | 6.1663e-05 | 9.0012e-07
3596 | 1.8235e-05 | 8.1689e-05 | 4.689e-05 | 1.3184e-05 | 0 | 6.2127e-05 | 4.0747e-05 | 3.5515e-05 | 8.1919e-05 | 1.5652e-05 | 3.8883e-05 | 4.9291e-05 | 1.4766e-05 | 0.00011808 | 7.4502e-06 | 2.1821e-05 | 5.9999e-06 | 7.8963e-05 | 2.8075e-06
3597 | 8.4095e-06 | 3.4104e-05 | 2.3811e-05 | 2.3575e-06 | 0 | 4.0204e-05 | 2.6579e-05 | 2.3939e-05 | 5.1927e-05 | 1.0948e-05 | 1.7325e-05 | 2.8104e-05 | 1.0333e-05 | 7.6308e-05 | 7.4466e-06 | 1.665e-05 | 5.5675e-06 | 0.00010099 | 5.7145e-06
3598 | 5.8141e-07 | 1.0994e-05 | 7.027e-06 | 0 | 0 | 1.2404e-05 | 1.0065e-05 | 1.0447e-05 | 2.052e-05 | 6.463e-06 | 0 | 1.2737e-05 | 2.6316e-06 | 1.2489e-05 | 7.2073e-06 | 0 | 2.5394e-06 | 0.00011217 | 3.705e-06
3599 | 1.3772e-07 | 5.1548e-06 | 1.4716e-06 | 0 | 0 | 1.6222e-06 | 3.5083e-06 | 2.3063e-06 | 5.5794e-06 | 1.9561e-06 | 0 | 3.7527e-06 | 3.4667e-08 | 1.0639e-06 | 3.9145e-07 | 0 | 1.8032e-07 | 9.176e-05 | 5.362e-06
3600 | 0 | 1.3754e-06 | 4.7609e-07 | 0 | 0 | 1.092e-07 | 3.0375e-07 | 4.4978e-07 | 1.266e-06 | 9.3403e-09 | 0 | 3.8985e-07 | 7.1579e-10 | 1.7026e-07 | 0 | 0 | 0 | 6.235e-05 | 5.245e-06
3601 | 0 | 3.4994e-07 | 2.1413e-07 | 0 | 0 | 3.1816e-08 | 1.0417e-07 | 0 | 1.2136e-07 | 0 | 0 | 1.0762e-07 | 2.5679e-09 | 5.5199e-08 | 0 | 0 | 0 | 5.8249e-05 | 4.76e-06
3602 | 0 | 3.8104e-07 | 7.1986e-09 | 0 | 0 | 0 | 0 | 0 | 1.1912e-07 | 0 | 0 | 7.1506e-08 | 1.4226e-09 | 1.7188e-08 | 0 | 0 | 0 | 6.329e-05 | 5.6781e-07
3603 | 0 | 3.806e-07 | 1.6797e-10 | 0 | 0 | 6.8179e-09 | 0 | 0 | 5.2668e-08 | 0 | 0 | 6.5379e-08 | 9.8422e-10 | 2.2046e-09 | 0 | 0 | 0 | 6.4652e-05 | 6.4027e-07
3604 | 0 | 3.2804e-07 | 0 | 0 | 0 | 3.409e-09 | 0 | 0 | 2.3565e-10 | 0 | 0 | 2.4808e-08 | 9.4843e-10 | 1.9339e-11 | 0 | 0 | 0 | 6.1935e-05 | 4.866e-07
3605 | 2.6013e-06 | 2.8878e-06 | 6.6133e-07 | 1.024e-06 | 0 | 3.0367e-06 | 4.1018e-06 | 1.1706e-06 | 6.4855e-06 | 4.1819e-07 | 2.6797e-06 | 4.5047e-07 | 9.9465e-07 | 2.4682e-07 | 1.954e-06 | 3.1323e-07 | 5.3712e-06 | 4.0101e-05 | 3.0758e-06
3606 | 2.371e-05 | 2.8214e-05 | 2.6285e-05 | 2.3721e-05 | 1.8565e-05 | 2.7015e-05 | 4.8575e-05 | 2.5392e-05 | 4.9756e-05 | 8.3071e-06 | 3.8372e-05 | 1.8271e-05 | 4.0396e-05 | 1.0325e-05 | 6.4576e-05 | 1.6971e-05 | 2.999e-05 | 3.869e-05 | 4.9806e-06
3607 | 6.5244e-05 | 9.4767e-05 | 9.8567e-05 | 7.043e-05 | 7.6956e-05 | 6.7368e-05 | 0.00011836 | 5.1336e-05 | 0.00013448 | 6.4989e-05 | 9.3957e-05 | 6.2559e-05 | 0.00014387 | 4.9549e-05 | 0.00011188 | 9.3005e-05 | 8.9477e-05 | 3.1699e-05 | 5.311e-06
3608 | 9.6336e-05 | 0.00016126 | 0.0001908 | 9.7539e-05 | 0.00020417 | 0.00014394 | 0.00021203 | 7.6841e-05 | 0.00021373 | 0.0001529 | 0.00017308 | 0.00016987 | 0.00016038 | 0.00011976 | 0.00020969 | 0.00017903 | 0.00019091 | 2.1711e-05 | 1.6974e-05
3609 | 0.00010809 | 0.00029802 | 0.00028043 | 0.00014278 | 0.00034553 | 0.00024895 | 0.00027212 | 0.00013521 | 0.0002554 | 0.00026518 | 0.00022908 | 0.00024695 | 0.00031712 | 0.00015636 | 0.00028328 | 0.00029011 | 0.00014963 | 2.88e-05 | 5.9708e-05
3610 | 0.0002097 | 0.00036768 | 0.00029197 | 0.0002877 | 0.00039711 | 0.000349 | 0.00035696 | 0.00023832 | 0.00034247 | 0.00017338 | 0.00030658 | 0.00018277 | 0.00049535 | 0.00014686 | 0.00033235 | 0.00035727 | 0.00016989 | 1.8054e-05 | 6.9518e-05
3611 | 0.00024158 | 0.00039051 | 0.00031572 | 0.00025618 | 0.00037738 | 0.00036432 | 0.00032964 | 0.00027827 | 0.00039241 | 0.00024119 | 0.00016623 | 0.00032814 | 0.00068973 | 0.00021843 | 0.00018819 | 0.00038192 | 0.0002837 | 1.167e-05 | 2.9939e-05
3612 | 0.00025714 | 0.00031262 | 0.00031974 | 0.00023354 | 0.0003404 | 0.00034213 | 0.00025687 | 0.00023378 | 0.00028117 | 0.00038684 | 0.00027309 | 0.00018485 | 0.00062632 | 0.00028453 | 0.00028659 | 0.00027718 | 0.00026257 | 1.1714e-05 | 1.5206e-05
3613 | 0.00026824 | 0.00021853 | 0.00022968 | 0.00024428 | 0.00021046 | 0.00023907 | 0.00025787 | 0.00031366 | 0.00023294 | 0.00038675 | 0.00026058 | 0.0002803 | 0.00037477 | 0.00031205 | 0.00029446 | 0.00026935 | 0.00022735 | 1.2251e-05 | 2.5922e-05
3614 | 0.00035939 | 0.00021204 | 0.0001735 | 0.00021055 | 0.00023647 | 0.00017005 | 0.00020245 | 0.00027543 | 0.00022128 | 0.00038766 | 0.0001784 | 0.00029264 | 0.00043989 | 0.00024273 | 0.00021055 | 0.00020512 | 0.00025155 | 6.1052e-06 | 1.8918e-05
3615 | 0.00024791 | 0.00013812 | 0.0001685 | 0.00026473 | 0.00012565 | 0.00019043 | 0.00016276 | 0.00025011 | 0.00015513 | 0.00018977 | 0.00015127 | 0.00015497 | 0.00031907 | 0.00018884 | 0.00017147 | 9.6537e-05 | 0.00018353 | 8.0135e-06 | 1.7571e-05
3616 | 0.0002061 | 0.00015464 | 0.00023018 | 0.00013484 | 0.00012064 | 0.00012887 | 0.00014576 | 0.00015408 | 0.0001393 | 0.00020983 | 0.000152 | 0.00015921 | 0.00018508 | 0.00023345 | 9.8761e-05 | 0.00017137 | 0.00017562 | 8.9972e-06 | 1.1006e-05
3617 | 8.9352e-05 | 0.00015047 | 0.00014298 | 6.247e-05 | 0.00011465 | 9.8565e-05 | 9.2249e-05 | 9.031e-05 | 0.00010879 | 0.00012215 | 0.00016742 | 0.00012319 | 6.9347e-05 | 0.00019958 | 6.2313e-05 | 0.00017599 | 7.7205e-05 | 1.4692e-05 | 8.1544e-06
3618 | 4.3168e-05 | 0.0001174 | 9.3926e-05 | 5.4741e-05 | 2.4825e-05 | 8.6183e-05 | 7.2671e-05 | 6.4306e-05 | 9.4185e-05 | 5.4293e-05 | 9.3458e-05 | 7.4147e-05 | 4.5946e-05 | 0.00015381 | 4.3486e-05 | 7.1398e-05 | 2.4655e-05 | 1.2289e-05 | 1.1744e-05
3619 | 2.058e-05 | 8.7456e-05 | 5.6337e-05 | 2.1389e-05 | 3.52e-07 | 6.3106e-05 | 4.2047e-05 | 3.2758e-05 | 8.4392e-05 | 2.091e-05 | 2.9114e-05 | 4.799e-05 | 1.6987e-05 | 0.00011516 | 1.2921e-05 | 2.6288e-05 | 8.0722e-06 | 1.1445e-05 | 9.3952e-06
3620 | 6.3969e-06 | 4.2801e-05 | 2.4226e-05 | 7.0995e-06 | 0 | 4.3987e-05 | 2.4378e-05 | 2.1487e-05 | 5.0393e-05 | 1.2405e-05 | 7.0906e-06 | 2.5496e-05 | 1.3875e-05 | 3.7977e-05 | 7.4067e-06 | 2.4901e-07 | 2.141e-06 | 6.5925e-06 | 4.3939e-06
3621 | 3.1847e-07 | 1.3864e-05 | 6.7204e-06 | 2.153e-06 | 0 | 2.052e-05 | 1.2846e-05 | 1.0206e-05 | 2.3872e-05 | 7.1426e-06 | 0 | 1.1543e-05 | 7.4754e-06 | 6.384e-06 | 2.2418e-06 | 0 | 0 | 1.295e-05 | 4.2688e-06
3622 | 3.7584e-08 | 7.5964e-06 | 2.3071e-06 | 0 | 0 | 4.0128e-06 | 5.0086e-06 | 3.0937e-06 | 7.9496e-06 | 8.3079e-08 | 5.1967e-08 | 2.1952e-06 | 6.1914e-07 | 1.7614e-06 | 0 | 0 | 0 | 2.5008e-05 | 2.242e-05
3623 | 0 | 3.3171e-06 | 6.2208e-07 | 0 | 0 | 1.7337e-07 | 3.7433e-07 | 4.8361e-07 | 1.2433e-06 | 0 | 0 | 4.3777e-07 | 8.4106e-10 | 1.8637e-07 | 0 | 0 | 0 | 2.4939e-05 | 2.3546e-05
3624 | 0 | 5.6937e-08 | 1.9172e-08 | 0 | 0 | 1.7499e-08 | 2.1878e-08 | 7.2804e-08 | 3.596e-07 | 2.5563e-08 | 0 | 4.8417e-08 | 9.4843e-10 | 4.7671e-08 | 0 | 0 | 0 | 3.6627e-05 | 5.1197e-06
3625 | 0 | 2.9125e-07 | 0 | 0 | 0 | 0 | 0 | 7.3382e-08 | 2.6864e-08 | 9.3403e-09 | 0 | 1.0925e-08 | 2.3442e-09 | 5.2e-10 | 0 | 0 | 0 | 5.7886e-05 | 1.3006e-05
3626 | 0 | 3.1885e-07 | 1.4397e-10 | 0 | 0 | 1.0227e-08 | 0 | 7.2804e-08 | 0 | 1.8681e-08 | 1.1548e-09 | 0 | 8.5895e-10 | 2.5141e-09 | 0 | 0 | 0 | 6.3305e-05 | 1.5309e-05
3627 | 0 | 3.1753e-07 | 0 | 0 | 0 | 0 | 0 | 2.8313e-08 | 0 | 1.7697e-08 | 0 | 0 | 8.9474e-10 | 0 | 0 | 0 | 0 | 4.879e-05 | 1.832e-05
3628 | 0 | 4.5987e-08 | 4.7991e-11 | 0 | 0 | 2.7391e-08 | 0 | 0 | 0 | 1.8681e-08 | 0 | 0 | 1.1184e-09 | 1.0744e-11 | 0 | 0 | 0 | 4.3788e-05 | 9.4074e-06
3629 | 1.297e-06 | 4.2912e-06 | 4.3377e-06 | 5.7108e-07 | 3.1755e-06 | 3.3074e-06 | 3.8907e-06 | 1.1161e-06 | 5.9939e-06 | 2.1417e-06 | 3.214e-06 | 5.6876e-06 | 1.8941e-07 | 9.9631e-07 | 3.5613e-06 | 4.09e-06 | 1.2746e-06 | 3.5662e-05 | 9.8293e-06
3630 | 1.9849e-05 | 4.8478e-05 | 5.3063e-05 | 3.3433e-05 | 5.5937e-05 | 4.2425e-05 | 5.1062e-05 | 2.9993e-05 | 5.7223e-05 | 4.8349e-05 | 4.1623e-05 | 5.8969e-05 | 9.2522e-06 | 2.4549e-05 | 4.7578e-05 | 5.0554e-05 | 2.6738e-05 | 4.8269e-05 | 5.5601e-06
3631 | 0.00013526 | 0.00014208 | 0.0001547 | 7.998e-05 | 0.00018053 | 0.00012807 | 0.00015607 | 0.00010781 | 0.00016353 | 0.00015035 | 0.00013252 | 0.00014075 | 4.0381e-05 | 8.9382e-05 | 0.00016037 | 0.00015252 | 0.00011226 | 4.7111e-05 | 7.4465e-06
3632 | 0.00025434 | 0.00027291 | 0.00027993 | 0.00019268 | 0.00031036 | 0.00025923 | 0.00028931 | 0.00022091 | 0.00028402 | 0.00028522 | 0.00022154 | 0.00026237 | 8.1048e-05 | 0.00018378 | 0.00031035 | 0.00028267 | 0.00023083 | 4.6502e-05 | 3.9576e-07
3633 | 0.00040129 | 0.00039093 | 0.00039727 | 0.00032631 | 0.00045936 | 0.00038077 | 0.00040088 | 0.00033278 | 0.00041301 | 0.00039528 | 0.00035192 | 0.00034682 | 0.00017106 | 0.00028567 | 0.00044201 | 0.00040402 | 0.00032571 | 6.5282e-05 | 1.4427e-07
3634 | 0.00047001 | 0.00045703 | 0.00047701 | 0.00041277 | 0.00056499 | 0.00045688 | 0.00049469 | 0.00041897 | 0.000497 | 0.00048888 | 0.00041547 | 0.0004464 | 0.00014706 | 0.00036093 | 0.00053218 | 0.00049236 | 0.0004539 | 5.8411e-05 | 4.8688e-07
3635 | 0.00052738 | 0.00051903 | 0.0005382 | 0.00048056 | 0.00061732 | 0.00051574 | 0.00054517 | 0.00047435 | 0.0005487 | 0.00057675 | 0.00051329 | 0.00051596 | 0.00026194 | 0.00041758 | 0.00057076 | 0.00056607 | 0.00054743 | 3.9368e-05 | 1.6629e-06
3636 | 0.00054881 | 0.00058287 | 0.00059856 | 0.00051651 | 0.00062979 | 0.00055961 | 0.00057901 | 0.00050782 | 0.00059467 | 0.0005944 | 0.00055991 | 0.00057223 | 0.00037965 | 0.0004904 | 0.00060999 | 0.00059237 | 0.00057297 | 3.4597e-05 | 3.5172e-07
3637 | 0.00053592 | 0.00060523 | 0.00060593 | 0.00051926 | 0.00061673 | 0.00057362 | 0.00058667 | 0.00050792 | 0.00060422 | 0.0005864 | 0.00055905 | 0.0005875 | 0.0004495 | 0.00055561 | 0.00060436 | 0.00060113 | 0.00055229 | 2.9251e-05 | 5.5864e-07
3638 | 0.00048593 | 0.00057458 | 0.00055976 | 0.00048471 | 0.00057761 | 0.00054224 | 0.00052942 | 0.00047255 | 0.0005555 | 0.00056237 | 0.00052425 | 0.00055796 | 0.00042745 | 0.00053796 | 0.00055689 | 0.00054893 | 0.00049344 | 2.5575e-05 | 2.1388e-06
3639 | 0.00039785 | 0.00048724 | 0.00047733 | 0.0004119 | 0.00049628 | 0.00046145 | 0.00046652 | 0.00042127 | 0.00045824 | 0.00048032 | 0.0004782 | 0.00047595 | 0.0004478 | 0.00046183 | 0.00047454 | 0.00046618 | 0.00040545 | 2.3107e-05 | 9.5476e-06
3640 | 0.00029598 | 0.00038376 | 0.00037337 | 0.0003184 | 0.00037357 | 0.00034412 | 0.00033806 | 0.00032895 | 0.000332 | 0.00037089 | 0.00040646 | 0.00036145 | 0.00035648 | 0.00038417 | 0.0003465 | 0.00038024 | 0.00029283 | 2.605e-05 | 7.2345e-06
3641 | 0.00017259 | 0.00025979 | 0.00024198 | 0.00019345 | 0.00021593 | 0.00020698 | 0.00019316 | 0.00019609 | 0.00021024 | 0.00021683 | 0.00024925 | 0.00023245 | 0.00019546 | 0.00028038 | 0.0001703 | 0.00023509 | 0.00016056 | 3.0825e-05 | 3.9465e-06
3642 | 6.6236e-05 | 0.000153 | 0.00013298 | 8.2553e-05 | 6.6829e-05 | 0.00011231 | 9.0004e-05 | 8.9808e-05 | 0.00012785 | 8.8102e-05 | 0.00012267 | 0.00011463 | 9.0533e-05 | 0.00018858 | 5.0905e-05 | 0.00011518 | 5.1581e-05 | 4.8547e-05 | 1.9824e-06
3643 | 2.2507e-05 | 0.00010527 | 8.115e-05 | 4.1234e-05 | 4.662e-06 | 6.9998e-05 | 4.6603e-05 | 4.9237e-05 | 9.605e-05 | 3.3573e-05 | 5.1767e-05 | 6.6471e-05 | 2.7389e-05 | 0.00013854 | 1.4203e-05 | 5.0259e-05 | 9.0214e-06 | 7.3401e-05 | 3.325e-05
3644 | 1.8145e-05 | 8.3346e-05 | 4.7525e-05 | 1.7539e-05 | 0 | 6.1882e-05 | 4.2405e-05 | 3.3561e-05 | 8.3538e-05 | 2.0182e-05 | 3.7718e-05 | 4.9846e-05 | 6.8261e-06 | 0.00011794 | 7.4592e-06 | 2.212e-05 | 5.3733e-06 | 8.6081e-05 | 0.00014332
3645 | 8.1844e-06 | 3.6046e-05 | 2.5335e-05 | 2.4962e-06 | 0 | 4.029e-05 | 2.7412e-05 | 2.2221e-05 | 5.3211e-05 | 9.4782e-06 | 1.6308e-05 | 2.901e-05 | 3.3093e-06 | 6.5654e-05 | 7.4611e-06 | 1.7482e-05 | 4.9064e-06 | 0.00010128 | 0.00016948
3646 | 5.776e-07 | 1.1515e-05 | 6.9218e-06 | 0 | 0 | 1.1929e-05 | 1.0269e-05 | 9.8091e-06 | 1.924e-05 | 7.457e-06 | 1.2264e-06 | 1.2761e-05 | 2.9002e-07 | 7.6326e-06 | 7.0406e-06 | 0 | 2.0825e-06 | 0.00010445 | 0.00014056
3647 | 1.3674e-07 | 5.1317e-06 | 1.4772e-06 | 0 | 0 | 1.5844e-06 | 2.7095e-06 | 2.3482e-06 | 5.368e-06 | 2.659e-06 | 0 | 3.9424e-06 | 9.4843e-10 | 1.0446e-06 | 3.6608e-07 | 0 | 0 | 0.0001091 | 0.00018942
3648 | 0 | 1.3694e-06 | 4.7564e-07 | 0 | 0 | 9.7716e-08 | 2.275e-07 | 5.0783e-07 | 1.1722e-06 | 1.8189e-08 | 0 | 3.8362e-07 | 6.4422e-10 | 1.5691e-07 | 0 | 0 | 0 | 0.00011918 | 1.9462e-05
3649 | 0 | 4.6469e-07 | 2.1548e-07 | 0 | 0 | 4.1096e-08 | 1.0615e-07 | 7.2804e-08 | 7.8236e-08 | 1.0815e-08 | 0 | 8.4889e-08 | 1.02e-09 | 3.8374e-08 | 0 | 0 | 0 | 0.0001078 | 1.4317e-05
3650 | 0 | 5.063e-07 | 7.4385e-09 | 0 | 0 | 0 | 0 | 7.3382e-08 | 1.4139e-09 | 0 | 0 | 3.3856e-08 | 6.6211e-10 | 5.1571e-11 | 0 | 0 | 0 | 9.6285e-05 | 1.3456e-05
3651 | 0 | 5.063e-07 | 0 | 0 | 0 | 1.0227e-08 | 0 | 3.1779e-08 | 9.426e-10 | 0 | 0 | 2.624e-08 | 7.3369e-10 | 2.5785e-11 | 0 | 0 | 0 | 9.6271e-05 | 1.6616e-05
3652 | 0 | 4.7082e-07 | 1.1998e-10 | 0 | 0 | 0 | 0 | 0 | 2.3565e-10 | 0 | 0 | 1.8229e-08 | 7.3369e-10 | 4.7273e-11 | 0 | 0 | 0 | 0.00010105 | 2.1478e-05
3653 | 4.2491e-06 | 1.7803e-06 | 2.0794e-06 | 3.6732e-06 | 1.294e-06 | 6.4658e-06 | 2.1408e-06 | 6.3147e-06 | 5.5823e-06 | 5.4772e-07 | 3.2927e-06 | 1.3077e-06 | 1.73e-06 | 1.8308e-06 | 1.3012e-06 | 1.0329e-06 | 7.9385e-06 | 0.00011882 | 1.46e-05
3654 | 5.272e-05 | 2.6277e-05 | 3.4804e-05 | 5.4502e-05 | 2.7524e-05 | 5.7667e-05 | 3.4205e-05 | 5.8393e-05 | 4.041e-05 | 3.5191e-05 | 4.5131e-05 | 2.8089e-05 | 4.8264e-05 | 2.8292e-05 | 3.3992e-05 | 2.3418e-05 | 7.0979e-05 | 9.773e-05 | 1.7025e-05
3655 | 0.00016143 | 7.3199e-05 | 0.00010082 | 0.00014683 | 8.2241e-05 | 0.00014565 | 9.4163e-05 | 0.00013772 | 9.1026e-05 | 0.00012998 | 0.00013326 | 0.00010065 | 0.00012171 | 9.0282e-05 | 0.00011321 | 7.9361e-05 | 0.00016778 | 8.4043e-05 | 1.2582e-05
3656 | 0.00028972 | 0.00013966 | 0.00019681 | 0.00027205 | 0.000194 | 0.00026707 | 0.00019476 | 0.00026435 | 0.0001545 | 0.00017681 | 0.00026198 | 0.00016059 | 0.00017361 | 0.00018299 | 0.00023947 | 0.00016414 | 0.00029996 | 6.526e-05 | 1.6958e-05
3657 | 0.00036936 | 0.00020949 | 0.00034251 | 0.00035722 | 0.0002014 | 0.00037053 | 0.00031151 | 0.00035297 | 0.00025809 | 0.00035047 | 0.00038496 | 0.00024676 | 0.00020804 | 0.0002584 | 0.00033796 | 0.00018607 | 0.0003929 | 8.1451e-05 | 4.1228e-05
3658 | 0.00043936 | 0.00029368 | 0.0004385 | 0.00036591 | 0.00027358 | 0.00038219 | 0.00039249 | 0.00043983 | 0.00027174 | 0.00040562 | 0.00047557 | 0.00035488 | 0.00042777 | 0.00030497 | 0.00044825 | 0.00029877 | 0.0004462 | 9.7482e-05 | 3.565e-05
3659 | 0.00050924 | 0.00035495 | 0.0005187 | 0.00040595 | 0.00042815 | 0.00040571 | 0.00046698 | 0.00049427 | 0.0002957 | 0.00047016 | 0.00052954 | 0.00046331 | 0.00050782 | 0.00035605 | 0.00050618 | 0.00041791 | 0.00041386 | 9.1177e-05 | 4.3145e-05
3660 | 0.00047859 | 0.00040148 | 0.00058084 | 0.00039235 | 0.00053808 | 0.00041948 | 0.00052473 | 0.00047526 | 0.00029941 | 0.00047658 | 0.00058076 | 0.00051235 | 0.00052906 | 0.00042297 | 0.00051774 | 0.0004811 | 0.00038482 | 8.2295e-05 | 3.2155e-05
3661 | 0.00040028 | 0.00042437 | 0.00059293 | 0.00041852 | 0.00052378 | 0.00040607 | 0.00053823 | 0.00046301 | 0.0002608 | 0.00050314 | 0.00057114 | 0.00053762 | 0.00050535 | 0.00049035 | 0.00056203 | 0.00051848 | 0.00034709 | 8.4784e-05 | 2.3845e-05
3662 | 0.00037408 | 0.00046733 | 0.00056288 | 0.00038517 | 0.00056308 | 0.00038055 | 0.00051054 | 0.00042102 | 0.00026009 | 0.00055496 | 0.00053533 | 0.00052514 | 0.00047568 | 0.00052573 | 0.00048629 | 0.00052403 | 0.00033198 | 8.5558e-05 | 2.5662e-05
3663 | 0.00028252 | 0.00044011 | 0.00048058 | 0.00034764 | 0.00051671 | 0.00031463 | 0.00044875 | 0.00034574 | 0.00026939 | 0.0004965 | 0.00048863 | 0.0004681 | 0.00044514 | 0.00046964 | 0.00039833 | 0.00048327 | 0.00026694 | 8.6227e-05 | 2.6347e-05
3664 | 0.00022289 | 0.00036299 | 0.00037546 | 0.0002734 | 0.00039032 | 0.00026391 | 0.00034002 | 0.00027231 | 0.00022882 | 0.0003821 | 0.00042533 | 0.00036289 | 0.00035506 | 0.00038581 | 0.00033185 | 0.00039696 | 0.00017389 | 9.3122e-05 | 3.4984e-05
3665 | 0.0001244 | 0.00026004 | 0.00024968 | 0.00019403 | 0.00022766 | 0.00016945 | 0.0002188 | 0.0001732 | 0.00017675 | 0.00023238 | 0.00029024 | 0.00022881 | 0.00019718 | 0.00028176 | 0.00021477 | 0.00025889 | 0.00010439 | 9.0933e-05 | 4.8405e-05
3666 | 6.5501e-05 | 0.0001561 | 0.00013426 | 9.1591e-05 | 7.3664e-05 | 0.0001079 | 9.8347e-05 | 9.0405e-05 | 0.00010953 | 9.8105e-05 | 0.00015352 | 0.00011579 | 6.0806e-05 | 0.00018583 | 7.2604e-05 | 0.00012067 | 3.5154e-05 | 7.4866e-05 | 5.1382e-05
3667 | 2.3001e-05 | 0.00010367 | 8.1507e-05 | 4.027e-05 | 4.9687e-06 | 6.8651e-05 | 4.7922e-05 | 4.981e-05 | 7.9852e-05 | 2.8677e-05 | 5.7562e-05 | 6.5429e-05 | 1.5451e-05 | 0.00013412 | 1.4217e-05 | 5.1058e-05 | 6.9844e-06 | 7.4357e-05 | 7.0472e-05
3668 | 1.6315e-05 | 7.6812e-05 | 4.5357e-05 | 1.4711e-05 | 0 | 5.8199e-05 | 4.097e-05 | 3.3691e-05 | 5.8823e-05 | 1.6767e-05 | 3.9534e-05 | 4.8118e-05 | 1.0422e-05 | 0.00011321 | 7.4683e-06 | 2.2127e-05 | 5.3466e-06 | 9.073e-05 | 5.4806e-05
3669 | 4.898e-06 | 3.1716e-05 | 2.4469e-05 | 2.2697e-06 | 0 | 3.5301e-05 | 2.6554e-05 | 2.0604e-05 | 3.6632e-05 | 9.066e-06 | 2.5115e-05 | 2.6528e-05 | 7.8913e-06 | 6.0758e-05 | 7.4629e-06 | 9.4882e-06 | 5.0422e-06 | 7.9159e-05 | 9.3872e-05
3670 | 3.0932e-07 | 1.032e-05 | 6.8799e-06 | 0 | 0 | 1.0756e-05 | 1.1208e-05 | 8.5505e-06 | 1.2255e-05 | 7.1842e-06 | 4.7948e-06 | 1.0945e-05 | 1.2982e-06 | 7.8228e-06 | 7.1693e-06 | 0 | 2.3268e-06 | 6.4733e-05 | 6.4524e-05
3671 | 1.3772e-07 | 3.8611e-06 | 1.4648e-06 | 0 | 0 | 6.6529e-07 | 2.681e-06 | 2.3112e-06 | 1.0057e-06 | 1.8268e-06 | 0 | 2.1561e-06 | 7.6948e-10 | 9.7296e-07 | 3.3345e-07 | 0 | 8.014e-08 | 6.7784e-05 | 4.6552e-05
3672 | 0 | 2.2801e-07 | 4.7698e-07 | 0 | 0 | 1.0181e-07 | 5.6199e-08 | 4.902e-07 | 4.7047e-07 | 1.8189e-08 | 1.1548e-09 | 2.952e-07 | 7.3369e-10 | 1.5441e-07 | 0 | 0 | 6.0105e-08 | 5.4564e-05 | 4.1553e-05
3673 | 0 | 3.495e-07 | 1.9986e-07 | 0 | 0 | 3.2278e-08 | 6.5009e-10 | 4.166e-07 | 2.9277e-07 | 1.8681e-08 | 0 | 5.0057e-08 | 2.0758e-09 | 3.6417e-08 | 0 | 0 | 6.0105e-08 | 4.9042e-05 | 5.7396e-05
3674 | 0 | 3.8104e-07 | 4.3671e-09 | 0 | 0 | 0 | 0 | 8.1471e-08 | 3.1271e-07 | 2.6546e-08 | 0 | 2.6218e-08 | 1.3869e-09 | 3.8678e-11 | 0 | 0 | 6.0105e-08 | 4.9942e-05 | 7.1779e-05
3675 | 0 | 3.8104e-07 | 2.8794e-10 | 0 | 0 | 0 | 0 | 3.1779e-08 | 1.3178e-07 | 1.7206e-08 | 0 | 2.6294e-08 | 8.2316e-10 | 1.2893e-11 | 0 | 0 | 5.0088e-09 | 5.6068e-05 | 7.5392e-05
3676 | 0 | 3.4731e-07 | 2.3995e-10 | 0 | 0 | 0 | 0 | 0 | 2.3565e-10 | 1.6714e-08 | 0 | 1.3276e-08 | 9.4843e-10 | 1.9339e-11 | 0 | 0 | 0 | 5.5001e-05 | 5.7694e-05
3677 | 7.2245e-06 | 5.8703e-06 | 7.3906e-06 | 7.0957e-06 | 5.9642e-06 | 6.3946e-06 | 5.0901e-06 | 7.2873e-06 | 7.5566e-06 | 3.0136e-06 | 3.1827e-06 | 5.1146e-06 | 1.2164e-06 | 4.6982e-06 | 3.6794e-06 | 5.9366e-06 | 8.7391e-06 | 4.8729e-05 | 6.0662e-05
3678 | 6.6983e-05 | 5.1374e-05 | 5.618e-05 | 6.3387e-05 | 5.7383e-05 | 5.6913e-05 | 5.3917e-05 | 5.5362e-05 | 5.7853e-05 | 6.0458e-05 | 4.051e-05 | 4.3046e-05 | 3.8637e-05 | 5.4897e-05 | 4.5286e-05 | 5.7539e-05 | 6.8405e-05 | 3.9053e-05 | 3.4691e-05
3679 | 0.0001768 | 0.00014791 | 0.00016815 | 0.00015423 | 0.00017705 | 0.00016283 | 0.00016858 | 0.00015676 | 0.00016945 | 0.00014577 | 0.00014237 | 0.00014301 | 0.00011162 | 0.00012086 | 0.00016134 | 0.00014905 | 0.00016881 | 1.9635e-05 | 1.8422e-05
3680 | 0.00031131 | 0.00027414 | 0.00030644 | 0.00024312 | 0.0003335 | 0.00029229 | 0.00031254 | 0.00027666 | 0.00030572 | 0.00024952 | 0.00027404 | 0.00028854 | 0.00019574 | 0.00022379 | 0.00031544 | 0.00027828 | 0.00030584 | 7.6426e-06 | 1.0242e-05
3681 | 0.00038931 | 0.00038236 | 0.00041933 | 0.00038232 | 0.0004639 | 0.00040372 | 0.0004327 | 0.00038228 | 0.00035313 | 0.00038688 | 0.00038642 | 0.00039006 | 0.00030977 | 0.00035075 | 0.00044329 | 0.00039478 | 0.00040666 | 2.3287e-05 | 5.984e-06
3682 | 0.0004594 | 0.000442 | 0.00046945 | 0.00044042 | 0.00056095 | 0.00043365 | 0.00050118 | 0.00046173 | 0.0003444 | 0.00049753 | 0.00046944 | 0.00047842 | 0.00043788 | 0.00035851 | 0.00053113 | 0.00047975 | 0.0004708 | 3.0162e-05 | 3.3293e-06
3683 | 0.00046972 | 0.00047631 | 0.00052544 | 0.00046486 | 0.00062132 | 0.00044495 | 0.00054198 | 0.00048783 | 0.00034096 | 0.00055933 | 0.00052892 | 0.00053651 | 0.00049025 | 0.00039121 | 0.00059165 | 0.00055074 | 0.00043959 | 2.7706e-05 | 4.4176e-06
3684 | 0.00042384 | 0.00048693 | 0.00056368 | 0.00044934 | 0.00061602 | 0.00044715 | 0.00055697 | 0.00049659 | 0.00035842 | 0.00058849 | 0.00056584 | 0.00056636 | 0.00049181 | 0.00041827 | 0.00060793 | 0.00057688 | 0.0004129 | 2.3198e-05 | 6.0658e-06
3685 | 0.00040053 | 0.00048943 | 0.00057407 | 0.00039994 | 0.00058321 | 0.0004301 | 0.00051303 | 0.00047706 | 0.0003018 | 0.00053367 | 0.00055998 | 0.00056419 | 0.00042219 | 0.00046271 | 0.00058298 | 0.00059446 | 0.0003142 | 2.3119e-05 | 1.1672e-05
3686 | 0.00036599 | 0.00041333 | 0.00054347 | 0.00037509 | 0.00053759 | 0.00036859 | 0.00044357 | 0.00042843 | 0.00025328 | 0.00053021 | 0.000528 | 0.00050208 | 0.00038479 | 0.00043132 | 0.00039433 | 0.00056154 | 0.00027923 | 2.8416e-05 | 1.7506e-05
3687 | 0.0003324 | 0.00034991 | 0.00044601 | 0.00034273 | 0.00047769 | 0.00029107 | 0.00037987 | 0.00034473 | 0.00019346 | 0.00046215 | 0.00047801 | 0.00044109 | 0.00026364 | 0.00037296 | 0.00039287 | 0.00046438 | 0.00022742 | 2.9085e-05 | 1.6252e-05
3688 | 0.00021393 | 0.00030353 | 0.00033829 | 0.00022468 | 0.00028118 | 0.00021218 | 0.0002892 | 0.00024267 | 0.00016143 | 0.00027132 | 0.00040601 | 0.00033207 | 0.00025936 | 0.00025231 | 0.0002328 | 0.00036729 | 0.00013733 | 3.0759e-05 | 1.454e-05
3689 | 0.00012288 | 0.00023554 | 0.00023453 | 0.00015883 | 0.00018149 | 0.00013654 | 0.00016874 | 0.00014817 | 0.00013054 | 0.00018519 | 0.00027579 | 0.00021321 | 0.00015209 | 0.00023872 | 0.00021316 | 0.00023401 | 9.6174e-05 | 2.6862e-05 | 1.7359e-05
3690 | 7.1287e-05 | 0.00015101 | 0.00013593 | 6.3886e-05 | 8.1864e-05 | 0.00010028 | 9.4439e-05 | 9.1931e-05 | 0.00011054 | 0.00010373 | 0.00015051 | 0.00011893 | 6.6572e-05 | 0.00019243 | 7.8531e-05 | 0.00012593 | 3.2343e-05 | 2.0978e-05 | 1.7249e-05
3691 | 2.5173e-05 | 0.00010489 | 8.5038e-05 | 2.6188e-05 | 8.6302e-06 | 6.9898e-05 | 4.7045e-05 | 5.0408e-05 | 8.8788e-05 | 3.6176e-05 | 5.6069e-05 | 6.6152e-05 | 1.6075e-05 | 0.00014563 | 1.6997e-05 | 5.2532e-05 | 7.2276e-06 | 2.0174e-05 | 1.3373e-05
3692 | 1.5766e-05 | 6.7561e-05 | 5.0576e-05 | 1.187e-05 | 0 | 5.6685e-05 | 3.7618e-05 | 3.1871e-05 | 6.2182e-05 | 1.4965e-05 | 3.8481e-05 | 4.8289e-05 | 9.6768e-06 | 0.00011551 | 7.481e-06 | 2.127e-05 | 5.6143e-06 | 2.1036e-05 | 1.2437e-05
3693 | 3.2401e-06 | 2.9574e-05 | 2.3315e-05 | 5.7711e-06 | 0 | 3.3197e-05 | 2.2634e-05 | 2.0898e-05 | 3.3308e-05 | 9.6969e-06 | 2.3213e-05 | 2.738e-05 | 6.7336e-06 | 5.9384e-05 | 7.4756e-06 | 1.7423e-05 | 4.6448e-06 | 1.9543e-05 | 9.505e-06
3694 | 3.0932e-07 | 1.0703e-05 | 6.8405e-06 | 5.7525e-06 | 0 | 9.8467e-06 | 9.9175e-06 | 8.9722e-06 | 8.432e-06 | 6.8278e-06 | 4.1446e-06 | 1.2521e-05 | 7.7786e-07 | 7.4364e-06 | 7.1566e-06 | 0 | 5.1757e-07 | 1.45e-05 | 1.1364e-05
3695 | 1.3871e-07 | 4.2621e-06 | 1.4698e-06 | 3.6436e-07 | 0 | 1.0103e-06 | 2.7288e-06 | 2.2046e-06 | 1.0212e-06 | 2.63e-06 | 0 | 3.8394e-06 | 6.4422e-10 | 1.0252e-06 | 2.8996e-07 | 0 | 3.2557e-07 | 1.4344e-05 | 1.3255e-05
3696 | 0 | 2.2915e-07 | 4.7705e-07 | 0 | 0 | 1.2314e-07 | 2.1862e-07 | 4.3985e-07 | 3.6942e-07 | 1.2781e-08 | 0 | 4.3038e-07 | 6.6211e-10 | 1.5773e-07 | 0 | 0 | 2.1538e-07 | 1.3958e-05 | 1.1417e-05
3697 | 0 | 3.4907e-07 | 2.0773e-07 | 0 | 0 | 4.6163e-08 | 1.7461e-08 | 7.3382e-08 | 2.6864e-08 | 1.8681e-08 | 0 | 9.0416e-08 | 2.0937e-09 | 3.7811e-08 | 0 | 0 | 0 | 8.473e-06 | 1.0098e-05
3698 | 0 | 3.806e-07 | 6.7187e-09 | 0 | 0 | 0 | 0 | 7.3382e-08 | 1.5972e-07 | 2.2122e-08 | 0 | 3.3763e-08 | 9.9317e-10 | 5.4794e-11 | 0 | 0 | 0 | 6.9119e-06 | 7.0525e-06
3699 | 0 | 3.806e-07 | 2.8794e-10 | 0 | 0 | 0 | 0 | 2.889e-08 | 2.0534e-07 | 2.3105e-08 | 0 | 2.6218e-08 | 7.3369e-10 | 3.8678e-11 | 0 | 0 | 0 | 6.4457e-06 | 4.8018e-06
3700 | 0 | 3.4688e-07 | 2.3995e-10 | 0 | 0 | 0 | 0 | 0 | 2.0516e-07 | 1.7697e-08 | 0 | 1.8089e-08 | 7.5158e-10 | 1.2893e-11 | 0 | 0 | 0 | 6.7e-06 | 2.5968e-06
3701 | 3.8057e-06 | 5.4587e-06 | 4.7056e-06 | 3.8128e-06 | 3.1763e-06 | 4.702e-06 | 5.0892e-06 | 4.6936e-06 | 5.9928e-06 | 3.0881e-06 | 3.155e-06 | 3.6461e-06 | 3.2612e-06 | 3.3477e-06 | 4.2774e-06 | 4.3122e-06 | 1.1507e-06 | 9.2921e-06 | 1.8775e-06
3702 | 4.5474e-05 | 4.863e-05 | 5.1408e-05 | 3.9915e-05 | 4.9897e-05 | 4.712e-05 | 5.3432e-05 | 4.8771e-05 | 5.8404e-05 | 4.7924e-05 | 3.9824e-05 | 5.0257e-05 | 4.7013e-05 | 4.2931e-05 | 4.6127e-05 | 5.0711e-05 | 1.7144e-05 | 6.2182e-06 | 8.161e-07
3703 | 0.00010147 | 0.00014483 | 0.00015766 | 9.761e-05 | 0.00017126 | 0.00012697 | 0.00017096 | 0.00012687 | 0.00018166 | 0.00016403 | 0.00014119 | 0.00016341 | 0.00015959 | 0.00012431 | 0.00016386 | 0.00014607 | 8.694e-05 | 4.6597e-06 | 8.4431e-07
3704 | 0.00019838 | 0.0002696 | 0.00029033 | 0.00021017 | 0.00032536 | 0.00022443 | 0.00031698 | 0.00023576 | 0.00033134 | 0.00030996 | 0.00027412 | 0.00029086 | 0.00030425 | 0.00021897 | 0.00032223 | 0.0002719 | 0.00013998 | 3.7814e-06 | 1.3567e-06
3705 | 0.00024873 | 0.00037707 | 0.00039864 | 0.00025201 | 0.0004561 | 0.00032686 | 0.00043666 | 0.00032863 | 0.00045086 | 0.00043473 | 0.00038845 | 0.00040744 | 0.00042183 | 0.00028925 | 0.0004552 | 0.00038764 | 0.00021524 | 1.9518e-05 | 9.7449e-07
3706 | 0.00027553 | 0.00043047 | 0.00046716 | 0.00031333 | 0.00054856 | 0.00039812 | 0.00050314 | 0.00038201 | 0.00048868 | 0.00051453 | 0.00045827 | 0.00047058 | 0.00051499 | 0.00035989 | 0.00053793 | 0.00047282 | 0.00035762 | 1.5444e-05 | 1.8881e-06
3707 | 0.00036932 | 0.00047008 | 0.00052665 | 0.00034661 | 0.00060636 | 0.00046322 | 0.00054145 | 0.00042897 | 0.00052443 | 0.00056706 | 0.00049973 | 0.0005258 | 0.00054235 | 0.00042006 | 0.00059033 | 0.00054487 | 0.00045464 | 1.2769e-05 | 7.3194e-06
3708 | 0.00029453 | 0.00050922 | 0.00055955 | 0.00040453 | 0.00058453 | 0.00049955 | 0.00057609 | 0.00042393 | 0.00055037 | 0.00059311 | 0.00053566 | 0.00056128 | 0.0004445 | 0.00047134 | 0.00060992 | 0.00055451 | 0.00052548 | 1.6488e-05 | 7.8589e-06
3709 | 0.0003806 | 0.00052856 | 0.00056562 | 0.0003985 | 0.0005076 | 0.00050516 | 0.00057481 | 0.00036862 | 0.00054996 | 0.00058852 | 0.00052239 | 0.00056635 | 0.00043982 | 0.00052509 | 0.00059555 | 0.00052974 | 0.00051653 | 2.8525e-05 | 6.0964e-06
3710 | 0.00033117 | 0.00049672 | 0.00052976 | 0.0003707 | 0.00044805 | 0.00047731 | 0.0005329 | 0.00032983 | 0.00052551 | 0.0005428 | 0.00048498 | 0.00052965 | 0.00040121 | 0.00048344 | 0.00052334 | 0.00050879 | 0.00046959 | 4.4254e-05 | 5.7661e-06
3711 | 0.00031483 | 0.00041109 | 0.00044526 | 0.00029674 | 0.00045834 | 0.00040847 | 0.00044623 | 0.00026442 | 0.00045913 | 0.0004318 | 0.00041617 | 0.00045031 | 0.00031837 | 0.00042012 | 0.00044199 | 0.00045715 | 0.00040749 | 5.409e-05 | 5.8824e-06
3712 | 0.00024991 | 0.00033419 | 0.00035329 | 0.00025446 | 0.00030069 | 0.00030596 | 0.00034054 | 0.00018841 | 0.00035911 | 0.00035462 | 0.00038257 | 0.00033721 | 0.00020802 | 0.00035682 | 0.00032003 | 0.00037653 | 0.00030239 | 5.6237e-05 | 7.0443e-06
3713 | 0.00015897 | 0.00024553 | 0.00023803 | 0.00015272 | 0.00017841 | 0.00018612 | 0.00021114 | 0.00013763 | 0.00023074 | 0.00022191 | 0.000276 | 0.0002099 | 0.0001139 | 0.00026195 | 0.00018736 | 0.0002521 | 0.00015694 | 5.6255e-05 | 5.5455e-06
3714 | 6.4417e-05 | 0.00015467 | 0.00013066 | 8.2834e-05 | 8.0496e-05 | 0.00010931 | 0.00010212 | 7.9204e-05 | 0.00013245 | 0.00010668 | 0.00014962 | 0.00011067 | 5.7478e-05 | 0.00018492 | 4.3751e-05 | 0.00012051 | 5.2543e-05 | 5.6036e-05 | 3.7898e-06
3715 | 2.3219e-05 | 0.00010552 | 7.666e-05 | 3.6146e-05 | 7.0795e-06 | 6.996e-05 | 4.7682e-05 | 4.1564e-05 | 9.7161e-05 | 3.7482e-05 | 5.3061e-05 | 6.5647e-05 | 1.6312e-05 | 0.00013834 | 1.4455e-05 | 5.165e-05 | 9.3709e-06 | 5.8446e-05 | 3.8016e-06
3716 | 1.2955e-05 | 8.0226e-05 | 4.1141e-05 | 9.4403e-06 | 0 | 5.8987e-05 | 4.1464e-05 | 2.8518e-05 | 8.4709e-05 | 1.9736e-05 | 3.9344e-05 | 4.6009e-05 | 9.7803e-06 | 0.00011562 | 7.4629e-06 | 2.1248e-05 | 5.6081e-06 | 5.5892e-05 | 5.8524e-06
3717 | 2.7916e-06 | 3.4948e-05 | 2.2152e-05 | 5.533e-06 | 0 | 3.683e-05 | 2.817e-05 | 1.8445e-05 | 5.4501e-05 | 1.0582e-05 | 2.2438e-05 | 2.4898e-05 | 7.39e-06 | 6.0838e-05 | 7.4611e-06 | 1.575e-05 | 5.0427e-06 | 5.9448e-05 | 5.9103e-06
3718 | 0 | 1.3996e-05 | 6.4655e-06 | 7.6184e-07 | 0 | 1.1492e-05 | 1.2418e-05 | 6.3602e-06 | 2.1958e-05 | 5.6779e-06 | 3.6585e-06 | 1.1825e-05 | 1.6777e-06 | 6.1479e-06 | 6.979e-06 | 0 | 7.2738e-07 | 6.6714e-05 | 4.5563e-06
3719 | 0 | 5.9689e-06 | 1.4338e-06 | 0 | 0 | 1.7516e-06 | 2.5839e-06 | 1.6595e-06 | 5.4771e-06 | 2.015e-06 | 0 | 3.438e-06 | 9.1264e-10 | 9.7806e-07 | 2.9721e-07 | 0 | 3.1555e-07 | 5.538e-05 | 3.2994e-06
3720 | 0 | 1.3344e-06 | 4.7681e-07 | 0 | 0 | 1.3802e-07 | 2.9339e-07 | 2.3076e-07 | 1.1319e-06 | 8.8487e-09 | 0 | 3.8915e-07 | 9.1264e-10 | 1.4957e-07 | 0 | 0 | 0 | 4.7318e-05 | 3.1381e-06
3721 | 0 | 4.0644e-07 | 2.1123e-07 | 0 | 0 | 3.1627e-08 | 1.1926e-07 | 7.3382e-08 | 1.8652e-07 | 0 | 0 | 8.6171e-08 | 2.6037e-09 | 4.8351e-08 | 0 | 0 | 0 | 3.29e-05 | 2.2341e-06
3722 | 0 | 4.4323e-07 | 6.3828e-09 | 0 | 0 | 0 | 0 | 7.2804e-08 | 2.0636e-07 | 0 | 0 | 3.2628e-08 | 1.3421e-09 | 3.9108e-10 | 0 | 0 | 0 | 2.512e-05 | 6.4238e-07
3723 | 0 | 4.4279e-07 | 0 | 0 | 0 | 0 | 0 | 2.1379e-08 | 2.0558e-07 | 0 | 0 | 2.6251e-08 | 1.029e-09 | 4.9422e-11 | 0 | 0 | 0 | 2.4749e-05 | 1.5454e-06
3724 | 0 | 4.0775e-07 | 1.6797e-10 | 0 | 0 | 0 | 0 | 0 | 1.7563e-07 | 0 | 1.1548e-09 | 1.8046e-08 | 9.1264e-10 | 0 | 0 | 0 | 0 | 3.1051e-05 | 2.6541e-06
3725 | 6.4203e-06 | 4.3756e-06 | 4.5041e-06 | 3.1724e-06 | 3.4193e-06 | 5.2664e-06 | 4.7081e-06 | 5.0893e-06 | 6.7507e-06 | 2.8067e-06 | 2.6489e-06 | 3.2061e-06 | 2.6267e-06 | 2.7957e-06 | 3.2775e-06 | 4.6405e-06 | 7.1607e-06 | 4.1967e-05 | 2.1826e-06
3726 | 6.4074e-05 | 4.5998e-05 | 5.206e-05 | 4.7521e-05 | 5.1357e-05 | 5.2808e-05 | 5.3753e-05 | 5.1534e-05 | 6.2102e-05 | 4.835e-05 | 3.6271e-05 | 4.7639e-05 | 4.3281e-05 | 3.9384e-05 | 4.3655e-05 | 5.2414e-05 | 6.7288e-05 | 3.2345e-05 | 1.2188e-06
3727 | 0.00018293 | 0.00014881 | 0.00015718 | 0.00015964 | 0.00017205 | 0.00016392 | 0.00017357 | 0.00015418 | 0.00018727 | 0.00015686 | 0.00013883 | 0.00011844 | 0.00015386 | 0.00011672 | 0.0001636 | 0.00014943 | 0.00017844 | 2.2436e-05 | 5.2727e-06
3728 | 0.00027356 | 0.00027898 | 0.00028695 | 0.00028666 | 0.00032425 | 0.0002954 | 0.00031681 | 0.00028473 | 0.0003402 | 0.00030101 | 0.00026696 | 0.00018931 | 0.00025653 | 0.00021726 | 0.00031963 | 0.00027737 | 0.00018591 | 1.4029e-05 | 2.2713e-05
3729 | 0.00038186 | 0.00039477 | 0.00039222 | 0.00036331 | 0.00045817 | 0.00038797 | 0.00043532 | 0.00040372 | 0.0004606 | 0.00039605 | 0.00037192 | 0.00030746 | 0.00034719 | 0.00028764 | 0.00044702 | 0.00039126 | 0.00033233 | 3.2232e-05 | 4.1289e-05
3730 | 0.00041288 | 0.00045702 | 0.00045989 | 0.00041794 | 0.00053749 | 0.00044704 | 0.00050321 | 0.00047381 | 0.00051261 | 0.00043428 | 0.00044584 | 0.00039593 | 0.00042016 | 0.00032097 | 0.00052727 | 0.00047375 | 0.00031559 | 3.4522e-05 | 4.2669e-05
3731 | 0.00047048 | 0.00052166 | 0.00052473 | 0.00047684 | 0.00061995 | 0.00051559 | 0.00054558 | 0.00052663 | 0.00056385 | 0.000484 | 0.00051725 | 0.00045392 | 0.00046114 | 0.00035957 | 0.00057544 | 0.00055767 | 0.00034253 | 2.4433e-05 | 4.782e-05
3732 | 0.00053038 | 0.0005823 | 0.00057629 | 0.00053898 | 0.00063088 | 0.00057085 | 0.00057867 | 0.00056853 | 0.00061113 | 0.00050137 | 0.00055341 | 0.00053002 | 0.00051545 | 0.00044412 | 0.0005912 | 0.00058857 | 0.00040361 | 1.6264e-05 | 5.3889e-05
3733 | 0.00055319 | 0.00060144 | 0.00058393 | 0.00053856 | 0.00061344 | 0.00058449 | 0.00058053 | 0.00057162 | 0.00062562 | 0.0004868 | 0.00054637 | 0.00057014 | 0.00054242 | 0.00052465 | 0.00058005 | 0.0006042 | 0.00051428 | 1.8868e-05 | 5.708e-05
3734 | 0.00051426 | 0.00057029 | 0.00054847 | 0.00049522 | 0.00057386 | 0.00055357 | 0.00054079 | 0.00053155 | 0.0005822 | 0.00046792 | 0.00052021 | 0.00054116 | 0.00050974 | 0.00050414 | 0.00054047 | 0.00055659 | 0.00051587 | 2.6481e-05 | 3.7201e-05
3735 | 0.00040365 | 0.0004845 | 0.00046249 | 0.00041348 | 0.00049073 | 0.00046767 | 0.00046124 | 0.00044656 | 0.00048544 | 0.00037465 | 0.00047325 | 0.00046122 | 0.00039115 | 0.00043366 | 0.00045923 | 0.00047481 | 0.00044036 | 2.9586e-05 | 2.9336e-05
3736 | 0.00027769 | 0.00038191 | 0.00036157 | 0.00031979 | 0.0003733 | 0.00034709 | 0.00034638 | 0.00033576 | 0.00036248 | 0.00036054 | 0.00041357 | 0.00035535 | 0.00028821 | 0.00036626 | 0.00034506 | 0.00038854 | 0.00031657 | 2.7041e-05 | 2.2077e-05
3737 | 0.00017437 | 0.00026083 | 0.00024116 | 0.00019812 | 0.00022201 | 0.00020995 | 0.00021546 | 0.00020195 | 0.00021724 | 0.00021692 | 0.00028558 | 0.00022821 | 0.00016156 | 0.00026383 | 0.0002024 | 0.0002562 | 0.00016891 | 2.1743e-05 | 2.2578e-06
3738 | 6.8605e-05 | 0.00015602 | 0.00013171 | 8.6085e-05 | 7.5239e-05 | 0.00011557 | 9.8741e-05 | 9.5581e-05 | 0.00012969 | 0.00010584 | 0.00014999 | 0.00011742 | 6.6761e-05 | 0.00019002 | 7.217e-05 | 0.00012123 | 5.2007e-05 | 8.9519e-06 | 3.6621e-07
3739 | 2.3606e-05 | 0.00010493 | 7.7714e-05 | 4.1382e-05 | 5.6095e-06 | 7.1176e-05 | 4.6739e-05 | 5.1767e-05 | 9.9212e-05 | 3.9579e-05 | 5.5919e-05 | 6.6844e-05 | 1.6247e-05 | 0.00013187 | 1.5041e-05 | 5.1586e-05 | 9.7214e-06 | 1.1778e-05 | 0
3740 | 1.8039e-05 | 8.3216e-05 | 4.4175e-05 | 1.628e-05 | 0 | 6.1929e-05 | 4.0547e-05 | 3.5286e-05 | 8.692e-05 | 1.9396e-05 | 3.9127e-05 | 4.9711e-05 | 7.5267e-06 | 0.00011456 | 7.4683e-06 | 2.1047e-05 | 5.6226e-06 | 1.9709e-05 | 2.8025e-07
3741 | 8.641e-06 | 3.8123e-05 | 2.3898e-05 | 5.2384e-06 | 0 | 4.0893e-05 | 2.8941e-05 | 2.3915e-05 | 5.7031e-05 | 1.099e-05 | 2.283e-05 | 2.8981e-05 | 4.4868e-06 | 5.9204e-05 | 7.4774e-06 | 1.7451e-05 | 5.2625e-06 | 1.5913e-05 | 1.4773e-07
3742 | 9.662e-07 | 1.4603e-05 | 6.8697e-06 | 2.153e-06 | 0 | 1.2353e-05 | 1.1255e-05 | 1.0275e-05 | 1.9989e-05 | 6.4541e-06 | 3.9495e-06 | 1.3044e-05 | 6.4348e-07 | 6.0192e-06 | 7.1747e-06 | 0 | 7.4185e-07 | 1.145e-05 | 2.6268e-08
3743 | 1.3772e-07 | 6.0081e-06 | 1.459e-06 | 0 | 0 | 1.8066e-06 | 2.6305e-06 | 1.9486e-06 | 5.6191e-06 | 1.8273e-06 | 0 | 4.2064e-06 | 1.5747e-09 | 8.6433e-07 | 3.2983e-07 | 0 | 1.6028e-07 | 7.3804e-06 | 7.7693e-07
3744 | 0 | 1.3822e-06 | 4.7765e-07 | 0 | 0 | 9.7678e-08 | 2.2896e-07 | 3.2661e-07 | 1.3161e-06 | 1.9664e-08 | 1.1548e-09 | 4.3013e-07 | 6.4422e-10 | 1.509e-07 | 0 | 0 | 0 | 6.5577e-06 | 5.4347e-06
3745 | 0 | 5.282e-07 | 2.4122e-07 | 0 | 0 | 4.4134e-08 | 1.0739e-07 | 7.2804e-08 | 1.6743e-07 | 1.8189e-08 | 0 | 8.3403e-08 | 2.4605e-09 | 3.7774e-08 | 0 | 0 | 0 | 1.0108e-05 | 6.7746e-06
3746 | 0 | 5.7637e-07 | 4.2256e-08 | 0 | 0 | 0 | 0 | 7.3382e-08 | 2.7943e-07 | 1.8189e-08 | 0 | 3.3949e-08 | 7.9632e-10 | 5.1571e-11 | 0 | 0 | 0 | 9.4697e-06 | 6.7477e-06
3747 | 0 | 5.7462e-07 | 4.2712e-09 | 0 | 0 | 0 | 0 | 3.0624e-08 | 2.6362e-07 | 1.8189e-08 | 0 | 2.6279e-08 | 8.4106e-10 | 5.1571e-11 | 0 | 0 | 0 | 9.6458e-06 | 1.2736e-05
3748 | 0 | 5.2338e-07 | 4.7991e-11 | 0 | 0 | 0 | 0 | 0 | 2.0537e-07 | 1.7206e-08 | 0 | 1.7935e-08 | 1.0111e-09 | 1.0744e-11 | 0 | 0 | 0 | 9.9454e-06 | 1.0711e-05
3749 | 8.8086e-06 | 5.4371e-06 | 6.3607e-06 | 5.1036e-06 | 5.1878e-06 | 6.0311e-06 | 5.4546e-06 | 7.1332e-06 | 7.3481e-06 | 4.108e-06 | 3.712e-06 | 3.759e-06 | 2.3353e-06 | 5.2807e-06 | 4.2277e-06 | 4.3254e-06 | 7.128e-06 | 9.6567e-06 | 2.9581e-05
3750 | 7.3134e-05 | 4.9116e-05 | 4.8514e-05 | 5.4153e-05 | 7.1534e-05 | 5.4577e-05 | 5.5443e-05 | 5.3377e-05 | 5.9459e-05 | 6.565e-05 | 4.6203e-05 | 4.5342e-05 | 5.6692e-05 | 5.1283e-05 | 4.5622e-05 | 5.792e-05 | 6.9928e-05 | 6.0695e-06 | 3.5667e-05
3751 | 0.00019479 | 0.00014304 | 0.00013827 | 0.00015801 | 0.00017184 | 0.00016893 | 0.000165 | 0.00015786 | 0.0001778 | 0.00015811 | 0.00014155 | 0.00014643 | 0.00014479 | 0.00011799 | 0.00015636 | 0.00014185 | 0.00020274 | 4.5442e-06 | 3.5918e-05
3752 | 0.00032623 | 0.00026154 | 0.00026139 | 0.00026748 | 0.00030402 | 0.00029664 | 0.00029871 | 0.00028773 | 0.00032315 | 0.00029312 | 0.00026124 | 0.00025427 | 0.00025127 | 0.00020011 | 0.00030185 | 0.00024952 | 0.00034012 | 1.871e-06 | 4.3175e-05
3753 | 0.00044702 | 0.00037356 | 0.000351 | 0.0003729 | 0.00043712 | 0.00040963 | 0.00040946 | 0.00038151 | 0.00043815 | 0.00039992 | 0.0003634 | 0.00036166 | 0.0002792 | 0.00028763 | 0.00042458 | 0.00036934 | 0.00045261 | 1.5483e-05 | 6.2707e-05
3754 | 0.00048375 | 0.0004319 | 0.00040277 | 0.00043456 | 0.00048107 | 0.00046915 | 0.00046856 | 0.0004456 | 0.00048923 | 0.0004244 | 0.0004218 | 0.00038736 | 0.0003496 | 0.00030034 | 0.00048919 | 0.00041055 | 0.00052687 | 1.2627e-05 | 7.2506e-05
3755 | 0.00054032 | 0.00046286 | 0.0004184 | 0.00047629 | 0.00054979 | 0.00049586 | 0.00049766 | 0.00049892 | 0.00053522 | 0.00046832 | 0.00045198 | 0.00044703 | 0.00035387 | 0.00035941 | 0.00053075 | 0.00046537 | 0.00057633 | 1.4324e-05 | 7.0015e-05
3756 | 0.00052429 | 0.000471 | 0.00042714 | 0.00047857 | 0.00053323 | 0.00051805 | 0.00050106 | 0.00048559 | 0.00055802 | 0.00053168 | 0.00045408 | 0.00044411 | 0.00036106 | 0.0003847 | 0.00053348 | 0.00045265 | 0.00056477 | 1.6361e-05 | 5.7619e-05
3757 | 0.00049284 | 0.0004571 | 0.00044002 | 0.00045303 | 0.00044974 | 0.00049249 | 0.00048216 | 0.00050579 | 0.00054641 | 0.00042914 | 0.00043561 | 0.00049135 | 0.0002483 | 0.00034182 | 0.00050357 | 0.00043147 | 0.00052505 | 1.9673e-05 | 3.8431e-05
3758 | 0.0004676 | 0.00043621 | 0.00046904 | 0.00040257 | 0.00050689 | 0.00045717 | 0.00044491 | 0.00042808 | 0.00047113 | 0.00032049 | 0.00037172 | 0.00040611 | 0.00017711 | 0.00028843 | 0.0003824 | 0.00043228 | 0.00046197 | 2.0028e-05 | 3.314e-05
3759 | 0.00034938 | 0.00040048 | 0.00031523 | 0.00031648 | 0.00039535 | 0.00039663 | 0.0003631 | 0.000317 | 0.00035315 | 0.00024746 | 0.00036529 | 0.00035546 | 0.00012365 | 0.00024751 | 0.00034972 | 0.0004021 | 0.00037401 | 1.5972e-05 | 4.2755e-05
3760 | 0.00023432 | 0.00030798 | 0.0002453 | 0.00023133 | 0.00025018 | 0.00028215 | 0.00026378 | 0.00022797 | 0.00026096 | 0.00023149 | 0.00028381 | 0.00020705 | 0.00018683 | 0.00026734 | 0.00024466 | 0.00028098 | 0.00024198 | 1.5426e-05 | 6.0318e-05
3761 | 0.00014427 | 0.00022529 | 0.00017223 | 0.00014529 | 0.00014973 | 0.00017043 | 0.00015785 | 0.00014817 | 0.00017162 | 0.00012171 | 0.00016395 | 0.0001434 | 9.6137e-05 | 0.00022208 | 0.00011094 | 0.00018603 | 0.00013242 | 1.6092e-05 | 2.5499e-05
3762 | 6.4447e-05 | 0.00014745 | 0.00012178 | 8.1315e-05 | 5.2518e-05 | 0.0001113 | 9.1465e-05 | 8.417e-05 | 0.00012079 | 7.4139e-05 | 0.00010996 | 0.00010129 | 3.0574e-05 | 0.00017377 | 5.2463e-05 | 0.00010073 | 5.5032e-05 | 1.507e-05 | 9.9255e-06
3763 | 2.2493e-05 | 0.000105 | 6.5478e-05 | 3.5849e-05 | 4.1794e-06 | 7.0082e-05 | 4.785e-05 | 4.731e-05 | 9.7641e-05 | 3.0127e-05 | 4.9843e-05 | 6.6288e-05 | 9.9063e-06 | 0.00013322 | 1.5397e-05 | 5.107e-05 | 9.6092e-06 | 1.6461e-05 | 1.1698e-06
3764 | 1.6655e-05 | 7.5778e-05 | 3.7624e-05 | 1.0131e-05 | 0 | 6.0017e-05 | 3.9128e-05 | 3.3245e-05 | 7.8051e-05 | 1.288e-05 | 5.8773e-05 | 4.0587e-05 | 4.6996e-06 | 0.00010086 | 7.4683e-06 | 2.0767e-05 | 5.7272e-06 | 1.561e-05 | 8.7251e-06
3765 | 5.8423e-06 | 3.041e-05 | 1.7461e-05 | 5.291e-06 | 0 | 3.844e-05 | 2.4848e-05 | 2.329e-05 | 5.061e-05 | 8.9394e-06 | 3.9722e-05 | 2.2084e-05 | 1.6773e-06 | 2.2392e-05 | 7.4756e-06 | 1.1486e-05 | 5.2993e-06 | 2.0142e-05 | 2.543e-05
3766 | 3.0982e-07 | 1.3189e-05 | 6.5913e-06 | 1.7556e-06 | 0 | 1.1758e-05 | 1.0904e-05 | 9.1096e-06 | 1.7807e-05 | 4.531e-06 | 3.4645e-08 | 1.0899e-05 | 3.2569e-09 | 3.6016e-06 | 7.0732e-06 | 0 | 2.4727e-06 | 3.4551e-05 | 1.9748e-05
3767 | 1.3723e-07 | 5.8417e-06 | 1.5214e-06 | 0 | 0 | 1.824e-06 | 2.6623e-06 | 1.8114e-06 | 5.3259e-06 | 5.6091e-07 | 0 | 2.5653e-06 | 6.7106e-10 | 7.1005e-07 | 3.2258e-07 | 0 | 3.406e-07 | 4.0926e-05 | 9.6642e-07
3768 | 0 | 1.3789e-06 | 4.8648e-07 | 0 | 0 | 9.73e-08 | 2.1911e-07 | 2.3316e-07 | 1.0911e-06 | 2.1139e-08 | 1.1548e-09 | 2.472e-07 | 4.8316e-10 | 1.4043e-07 | 0 | 0 | 2.0035e-07 | 3.9606e-05 | 3.7469e-07
3769 | 0 | 1.7256e-07 | 2.1445e-07 | 0 | 0 | 4.174e-08 | 3.0388e-08 | 0 | 1.2171e-07 | 1.5239e-08 | 0 | 6.1366e-08 | 7.0685e-10 | 3.8623e-08 | 0 | 0 | 1.9534e-07 | 3.0731e-05 | 2.1073e-06
3770 | 0 | 1.9008e-07 | 7.2226e-09 | 0 | 0 | 0 | 0 | 0 | 1.2171e-07 | 9.3403e-09 | 0 | 2.7108e-08 | 1.2169e-09 | 2.5785e-11 | 0 | 0 | 1.703e-07 | 1.6057e-05 | 1.7364e-06
3771 | 0 | 1.9008e-07 | 3.5993e-10 | 0 | 0 | 0 | 0 | 0 | 1.7683e-07 | 0 | 0 | 2.6247e-08 | 6.8001e-10 | 1.2893e-11 | 0 | 0 | 0 | 1.5658e-05 | 4.0053e-06
3772 | 0 | 1.695e-07 | 2.3995e-11 | 0 | 0 | 0 | 0 | 0 | 2.0511e-07 | 0 | 0 | 1.7823e-08 | 4.1158e-10 | 0 | 0 | 0 | 0 | 1.1629e-05 | 1.2463e-06
3773 | 1.4949e-06 | 4.6485e-06 | 2.6385e-06 | 2.0673e-06 | 4.4557e-06 | 4.9362e-06 | 3.2215e-06 | 1.9695e-06 | 7.9459e-06 | 1.437e-06 | 2.333e-06 | 5.1706e-06 | 1.6302e-07 | 8.5819e-07 | 3.4536e-06 | 3.1718e-06 | 3.219e-06 | 6.4679e-06 | 2.9034e-06
3774 | 3.3661e-05 | 4.6187e-05 | 4.1803e-05 | 3.2716e-05 | 8.1405e-05 | 4.8095e-05 | 4.5265e-05 | 2.6355e-05 | 5.8181e-05 | 3.4404e-05 | 3.7655e-05 | 4.7986e-05 | 1.5362e-05 | 2.0819e-05 | 3.9767e-05 | 6.2923e-05 | 2.7107e-05 | 6.8149e-06 | 3.316e-06
3775 | 0.00013413 | 0.00011597 | 0.00011623 | 0.0001064 | 0.00018799 | 0.00012618 | 0.00011707 | 7.083e-05 | 0.00013641 | 0.00012642 | 0.0001433 | 9.3454e-05 | 5.2039e-05 | 6.9458e-05 | 0.00013451 | 0.0001468 | 0.00010021 | 7.0682e-06 | 7.6877e-07
3776 | 0.00015093 | 0.00021717 | 0.00022883 | 0.00016002 | 0.0002192 | 0.00021144 | 0.00025311 | 0.00014511 | 0.00023775 | 0.0002108 | 0.00023379 | 0.00018723 | 0.00010037 | 0.00013319 | 0.00026771 | 0.00022689 | 0.00014414 | 2.6811e-06 | 2.4607e-07
3777 | 0.0002614 | 0.0003185 | 0.00034426 | 0.00022466 | 0.00025301 | 0.00027563 | 0.00036983 | 0.00027706 | 0.00035212 | 0.00033069 | 0.00035416 | 0.00026058 | 0.0001577 | 0.00019719 | 0.00040089 | 0.00025891 | 0.00023084 | 8.8408e-06 | 2.3276e-06
3778 | 0.00033403 | 0.00035203 | 0.00041703 | 0.0003283 | 0.00046929 | 0.0003195 | 0.0004365 | 0.00036697 | 0.00043723 | 0.00035954 | 0.00042716 | 0.00039902 | 0.00016507 | 0.00023118 | 0.00048002 | 0.00035915 | 0.00037541 | 5.725e-06 | 2.5355e-06
3779 | 0.00035498 | 0.00042449 | 0.00044684 | 0.00047733 | 0.00058448 | 0.00036337 | 0.00048418 | 0.00037651 | 0.00047341 | 0.00050877 | 0.00047298 | 0.00045099 | 0.00014019 | 0.00026282 | 0.00053842 | 0.00046638 | 0.00044283 | 6.1733e-06 | 3.6861e-07
3780 | 0.00029753 | 0.00045222 | 0.00050949 | 0.000364 | 0.00054365 | 0.00037475 | 0.00051381 | 0.00029854 | 0.00049214 | 0.00042232 | 0.00051385 | 0.00049312 | 0.000171 | 0.0002694 | 0.00053903 | 0.00046368 | 0.00030953 | 6.0093e-06 | 4.6789e-07
3781 | 0.00025542 | 0.00049423 | 0.00055689 | 0.00034974 | 0.0005326 | 0.00038963 | 0.00051688 | 0.00030638 | 0.00050283 | 0.00036282 | 0.00051356 | 0.00050538 | 0.00018957 | 0.00030206 | 0.00045747 | 0.00050562 | 0.000303 | 7.1185e-06 | 1.523e-06
3782 | 0.00032625 | 0.00051064 | 0.00052415 | 0.00035223 | 0.00052327 | 0.00041325 | 0.00048011 | 0.00027928 | 0.0004561 | 0.00044098 | 0.00048191 | 0.00048397 | 0.00019388 | 0.00030505 | 0.00043339 | 0.0004764 | 0.00031411 | 1.0762e-05 | 5.902e-06
3783 | 0.00019681 | 0.000464 | 0.0004429 | 0.00021606 | 0.000462 | 0.00038183 | 0.00042663 | 0.00020562 | 0.00037288 | 0.00041416 | 0.00043535 | 0.0003871 | 0.00014322 | 0.00028338 | 0.00038148 | 0.00042171 | 0.0003366 | 1.1309e-05 | 1.688e-05
3784 | 0.00017052 | 0.00036759 | 0.0003477 | 0.0002109 | 0.00035143 | 0.00030531 | 0.00031871 | 0.00017529 | 0.00030751 | 0.00031927 | 0.0003747 | 0.00030401 | 9.2483e-05 | 0.00028506 | 0.00026622 | 0.00037087 | 0.00018469 | 1.0739e-05 | 1.4099e-05
3785 | 0.00013161 | 0.00025292 | 0.00023563 | 0.0001234 | 0.0001809 | 0.00019437 | 0.00019784 | 0.00011531 | 0.00019881 | 0.00022771 | 0.0002248 | 0.00021353 | 5.4453e-05 | 0.00024118 | 0.00015069 | 0.00024578 | 0.00012102 | 1.9016e-05 | 3.1219e-05
3786 | 5.0633e-05 | 0.00014904 | 0.00013695 | 9.474e-05 | 6.1916e-05 | 0.00011658 | 0.00010263 | 6.7431e-05 | 0.00013018 | 0.00012443 | 0.00016439 | 0.00011576 | 2.2424e-05 | 0.00017909 | 5.2922e-05 | 0.00012124 | 3.4758e-05 | 4.7992e-06 | 1.8424e-05
3787 | 2.1575e-05 | 0.00010215 | 7.8636e-05 | 4.0697e-05 | 7.0553e-06 | 7.1892e-05 | 4.9413e-05 | 3.8314e-05 | 9.8626e-05 | 3.9462e-05 | 6.3982e-05 | 6.693e-05 | 4.8683e-06 | 0.00012755 | 1.4156e-05 | 5.4895e-05 | 7.6041e-06 | 1.237e-06 | 6.9436e-06
3788 | 1.2444e-05 | 8.144e-05 | 4.3996e-05 | 9.4712e-06 | 0 | 6.0256e-05 | 4.1289e-05 | 2.5966e-05 | 8.1886e-05 | 1.8917e-05 | 3.3857e-05 | 4.8477e-05 | 1.1431e-06 | 8.8647e-05 | 7.4665e-06 | 2.2044e-05 | 5.8597e-06 | 3.5206e-06 | 4.9971e-07
3789 | 9.5542e-07 | 3.6955e-05 | 2.3023e-05 | 5.2961e-06 | 0 | 3.6695e-05 | 2.9474e-05 | 1.7452e-05 | 5.079e-05 | 1.1348e-05 | 1.8635e-05 | 2.5924e-05 | 8.4106e-10 | 3.7021e-05 | 7.4466e-06 | 1.3096e-05 | 4.8735e-06 | 1.3752e-05 | 1.314e-05
3790 | 4.0304e-08 | 1.4423e-05 | 7.2473e-06 | 1.6562e-06 | 0 | 9.7599e-06 | 1.3131e-05 | 5.4121e-06 | 1.8576e-05 | 6.9536e-06 | 9.839e-07 | 1.1139e-05 | 9.1264e-10 | 2.0322e-06 | 7.1203e-06 | 0 | 8.2645e-07 | 2.0148e-05 | 3.3988e-05
3791 | 0 | 6.0347e-06 | 1.492e-06 | 0 | 0 | 1.4813e-06 | 2.9123e-06 | 5.0886e-07 | 5.3222e-06 | 1.9089e-06 | 0 | 2.4799e-06 | 8.5895e-10 | 2.3654e-07 | 3.4433e-07 | 0 | 5.0088e-09 | 1.5873e-05 | 5.1766e-06
3792 | 0 | 1.4122e-06 | 4.8627e-07 | 0 | 0 | 9.7724e-08 | 3.6388e-07 | 5.2003e-09 | 9.8189e-07 | 1.8189e-08 | 0 | 4.4015e-07 | 8.9474e-10 | 9.359e-08 | 0 | 0 | 0 | 9.8312e-06 | 3.5694e-06
3793 | 0 | 1.7344e-07 | 1.791e-07 | 0 | 0 | 5.0148e-08 | 3.388e-08 | 0 | 1.4163e-07 | 1.8189e-08 | 1.1548e-09 | 1.1963e-07 | 8.7685e-10 | 2.5785e-10 | 0 | 0 | 0 | 8.2316e-06 | 2.7344e-06
3794 | 0 | 1.9008e-07 | 0 | 0 | 0 | 0 | 0 | 0 | 1.8244e-07 | 1.7697e-08 | 0 | 8.3744e-08 | 9.3053e-10 | 6.4463e-11 | 0 | 0 | 0 | 1.5147e-05 | 8.1356e-07
3795 | 0 | 1.9052e-07 | 1.1998e-10 | 0 | 0 | 0 | 0 | 0 | 1.8211e-07 | 1.7697e-08 | 0 | 3.0213e-08 | 9.3053e-10 | 2.5785e-11 | 0 | 0 | 0 | 2.1645e-05 | 9.4092e-07
3796 | 0 | 1.695e-07 | 3.3593e-10 | 0 | 0 | 0 | 0 | 0 | 1.7516e-07 | 2.6054e-08 | 0 | 1.7996e-08 | 8.9474e-10 | 0 | 0 | 0 | 0 | 1.8043e-05 | 2.5824e-06
3797 | 8.6429e-06 | 8.4544e-06 | 6.6349e-06 | 7.2013e-06 | 1.0382e-05 | 7.8316e-06 | 7.7451e-06 | 8.3397e-06 | 1.1444e-05 | 4.0283e-06 | 6.4141e-06 | 5.7506e-06 | 1.2953e-06 | 2.6535e-06 | 6.2815e-06 | 9.7898e-06 | 8.1553e-06 | 1.9167e-05 | 1.4937e-06
3798 | 7.2496e-05 | 6.3649e-05 | 5.0381e-05 | 5.6851e-05 | 7.2643e-05 | 6.1725e-05 | 6.6629e-05 | 5.6751e-05 | 6.9113e-05 | 5.1412e-05 | 5.7927e-05 | 5.3871e-05 | 3.7301e-05 | 3.7256e-05 | 6.6501e-05 | 6.6519e-05 | 6.9956e-05 | 1.3874e-05 | 2.0778e-07
3799 | 0.00018592 | 0.00014195 | 0.00012742 | 0.00014845 | 0.00015293 | 0.00016186 | 0.00014293 | 0.00015363 | 0.00017343 | 0.00015053 | 0.00011753 | 0.00014514 | 9.8997e-05 | 0.00010575 | 0.00013742 | 0.000121 | 0.00018559 | 6.902e-06 | 2.7463e-07
3800 | 0.00031629 | 0.00021961 | 0.00023717 | 0.00025535 | 0.00026659 | 0.00027187 | 0.00025014 | 0.00027106 | 0.00029334 | 0.00024391 | 0.0002397 | 0.00026102 | 0.00011835 | 0.00019621 | 0.00025672 | 0.00022286 | 0.00031958 | 1.3573e-06 | 5.9115e-07
3801 | 0.00039897 | 0.00033142 | 0.00037433 | 0.00032943 | 0.00041156 | 0.00036607 | 0.00035286 | 0.0003657 | 0.00038156 | 0.00038557 | 0.0003217 | 0.00036827 | 0.0002154 | 0.00026845 | 0.00035345 | 0.00034393 | 0.00040532 | 2.9678e-06 | 2.4811e-06
3802 | 0.00044919 | 0.00040405 | 0.00041475 | 0.00036175 | 0.00052792 | 0.00042188 | 0.00036639 | 0.0003984 | 0.00041447 | 0.00041222 | 0.00036144 | 0.00041468 | 0.00026928 | 0.00025063 | 0.00039907 | 0.00044523 | 0.00043718 | 2.5236e-06 | 6.0052e-06
3803 | 0.00049459 | 0.00039638 | 0.000407 | 0.0004456 | 0.00053582 | 0.00047011 | 0.00035079 | 0.00043429 | 0.00043081 | 0.00027438 | 0.00041521 | 0.00034767 | 0.0002691 | 0.00025103 | 0.00041248 | 0.0005032 | 0.00049135 | 4.2962e-06 | 1.1062e-05
3804 | 0.00047176 | 0.00037005 | 0.00036663 | 0.00042735 | 0.00050391 | 0.00046976 | 0.00036964 | 0.00037025 | 0.00039392 | 0.00041201 | 0.00029884 | 0.00043095 | 0.00027461 | 0.00033719 | 0.00039439 | 0.00046503 | 0.00051581 | 5.8954e-06 | 9.6307e-06
3805 | 0.00042762 | 0.0003674 | 0.00038673 | 0.00043279 | 0.0004313 | 0.00043651 | 0.0003676 | 0.00043412 | 0.00037733 | 0.000403 | 0.00034614 | 0.00041937 | 0.00031774 | 0.00027522 | 0.00032316 | 0.00036145 | 0.00044139 | 2.1914e-05 | 1.2314e-05
3806 | 0.00044838 | 0.00033073 | 0.0002771 | 0.0003666 | 0.00040021 | 0.00039489 | 0.00036101 | 0.00040399 | 0.00035352 | 0.00024284 | 0.00037257 | 0.00023413 | 0.00028305 | 0.0002465 | 0.00038148 | 0.00036555 | 0.0004366 | 3.0118e-05 | 1.2129e-05
3807 | 0.00031186 | 0.00024926 | 0.00028942 | 0.00026819 | 0.00022004 | 0.0003155 | 0.000281 | 0.00021033 | 0.00031697 | 0.00033414 | 0.00028064 | 0.00026943 | 0.00017879 | 0.00023348 | 0.00027272 | 0.00020822 | 0.00034381 | 2.4396e-05 | 1.026e-05
3808 | 0.00016732 | 0.00021731 | 0.00025794 | 0.00020755 | 0.00014575 | 0.00021685 | 0.00020885 | 0.00023802 | 0.00026777 | 0.00013323 | 0.00033386 | 0.00019695 | 0.00010955 | 0.000221 | 0.00018266 | 0.00022344 | 0.00015191 | 1.9956e-05 | 2.0005e-05
3809 | 0.00015296 | 0.00019275 | 0.00013944 | 0.00014524 | 6.809e-05 | 0.00015098 | 0.00015551 | 0.00016531 | 0.00017398 | 7.3866e-05 | 0.00018799 | 9.726e-05 | 9.407e-05 | 0.00020706 | 0.00017167 | 0.00011446 | 0.00014134 | 2.2659e-05 | 4.425e-05
3810 | 6.998e-05 | 0.00012662 | 9.299e-05 | 8.9995e-05 | 1.0581e-05 | 0.00011082 | 8.0615e-05 | 9.2415e-05 | 0.00012408 | 7.4747e-05 | 7.5058e-05 | 7.2772e-05 | 4.5507e-05 | 0.0001609 | 4.6619e-05 | 6.3675e-05 | 5.6004e-05 | 2.993e-05 | 3.6918e-05
3811 | 2.5989e-05 | 9.6269e-05 | 6.4719e-05 | 3.3553e-05 | 7.3413e-07 | 7.014e-05 | 4.603e-05 | 4.9482e-05 | 9.9753e-05 | 2.2374e-05 | 4.0399e-05 | 5.6512e-05 | 1.3815e-05 | 0.00012727 | 1.3139e-05 | 4.4755e-05 | 1.4092e-05 | 3.7559e-05 | 2.1672e-05
3812 | 1.6438e-05 | 6.2036e-05 | 3.4171e-05 | 9.9336e-06 | 0 | 5.8207e-05 | 3.7424e-05 | 3.3734e-05 | 8.0946e-05 | 1.2307e-05 | 2.4036e-05 | 4.0141e-05 | 8.6903e-06 | 7.4267e-05 | 7.4701e-06 | 1.9642e-05 | 5.4657e-06 | 4.442e-05 | 1.7779e-05
3813 | 4.5501e-06 | 2.5252e-05 | 1.5586e-05 | 5.24e-06 | 0 | 3.4797e-05 | 2.1501e-05 | 2.1921e-05 | 4.7064e-05 | 8.931e-06 | 4.4761e-06 | 2.0654e-05 | 4.3348e-06 | 1.1417e-05 | 7.4774e-06 | 1.1145e-05 | 5.1874e-06 | 4.893e-05 | 2.0713e-05
3814 | 3.0932e-07 | 1.1729e-05 | 5.8328e-06 | 1.7224e-06 | 0 | 1.1229e-05 | 9.4059e-06 | 7.89e-06 | 1.5954e-05 | 1.7845e-06 | 5.1967e-08 | 7.6917e-06 | 2.8949e-07 | 2.3095e-06 | 5.9587e-06 | 0 | 2.461e-06 | 5.0633e-05 | 2.3903e-05
3815 | 1.3649e-07 | 5.7034e-06 | 1.3012e-06 | 0 | 0 | 2.1836e-06 | 2.0576e-06 | 1.7469e-06 | 3.4758e-06 | 0 | 1.1548e-09 | 9.8629e-07 | 6.8001e-10 | 4.4379e-07 | 2.5734e-07 | 0 | 2.0035e-07 | 6.176e-05 | 2.612e-05
3816 | 0 | 1.0299e-06 | 4.6632e-07 | 0 | 0 | 1.1741e-07 | 5.6258e-09 | 1.6069e-07 | 9.0582e-07 | 1.229e-08 | 0 | 2.1316e-07 | 6.4422e-10 | 1.0755e-07 | 0 | 0 | 0 | 7.5012e-05 | 4.2239e-05
3817 | 0 | 1.7388e-07 | 1.1604e-07 | 0 | 0 | 2.2832e-07 | 0 | 0 | 8.9429e-08 | 0 | 0 | 4.8252e-08 | 1.2079e-09 | 2.3293e-09 | 0 | 0 | 0 | 7.9608e-05 | 3.9271e-05
3818 | 0 | 1.9008e-07 | 2.3755e-09 | 0 | 0 | 0 | 0 | 0 | 4.713e-10 | 0 | 0 | 2.6243e-08 | 6.4422e-10 | 0 | 0 | 0 | 0 | 9.4433e-05 | 3.1746e-05
3819 | 0 | 1.9008e-07 | 0 | 0 | 0 | 0 | 0 | 0 | 1.5939e-07 | 0 | 0 | 2.7722e-08 | 9.4843e-10 | 3.2232e-11 | 0 | 0 | 0 | 0.00010319 | 2.4932e-05
3820 | 0 | 1.2438e-07 | 1.1998e-10 | 0 | 0 | 0 | 0 | 0 | 2.1901e-07 | 0 | 0 | 7.7776e-09 | 1.1811e-09 | 2.5785e-11 | 0 | 0 | 0 | 8.3672e-05 | 3.5985e-05
3821 | 2.1906e-06 | 8.5365e-07 | 1.7178e-07 | 2.7478e-06 | 2.9383e-07 | 2.5679e-06 | 4.0563e-07 | 1.7793e-06 | 1.4215e-06 | 1.0225e-08 | 2.9195e-07 | 9.2407e-07 | 1.5166e-07 | 1.6702e-07 | 8.4596e-07 | 2.6032e-07 | 5.0401e-06 | 9.2626e-05 | 1.0214e-05
3822 | 2.5071e-05 | 1.1495e-05 | 6.7372e-06 | 3.8017e-05 | 4.1611e-06 | 3.881e-05 | 7.9101e-06 | 2.1911e-05 | 2.0074e-05 | 1.1143e-05 | 1.2907e-05 | 1.176e-05 | 2.4665e-06 | 7.641e-06 | 9.9658e-06 | 1.0068e-05 | 4.7614e-05 | 8.8145e-05 | 6.7641e-06
3823 | 0.00010649 | 3.5542e-05 | 2.9767e-05 | 8.4046e-05 | 2.9904e-05 | 8.6988e-05 | 2.5866e-05 | 6.1403e-05 | 4.8782e-05 | 4.6944e-05 | 3.0135e-05 | 3.7442e-05 | 1.9337e-05 | 2.4153e-05 | 3.0546e-05 | 3.4724e-05 | 8.0608e-05 | 7.8996e-05 | 9.7126e-06
3824 | 0.00014866 | 6.4981e-05 | 5.7658e-05 | 6.0223e-05 | 4.2078e-05 | 0.00011662 | 4.7242e-05 | 8.6618e-05 | 7.5002e-05 | 4.9666e-05 | 1.7739e-05 | 7.0176e-05 | 4.2567e-05 | 3.262e-05 | 2.4707e-05 | 7.1484e-05 | 0.00018386 | 7.2981e-05 | 8.65e-06
3825 | 0.00014586 | 6.9564e-05 | 0.00012653 | 0.00011151 | 8.544e-05 | 0.0001326 | 5.4244e-05 | 6.7306e-05 | 8.6097e-05 | 5.1943e-05 | 4.6019e-05 | 0.00010028 | 7.548e-05 | 4.3472e-05 | 1.037e-05 | 5.0826e-05 | 0.00023652 | 6.2528e-05 | 1.4469e-05
3826 | 6.6629e-05 | 9.7465e-05 | 0.00015777 | 4.1698e-05 | 7.4396e-05 | 0.00011953 | 8.0346e-05 | 4.9568e-05 | 8.8753e-05 | 6.6086e-05 | 0.00012188 | 7.906e-05 | 0.00011567 | 6.828e-05 | 5.8982e-05 | 9.089e-05 | 0.00015429 | 6.762e-05 | 8.4366e-06
3827 | 6.9346e-05 | 8.8467e-05 | 0.00019337 | 5.6163e-05 | 0.00014399 | 8.1553e-05 | 0.00013483 | 5.1077e-05 | 0.00010016 | 9.794e-05 | 0.0002052 | 0.00016671 | 0.00014652 | 9.2377e-05 | 0.00010609 | 0.00012508 | 5.9883e-05 | 6.164e-05 | 6.0559e-06
3828 | 6.6463e-05 | 7.1218e-05 | 0.0003009 | 5.7628e-05 | 0.00019749 | 7.2499e-05 | 0.00017502 | 5.2174e-05 | 0.00010294 | 0.0001637 | 0.00028252 | 0.00021482 | 0.00017338 | 0.00012017 | 0.00018157 | 8.9553e-05 | 5.8875e-05 | 6.9881e-05 | 5.0851e-06
3829 | 5.9309e-05 | 0.00011232 | 0.00037451 | 8.8347e-05 | 0.00018154 | 7.5166e-05 | 0.00021867 | 5.3242e-05 | 0.00011676 | 0.00018091 | 0.00041561 | 0.00034357 | 0.00017341 | 0.0001216 | 0.00020205 | 0.00018598 | 6.6859e-05 | 8.9733e-05 | 2.4301e-06
3830 | 7.5982e-05 | 0.00017484 | 0.00037029 | 6.9723e-05 | 0.00024218 | 7.5477e-05 | 0.00027408 | 6.8043e-05 | 0.00010806 | 0.00019203 | 0.00042861 | 0.00036283 | 0.0001657 | 9.5913e-05 | 0.00027642 | 0.0003739 | 4.7713e-05 | 8.9655e-05 | 3.4887e-06
3831 | 8.2147e-05 | 0.00025679 | 0.00037394 | 0.00010426 | 0.00035137 | 8.9074e-05 | 0.00027822 | 7.107e-05 | 0.00013946 | 0.00014174 | 0.00044423 | 0.00032656 | 0.00018645 | 0.00012142 | 0.00029177 | 0.00039831 | 5.166e-05 | 7.9272e-05 | 4.4456e-06
3832 | 6.8569e-05 | 0.0002777 | 0.00032821 | 0.0001238 | 0.00029185 | 0.00010306 | 0.00022331 | 6.9587e-05 | 0.00016184 | 0.00012211 | 0.00038843 | 0.00026117 | 0.00019181 | 0.00019503 | 0.00026278 | 0.00033634 | 6.1882e-05 | 8.2934e-05 | 1.0838e-05
3833 | 3.4212e-05 | 0.00019065 | 0.00022918 | 5.1587e-05 | 0.00016936 | 8.0088e-05 | 0.00016226 | 3.9934e-05 | 0.00011418 | 6.7009e-05 | 0.00026239 | 0.00017098 | 0.00012217 | 0.00015935 | 0.00021934 | 0.00020365 | 3.9447e-05 | 7.0038e-05 | 6.1537e-06
3834 | 1.1434e-05 | 7.9222e-05 | 0.00013623 | 1.6385e-05 | 7.406e-05 | 5.2004e-05 | 8.7184e-05 | 2.2614e-05 | 6.8869e-05 | 4.0001e-05 | 0.0001195 | 9.2758e-05 | 6.1906e-05 | 6.154e-05 | 8.4911e-05 | 7.4726e-05 | 1.9416e-05 | 5.216e-05 | 9.1281e-06
3835 | 6.2987e-07 | 1.7813e-05 | 6.144e-05 | 7.0481e-07 | 6.4781e-06 | 1.4429e-05 | 2.3564e-05 | 2.9006e-06 | 2.4115e-05 | 1.1957e-05 | 3.0364e-05 | 3.5871e-05 | 1.3032e-05 | 8.4898e-06 | 1.7831e-05 | 1.3506e-05 | 1.5617e-06 | 5.0428e-05 | 1.7033e-05
3836 | 0 | 6.8905e-06 | 1.464e-05 | 0 | 0 | 2.478e-06 | 1.1689e-05 | 2.2516e-07 | 6.1743e-06 | 1.9148e-06 | 7.2003e-06 | 1.1108e-05 | 1.8785e-06 | 1.1612e-06 | 3.7459e-06 | 0 | 0 | 5.979e-05 | 2.2354e-05
3837 | 0 | 1.6995e-06 | 5.0767e-06 | 0 | 0 | 9.6512e-08 | 9.2117e-06 | 0 | 5.1654e-07 | 4.3875e-07 | 0 | 3.1903e-06 | 2.4409e-07 | 1.6961e-07 | 0 | 0 | 0 | 6.8372e-05 | 2.8814e-05
3838 | 0 | 2.6278e-10 | 2.1169e-06 | 0 | 0 | 0 | 5.6086e-06 | 4.4491e-08 | 1.3122e-07 | 0 | 0 | 5.8772e-07 | 9.1264e-10 | 3.2876e-09 | 0 | 0 | 0 | 7.7748e-05 | 4.3996e-05
3839 | 0 | 3.5038e-10 | 4.6385e-07 | 0 | 0 | 0 | 8.3338e-07 | 1.1556e-09 | 0 | 0 | 0 | 5.2602e-08 | 8.7685e-10 | 0 | 0 | 0 | 0 | 6.45e-05 | 6.6845e-05
3840 | 0 | 8.7595e-11 | 1.1782e-08 | 0 | 0 | 0 | 1.9169e-08 | 0 | 0 | 0 | 0 | 7.1064e-09 | 8.9474e-10 | 0 | 0 | 0 | 0 | 6.207e-05 | 7.6217e-05
3841 | 0 | 1.6161e-07 | 2.1596e-10 | 0 | 0 | 0 | 0 | 0 | 0 | 0 | 0 | 0 | 8.0527e-10 | 2.3207e-09 | 0 | 0 | 0 | 5.7154e-05 | 6.7861e-05
3842 | 0 | 0 | 9.5981e-11 | 0 | 0 | 0 | 0 | 0 | 0 | 0 | 0 | 0 | 9.1264e-10 | 0 | 0 | 0 | 0 | 3.674e-05 | 6.8783e-05
3843 | 0 | 0 | 4.7991e-11 | 0 | 0 | 0 | 0 | 0 | 0 | 0 | 0 | 0 | 9.3053e-10 | 1.0744e-11 | 0 | 0 | 0 | 3.3736e-05 | 8.1349e-05
3844 | 0 | 0 | 2.1596e-10 | 0 | 0 | 0 | 0 | 0 | 0 | 0 | 1.1548e-09 | 0 | 9.1264e-10 | 0 | 0 | 0 | 0 | 4.002e-05 | 9.5195e-05
3845 | 2.4937e-06 | 3.8497e-06 | 3.4032e-06 | 2.5868e-06 | 5.3901e-06 | 3.3544e-06 | 3.7868e-06 | 3.874e-06 | 6.0677e-06 | 3.082e-06 | 3.9253e-06 | 3.6274e-06 | 6.6857e-07 | 1.9352e-06 | 3.1011e-06 | 4.2397e-06 | 2.2016e-06 | 3.7284e-05 | 9.7499e-05
3846 | 2.7445e-05 | 4.6502e-05 | 4.9596e-05 | 3.149e-05 | 5.736e-05 | 3.6157e-05 | 3.8195e-05 | 4.4045e-05 | 4.8514e-05 | 5.3723e-05 | 4.5854e-05 | 4.7594e-05 | 1.8974e-05 | 3.565e-05 | 4.8156e-05 | 5.0608e-05 | 3.8604e-05 | 3.8118e-05 | 9.3061e-05
3847 | 7.4836e-05 | 0.00011922 | 0.0001301 | 8.8268e-05 | 0.00015548 | 8.7949e-05 | 9.6198e-05 | 0.00010923 | 0.00013218 | 0.00013973 | 0.00011257 | 0.00011507 | 6.5065e-05 | 9.9175e-05 | 0.00016426 | 0.00012459 | 6.5852e-05 | 3.5643e-05 | 7.878e-05
3848 | 0.00012538 | 0.00020911 | 0.00023421 | 0.00016956 | 0.00025951 | 0.00016885 | 0.00018847 | 0.00017923 | 0.00025016 | 0.00022186 | 0.00022237 | 0.00020015 | 0.00011318 | 0.00016164 | 0.00028773 | 0.00022189 | 0.00010005 | 1.6115e-05 | 5.6778e-05
3849 | 0.00010164 | 0.00030163 | 0.00030847 | 0.00026392 | 0.00034073 | 0.00026891 | 0.00030162 | 0.00021408 | 0.00036956 | 0.00034496 | 0.00034702 | 0.00026271 | 0.00012288 | 0.00020784 | 0.00041265 | 0.00034057 | 0.00013506 | 5.3328e-06 | 2.3189e-05
3850 | 0.00014895 | 0.00036988 | 0.00033981 | 0.00031941 | 0.0004089 | 0.00034623 | 0.00039885 | 0.00024677 | 0.00044625 | 0.00034409 | 0.00045562 | 0.00032508 | 0.00011389 | 0.0002354 | 0.00051398 | 0.00041789 | 0.00014331 | 4.9912e-06 | 8.8259e-06
3851 | 0.00015694 | 0.00042325 | 0.00046107 | 0.00030846 | 0.00047103 | 0.00037253 | 0.00047847 | 0.0002651 | 0.00051091 | 0.00038028 | 0.00048812 | 0.00037663 | 0.00012325 | 0.00025982 | 0.00053847 | 0.00044338 | 0.00016837 | 8.7393e-06 | 5.1538e-06
3852 | 0.00016191 | 0.00046818 | 0.00052538 | 0.00033622 | 0.00050321 | 0.00042348 | 0.00050323 | 0.00026364 | 0.00055967 | 0.00047879 | 0.00049234 | 0.00047137 | 0.00017594 | 0.00032465 | 0.00053431 | 0.00051893 | 0.00020561 | 1.3517e-05 | 7.9652e-06
3853 | 0.00010128 | 0.00051242 | 0.00054607 | 0.00038181 | 0.00057876 | 0.00045446 | 0.00051478 | 0.00032283 | 0.00059001 | 0.00042273 | 0.00050319 | 0.00051167 | 0.00025944 | 0.00032519 | 0.0005202 | 0.00055829 | 0.00019893 | 2.4076e-05 | 3.2449e-06
3854 | 0.00023739 | 0.00051899 | 0.00050126 | 0.00046019 | 0.00055362 | 0.00047014 | 0.00049892 | 0.00040158 | 0.00054276 | 0.00038801 | 0.00051149 | 0.00047217 | 0.00043173 | 0.00037362 | 0.00050381 | 0.00050688 | 0.00023794 | 2.5766e-05 | 1.2576e-06
3855 | 0.00035968 | 0.00043805 | 0.00043447 | 0.00035353 | 0.00048817 | 0.00041573 | 0.00043759 | 0.0003536 | 0.00044362 | 0.00042986 | 0.00046961 | 0.00042535 | 0.00044582 | 0.0003951 | 0.00045143 | 0.00041626 | 0.00028361 | 2.516e-05 | 1.3973e-06
3856 | 0.0002052 | 0.00035987 | 0.0003589 | 0.00029904 | 0.0003632 | 0.0003238 | 0.00033459 | 0.00025757 | 0.00034348 | 0.00037339 | 0.00041729 | 0.0003497 | 0.00034443 | 0.00037138 | 0.00034349 | 0.0003568 | 0.00023335 | 2.1903e-05 | 1.8111e-06
3857 | 0.00013234 | 0.0002535 | 0.00023441 | 0.0001941 | 0.00020765 | 0.0002023 | 0.0002096 | 0.00019793 | 0.00022441 | 0.00022659 | 0.00028173 | 0.00022899 | 0.0001938 | 0.00028257 | 0.0002062 | 0.0002156 | 0.00015238 | 2.7777e-05 | 3.2392e-06
3858 | 5.8702e-05 | 0.00015708 | 0.00013445 | 9.1911e-05 | 6.8907e-05 | 0.00011656 | 9.87e-05 | 9.3023e-05 | 0.00013053 | 0.0001022 | 0.00015199 | 0.0001155 | 6.4436e-05 | 0.00019188 | 7.1298e-05 | 0.00011456 | 5.4546e-05 | 4.3084e-05 | 3.4026e-06
3859 | 8.6151e-06 | 0.00010516 | 7.64e-05 | 3.8592e-05 | 1.1059e-05 | 7.1069e-05 | 5.0772e-05 | 4.2723e-05 | 9.7307e-05 | 3.6649e-05 | 4.8342e-05 | 6.7207e-05 | 1.6582e-05 | 0.000138 | 1.6359e-05 | 5.448e-05 | 5.8247e-06 | 6.7712e-05 | 6.2348e-06
3860 | 3.0932e-07 | 8.2321e-05 | 4.2399e-05 | 1.434e-05 | 0 | 6.1148e-05 | 4.2003e-05 | 2.5358e-05 | 8.2995e-05 | 1.8677e-05 | 3.2948e-05 | 4.8873e-05 | 8.838e-06 | 0.00011604 | 7.4756e-06 | 2.1422e-05 | 3.1054e-07 | 8.1652e-05 | 8.8468e-06
3861 | 8.308e-08 | 3.6225e-05 | 2.1816e-05 | 5.2331e-06 | 0 | 3.8229e-05 | 2.9341e-05 | 1.6169e-05 | 5.5621e-05 | 1.0824e-05 | 1.9634e-05 | 2.757e-05 | 2.2284e-06 | 5.9161e-05 | 7.4701e-06 | 1.6657e-05 | 0 | 7.6883e-05 | 9.5264e-06
3862 | 0 | 1.4628e-05 | 7.1246e-06 | 1.9985e-06 | 0 | 1.1677e-05 | 1.2794e-05 | 5.9759e-06 | 1.8767e-05 | 6.1206e-06 | 7.6218e-07 | 1.0946e-05 | 2.0051e-08 | 5.8138e-06 | 7.1874e-06 | 0 | 0 | 8.8432e-05 | 6.3461e-06
3863 | 0 | 5.8806e-06 | 1.4874e-06 | 0 | 0 | 2.002e-06 | 2.7462e-06 | 9.985e-07 | 5.6356e-06 | 1.1857e-06 | 0 | 2.1407e-06 | 5.7264e-10 | 6.2059e-07 | 3.3889e-07 | 0 | 0 | 9.8371e-05 | 4.8305e-06
3864 | 0 | 1.3019e-06 | 4.8521e-07 | 0 | 0 | 1.4719e-07 | 2.0275e-07 | 1.526e-07 | 1.2895e-06 | 0 | 0 | 1.7601e-07 | 5.1895e-10 | 1.3899e-07 | 0 | 0 | 0 | 0.00010833 | 4.1742e-06
3865 | 0 | 1.7344e-07 | 2.048e-07 | 0 | 0 | 4.7572e-08 | 8.6345e-08 | 1.7912e-08 | 1.3397e-07 | 1.8189e-08 | 0 | 4.7268e-08 | 8.858e-10 | 3.1858e-08 | 0 | 0 | 0 | 0.00011165 | 2.6931e-06
3866 | 0 | 1.9052e-07 | 8.6383e-09 | 0 | 0 | 0 | 0 | 0 | 2.0469e-07 | 0 | 0 | 2.4047e-09 | 6.979e-10 | 3.8678e-11 | 0 | 0 | 0 | 0.00010518 | 3.1615e-06
3867 | 0 | 1.9008e-07 | 0 | 0 | 0 | 0 | 0 | 0 | 2.0537e-07 | 0 | 0 | 1.2921e-09 | 5.3685e-10 | 0 | 0 | 0 | 0 | 0.00010906 | 1.9838e-06
3868 | 0 | 1.6512e-07 | 3.5993e-10 | 0 | 0 | 0 | 0 | 0 | 2.2219e-07 | 0 | 0 | 0 | 5.3685e-10 | 0 | 0 | 0 | 0 | 0.00012674 | 1.2666e-06
3869 | 4.0338e-06 | 6.3945e-06 | 4.5988e-06 | 1.0149e-06 | 8.0935e-06 | 8.0227e-06 | 5.6384e-06 | 3.2605e-06 | 7.5921e-06 | 1.537e-06 | 4.4439e-06 | 5.0681e-06 | 3.6888e-06 | 2.9583e-06 | 5.9866e-06 | 4.6207e-06 | 7.7344e-06 | 0.00013166 | 1.1953e-06
3870 | 4.1276e-05 | 5.0335e-05 | 5.0333e-05 | 2.0432e-05 | 6.0989e-05 | 5.4888e-05 | 5.3392e-05 | 3.293e-05 | 5.5485e-05 | 3.8444e-05 | 4.5901e-05 | 5.1183e-05 | 5.8198e-05 | 4.3595e-05 | 5.1997e-05 | 4.8313e-05 | 6.0853e-05 | 0.00012675 | 1.7222e-06
3871 | 9.2801e-05 | 0.00013277 | 0.00011467 | 7.8948e-05 | 0.00015404 | 0.00014962 | 0.00014747 | 8.5386e-05 | 0.00015201 | 0.00010582 | 0.00012895 | 0.00014689 | 0.00012253 | 0.00011726 | 0.0001464 | 0.00012308 | 0.00017543 | 9.1651e-05 | 1.5288e-06
3872 | 0.00017465 | 0.00024396 | 0.00022839 | 0.00018937 | 0.00028324 | 0.00027748 | 0.00027165 | 0.00018354 | 0.00030058 | 0.00026782 | 0.00024666 | 0.00026758 | 0.00027667 | 0.00023685 | 0.0002774 | 0.00023893 | 0.00030805 | 4.6676e-05 | 3.3052e-06
3873 | 0.00034776 | 0.00035278 | 0.0003554 | 0.00029869 | 0.00040626 | 0.00038505 | 0.00038445 | 0.00034988 | 0.00041539 | 0.00040567 | 0.00033701 | 0.00036095 | 0.00039033 | 0.00030793 | 0.00040096 | 0.00034669 | 0.00040884 | 3.4333e-05 | 4.048e-06
3874 | 0.00047712 | 0.00041899 | 0.0004243 | 0.00041813 | 0.00051455 | 0.00044342 | 0.00044181 | 0.00044066 | 0.00046552 | 0.00049727 | 0.0004092 | 0.00042595 | 0.00045035 | 0.00033448 | 0.0004201 | 0.00043903 | 0.0004881 | 3.8554e-05 | 2.9081e-06
3875 | 0.00048866 | 0.00046749 | 0.00047582 | 0.0004838 | 0.00057644 | 0.00049414 | 0.00047342 | 0.0004797 | 0.00049097 | 0.00053031 | 0.00045801 | 0.00049197 | 0.00054461 | 0.00040469 | 0.00050267 | 0.00050988 | 0.00051921 | 5.2065e-05 | 2.9627e-06
3876 | 0.00052701 | 0.00050225 | 0.00052042 | 0.00049948 | 0.00059412 | 0.00052873 | 0.00050535 | 0.00052105 | 0.00052581 | 0.00056573 | 0.00049565 | 0.00052315 | 0.00059696 | 0.00046097 | 0.0005298 | 0.00053319 | 0.00054201 | 5.9962e-05 | 2.5527e-06
3877 | 0.00054024 | 0.00051506 | 0.00052966 | 0.0004883 | 0.00057355 | 0.00053315 | 0.00050479 | 0.00051638 | 0.00052972 | 0.00055444 | 0.00050265 | 0.00052586 | 0.00058477 | 0.0004868 | 0.00052004 | 0.00052511 | 0.0005217 | 8.1847e-05 | 8.921e-06
3878 | 0.00049604 | 0.00047067 | 0.00048609 | 0.00044123 | 0.00051227 | 0.00049296 | 0.00045937 | 0.00048244 | 0.00047286 | 0.00051856 | 0.00046991 | 0.00049625 | 0.00054071 | 0.00048208 | 0.00048133 | 0.00046846 | 0.00047173 | 9.4104e-05 | 1.2705e-05
3879 | 0.00040419 | 0.00036319 | 0.00040423 | 0.00038655 | 0.00041459 | 0.00040838 | 0.00037921 | 0.00041484 | 0.00037996 | 0.0004461 | 0.00042145 | 0.00040661 | 0.00045797 | 0.00042964 | 0.00032038 | 0.00039938 | 0.00037726 | 0.00010111 | 2.0979e-05
3880 | 0.00029509 | 0.00028703 | 0.00031872 | 0.00029601 | 0.00028305 | 0.00030072 | 0.00026365 | 0.00031193 | 0.00027514 | 0.00034151 | 0.0003768 | 0.00030895 | 0.00033718 | 0.00034328 | 0.00029388 | 0.00030808 | 0.00027859 | 0.00010493 | 1.7128e-05
3881 | 0.00016959 | 0.00019467 | 0.00021437 | 0.00017609 | 0.00018246 | 0.00018352 | 0.00018538 | 0.00018858 | 0.00019507 | 0.00020137 | 0.00026287 | 0.00020203 | 0.00019044 | 0.00026809 | 0.00018091 | 0.00021603 | 0.00014879 | 0.00011479 | 2.0348e-05
3882 | 6.9184e-05 | 0.00014739 | 0.00013167 | 7.8694e-05 | 6.9991e-05 | 0.00011006 | 9.9289e-05 | 9.4983e-05 | 0.00012857 | 9.7182e-05 | 0.00014293 | 0.00011354 | 6.6352e-05 | 0.00019056 | 7.0872e-05 | 0.00010983 | 5.8599e-05 | 0.00011295 | 1.641e-05
3883 | 2.3625e-05 | 0.00010195 | 7.4638e-05 | 2.9099e-05 | 8.4643e-06 | 7.1319e-05 | 4.9493e-05 | 5.1208e-05 | 9.52e-05 | 3.7298e-05 | 4.4492e-05 | 6.6881e-05 | 1.7908e-05 | 0.00014003 | 1.6883e-05 | 5.278e-05 | 1.1814e-05 | 0.00012329 | 8.8396e-06
3884 | 1.6864e-05 | 7.4437e-05 | 4.1845e-05 | 1.2838e-05 | 0 | 6.0269e-05 | 3.852e-05 | 3.3583e-05 | 7.8681e-05 | 1.6759e-05 | 3.2903e-05 | 4.7624e-05 | 1.0528e-05 | 0.00011642 | 7.4955e-06 | 2.1782e-05 | 5.5814e-06 | 0.00014483 | 9.594e-06
3885 | 7.604e-06 | 2.869e-05 | 2.1047e-05 | 5.1303e-06 | 0 | 3.7787e-05 | 2.5035e-05 | 2.269e-05 | 4.9816e-05 | 1.0749e-05 | 1.56e-05 | 2.547e-05 | 8.2479e-06 | 7.0603e-05 | 7.5045e-06 | 1.5006e-05 | 5.0778e-06 | 0.00014298 | 1.5551e-05
3886 | 5.4452e-07 | 1.3117e-05 | 6.9948e-06 | 2.683e-06 | 0 | 1.1221e-05 | 1.2015e-05 | 9.7502e-06 | 1.978e-05 | 5.9208e-06 | 0 | 1.1309e-05 | 1.924e-06 | 1.0663e-05 | 7.1892e-06 | 0 | 2.2027e-06 | 0.00017118 | 1.9121e-05
3887 | 1.3748e-07 | 5.797e-06 | 1.4848e-06 | 0 | 0 | 2.1332e-06 | 2.9368e-06 | 1.9425e-06 | 6.0625e-06 | 1.8513e-06 | 0 | 2.9564e-06 | 2.9705e-09 | 1.0832e-06 | 2.9721e-07 | 0 | 1.3524e-07 | 0.00018622 | 1.483e-05
3888 | 0 | 1.3583e-06 | 4.7496e-07 | 0 | 0 | 4.1116e-07 | 2.0298e-07 | 3.0808e-07 | 1.0928e-06 | 1.7697e-08 | 0 | 2.5631e-07 | 9.1264e-10 | 1.572e-07 | 0 | 0 | 0 | 0.00018381 | 1.0812e-05
3889 | 0 | 1.7388e-07 | 2.2534e-07 | 0 | 0 | 5.661e-08 | 1.1252e-08 | 7.3844e-08 | 1.2218e-07 | 1.7206e-08 | 0 | 1.0795e-07 | 1.4495e-09 | 3.4601e-08 | 0 | 0 | 0 | 0.00017758 | 8.3593e-06
3890 | 0 | 1.9008e-07 | 1.075e-08 | 0 | 0 | 0 | 0 | 7.3382e-08 | 1.732e-08 | 0 | 0 | 4.345e-08 | 1.36e-09 | 6.4463e-11 | 0 | 0 | 0 | 0.00016201 | 2.1975e-06
3891 | 0 | 1.9008e-07 | 0 | 0 | 0 | 0 | 0 | 2.889e-08 | 1.592e-07 | 0 | 0 | 2.6261e-08 | 8.5895e-10 | 2.5785e-11 | 0 | 0 | 0 | 0.00014954 | 9.7876e-08
3892 | 0 | 1.6993e-07 | 4.7991e-11 | 0 | 0 | 0 | 0 | 0 | 2.2196e-07 | 0 | 0 | 2.0386e-08 | 1.1005e-09 | 0 | 0 | 0 | 0 | 0.00012372 | 3.1126e-07
3893 | 7.0941e-06 | 4.2136e-06 | 1.1424e-06 | 5.0499e-06 | 3.322e-06 | 5.4884e-06 | 3.1145e-06 | 5.4916e-06 | 6.2147e-06 | 3.6012e-06 | 1.6964e-06 | 3.9814e-06 | 2.5266e-06 | 3.5074e-06 | 3.5885e-06 | 3.5153e-06 | 7.2288e-06 | 0.0001211 | 3.5867e-08
3894 | 6.1438e-05 | 4.2536e-05 | 2.5307e-05 | 4.9826e-05 | 5.1822e-05 | 5.3314e-05 | 4.0688e-05 | 5.0726e-05 | 5.441e-05 | 5.0213e-05 | 2.882e-05 | 5.0951e-05 | 4.6357e-05 | 3.9893e-05 | 3.9276e-05 | 4.874e-05 | 6.3772e-05 | 0.00010855 | 1.0738e-06
3895 | 0.00016835 | 0.00011858 | 7.7941e-05 | 0.00014597 | 0.00016068 | 0.00015406 | 0.0001149 | 0.00014604 | 0.00014941 | 0.00015199 | 9.6017e-05 | 0.00014851 | 0.0001294 | 0.00010849 | 0.00011519 | 0.00013424 | 0.0001769 | 7.3639e-05 | 1.6962e-07
3896 | 0.00029156 | 0.00022334 | 0.00015547 | 0.00026232 | 0.00030367 | 0.00028327 | 0.00020112 | 0.0002699 | 0.00026808 | 0.0002803 | 0.00019684 | 0.00027137 | 0.00022935 | 0.00020982 | 0.0002186 | 0.00024923 | 0.00030886 | 5.1197e-05 | 1.2701e-08
3897 | 0.0004044 | 0.00034175 | 0.00026409 | 0.00036096 | 0.00042907 | 0.00039708 | 0.00032045 | 0.00037963 | 0.00038825 | 0.00040804 | 0.00030391 | 0.00037765 | 0.0003419 | 0.00032958 | 0.00035157 | 0.00035227 | 0.00042135 | 3.8954e-05 | 2.1006e-08
3898 | 0.00047987 | 0.00042617 | 0.00038598 | 0.00042804 | 0.00051974 | 0.00045972 | 0.00042988 | 0.00044849 | 0.00045824 | 0.00049225 | 0.0004185 | 0.00043844 | 0.00037556 | 0.00035373 | 0.00046365 | 0.00043191 | 0.00049796 | 3.3375e-05 | 3.9081e-08
3899 | 0.00051952 | 0.00047855 | 0.00048475 | 0.00046502 | 0.00058089 | 0.0005062 | 0.00049859 | 0.00049523 | 0.0005135 | 0.00054572 | 0.00046644 | 0.00048767 | 0.00037858 | 0.00039705 | 0.00052696 | 0.00050885 | 0.00054277 | 2.8387e-05 | 4.7874e-08
3900 | 0.00053852 | 0.00052176 | 0.00051726 | 0.00048837 | 0.00059017 | 0.0005398 | 0.00052056 | 0.00052073 | 0.00055443 | 0.00056553 | 0.00049335 | 0.00052683 | 0.00045304 | 0.00041911 | 0.0005443 | 0.00053341 | 0.0005516 | 2.7923e-05 | 7.1301e-08
3901 | 0.00051013 | 0.00055214 | 0.00054159 | 0.00049751 | 0.00056849 | 0.0005445 | 0.00052952 | 0.00050984 | 0.00057186 | 0.00053152 | 0.00050741 | 0.00050578 | 0.00051444 | 0.00042429 | 0.00052512 | 0.00053489 | 0.00052834 | 4.1749e-05 | 4.2012e-08
3902 | 0.00041042 | 0.00052669 | 0.00052151 | 0.00046402 | 0.00054085 | 0.0005093 | 0.00049859 | 0.00045338 | 0.00054065 | 0.00042661 | 0.0004731 | 0.00045903 | 0.00039476 | 0.00039472 | 0.00049372 | 0.00050241 | 0.00048601 | 4.0303e-05 | 3.4196e-08
3903 | 0.0003091 | 0.00044253 | 0.00043168 | 0.00039085 | 0.00044299 | 0.00042507 | 0.00041671 | 0.00034629 | 0.00046169 | 0.00038549 | 0.00043312 | 0.00036319 | 0.00030569 | 0.00036493 | 0.00043968 | 0.00041885 | 0.00039121 | 3.8974e-05 | 2.8822e-08
3904 | 0.0002373 | 0.00034548 | 0.00034077 | 0.00028288 | 0.00033463 | 0.000318 | 0.00031459 | 0.00026213 | 0.00034886 | 0.0003045 | 0.00036975 | 0.00026749 | 0.00023452 | 0.00029629 | 0.00031295 | 0.00032851 | 0.00022448 | 4.0657e-05 | 7.3276e-09
3905 | 0.00015616 | 0.00023571 | 0.00023463 | 0.00017836 | 0.0001827 | 0.00019585 | 0.00019788 | 0.00016754 | 0.00021737 | 0.00019228 | 0.00027113 | 0.00016891 | 0.00014274 | 0.00024827 | 0.00019317 | 0.00022516 | 0.00012232 | 4.4709e-05 | 0
3906 | 6.1699e-05 | 0.00015223 | 0.00013781 | 8.605e-05 | 8.2096e-05 | 0.00011316 | 9.9954e-05 | 9.0628e-05 | 0.00013037 | 0.0001004 | 0.00011938 | 0.00012943 | 7.1585e-05 | 0.0001901 | 7.1185e-05 | 0.00012187 | 5.4098e-05 | 5.1198e-05 | 9.7268e-09
3907 | 2.2514e-05 | 0.00010626 | 7.5078e-05 | 4.0316e-05 | 9.6472e-06 | 7.1919e-05 | 4.8237e-05 | 5.1419e-05 | 9.7886e-05 | 3.9972e-05 | 4.1603e-05 | 7.1549e-05 | 2.1167e-05 | 0.00014095 | 1.5323e-05 | 5.1345e-05 | 1.0593e-05 | 6.4614e-05 | 0
3908 | 1.6019e-05 | 8.5126e-05 | 4.2929e-05 | 1.2458e-05 | 0 | 5.9815e-05 | 4.1106e-05 | 3.4175e-05 | 8.3926e-05 | 1.5676e-05 | 3.2953e-05 | 4.6966e-05 | 1.0451e-05 | 0.00011245 | 7.49e-06 | 2.1949e-05 | 5.5625e-06 | 8.4592e-05 | 0
3909 | 5.5718e-06 | 3.8816e-05 | 2.1123e-05 | 5.1017e-06 | 0 | 3.8818e-05 | 2.847e-05 | 2.2691e-05 | 5.4045e-05 | 1.0495e-05 | 1.986e-05 | 2.5346e-05 | 6.8806e-06 | 6.6845e-05 | 7.49e-06 | 1.5319e-05 | 5.2842e-06 | 8.2661e-05 | 9.7702e-09
3910 | 3.3756e-07 | 1.7625e-05 | 6.5849e-06 | 2.8045e-06 | 0 | 1.3021e-05 | 1.2019e-05 | 8.77e-06 | 1.9995e-05 | 5.439e-06 | 8.3147e-07 | 1.1647e-05 | 8.3329e-07 | 9.0249e-06 | 7.1965e-06 | 0 | 2.3385e-06 | 8.7564e-05 | 8.2667e-09
3911 | 1.3624e-07 | 5.9437e-06 | 1.4288e-06 | 0 | 0 | 2.3665e-06 | 2.8054e-06 | 1.9078e-06 | 5.556e-06 | 1.9157e-06 | 0 | 3.1203e-06 | 9.8422e-10 | 9.7904e-07 | 3.2258e-07 | 0 | 0 | 8.4665e-05 | 7.3765e-08
3912 | 0 | 1.4174e-06 | 4.747e-07 | 0 | 0 | 1.5271e-07 | 2.2256e-07 | 3.0505e-07 | 1.2533e-06 | 8.8487e-09 | 0 | 2.1205e-07 | 9.8422e-10 | 1.4988e-07 | 0 | 0 | 0 | 8.1536e-05 | 0
3913 | 0 | 1.7344e-07 | 2.1183e-07 | 0 | 0 | 3.3028e-08 | 9.8305e-08 | 7.3382e-08 | 1.2996e-07 | 0 | 0 | 8.1487e-08 | 1.6732e-09 | 3.4897e-08 | 0 | 0 | 0 | 8.3048e-05 | 0
3914 | 0 | 1.9052e-07 | 8.1824e-09 | 0 | 0 | 0 | 0 | 7.2804e-08 | 2.5754e-07 | 0 | 1.1548e-09 | 3.3996e-08 | 1.1184e-09 | 7.0909e-11 | 0 | 0 | 0 | 7.5637e-05 | 6.2774e-07
3915 | 0 | 1.9008e-07 | 2.3995e-11 | 0 | 0 | 0 | 0 | 3.1779e-08 | 2.1838e-07 | 0 | 0 | 2.6936e-08 | 8.9474e-10 | 1.2893e-11 | 0 | 0 | 0 | 8.7031e-05 | 7.9481e-07
3916 | 0 | 1.695e-07 | 1.9196e-10 | 0 | 0 | 0 | 0 | 0 | 1.9356e-07 | 0 | 0 | 1.736e-08 | 8.9474e-10 | 0 | 0 | 0 | 0 | 0.00011876 | 2.1726e-06
3917 | 6.0591e-06 | 5.318e-06 | 2.9305e-06 | 4.6246e-06 | 3.2933e-06 | 6.0153e-06 | 5.5881e-06 | 4.306e-06 | 7.7266e-06 | 2.7416e-06 | 4.0169e-06 | 2.1757e-06 | 2.18e-06 | 1.4604e-06 | 5.8051e-06 | 3.9259e-06 | 8.5453e-06 | 0.00012558 | 2.6911e-06
3918 | 5.8034e-05 | 4.7002e-05 | 4.0295e-05 | 4.6842e-05 | 4.8649e-05 | 5.1605e-05 | 5.3053e-05 | 4.717e-05 | 6.0679e-05 | 4.7968e-05 | 4.127e-05 | 3.866e-05 | 4.5397e-05 | 3.142e-05 | 5.2808e-05 | 4.8238e-05 | 6.0386e-05 | 0.00012559 | 5.9195e-06
3919 | 0.00017207 | 0.00014165 | 0.00012973 | 0.00013755 | 0.00016397 | 0.0001522 | 0.00015653 | 0.00014518 | 0.00016862 | 0.00015416 | 0.00013233 | 0.00012022 | 0.00015192 | 9.6004e-05 | 0.00014637 | 0.00014054 | 0.00017491 | 0.00011835 | 6.5851e-06
3920 | 0.00029725 | 0.00026679 | 0.00026052 | 0.00025309 | 0.00031641 | 0.00028267 | 0.00028988 | 0.00026819 | 0.00031873 | 0.00029754 | 0.00024142 | 0.00026732 | 0.00026649 | 0.00018071 | 0.00029488 | 0.00026065 | 0.00030518 | 9.9976e-05 | 3.1006e-06
3921 | 0.00040439 | 0.00037818 | 0.0003813 | 0.00035221 | 0.00044821 | 0.00039874 | 0.00039533 | 0.0003761 | 0.00043404 | 0.00042774 | 0.00034594 | 0.00039989 | 0.00036115 | 0.00027385 | 0.00041156 | 0.00037695 | 0.00041351 | 6.0782e-05 | 1.8499e-06
3922 | 0.00047318 | 0.00043415 | 0.00045571 | 0.00043285 | 0.00053532 | 0.00046374 | 0.00046676 | 0.00044398 | 0.0004845 | 0.00051617 | 0.00044162 | 0.00046144 | 0.00041443 | 0.00037153 | 0.00049589 | 0.00045631 | 0.00048271 | 3.5584e-05 | 5.7358e-06
3923 | 0.00051667 | 0.00048608 | 0.00050971 | 0.00048117 | 0.00059127 | 0.00050991 | 0.00051365 | 0.00048785 | 0.00052849 | 0.00056265 | 0.00051265 | 0.00051318 | 0.0003916 | 0.00042636 | 0.00054149 | 0.00052262 | 0.00052701 | 2.4989e-05 | 7.3504e-06
3924 | 0.00053472 | 0.00054546 | 0.00056149 | 0.00050637 | 0.00059126 | 0.00054366 | 0.00052629 | 0.00051042 | 0.00056112 | 0.00058093 | 0.00054009 | 0.00054476 | 0.00030454 | 0.00045881 | 0.00055595 | 0.00054667 | 0.00052791 | 1.8447e-05 | 6.4451e-06
3925 | 0.00051924 | 0.00056927 | 0.00056734 | 0.00051233 | 0.00057639 | 0.00055044 | 0.00053146 | 0.00051028 | 0.00053715 | 0.00056217 | 0.00052498 | 0.00054927 | 0.00022201 | 0.00051945 | 0.00054302 | 0.00055334 | 0.00049203 | 3.1038e-05 | 3.5005e-06
3926 | 0.00047384 | 0.00054164 | 0.00053631 | 0.00047128 | 0.00054026 | 0.00051447 | 0.00049131 | 0.00046738 | 0.00049902 | 0.0005281 | 0.00047196 | 0.00052165 | 0.00019507 | 0.00048167 | 0.00050288 | 0.00051435 | 0.00041254 | 3.1941e-05 | 8.1152e-07
3927 | 0.00035982 | 0.00046467 | 0.00045594 | 0.00039439 | 0.00047271 | 0.00043591 | 0.00041098 | 0.00037858 | 0.00040566 | 0.00045552 | 0.0003533 | 0.00045104 | 0.00032868 | 0.00039239 | 0.00039663 | 0.00043956 | 0.00018746 | 2.8395e-05 | 7.1213e-07
3928 | 0.0002648 | 0.00037331 | 0.0003386 | 0.0002738 | 0.00036192 | 0.00032769 | 0.00030495 | 0.0002774 | 0.00032496 | 0.00034563 | 0.00030365 | 0.0003384 | 0.00031795 | 0.00033609 | 0.00023114 | 0.00036579 | 0.00016384 | 2.052e-05 | 2.3479e-06
3929 | 0.00015587 | 0.00025567 | 0.0002153 | 0.00020097 | 0.00021501 | 0.00020672 | 0.00017404 | 0.0001744 | 0.00020717 | 0.00018473 | 0.00014704 | 0.00020607 | 0.00019127 | 0.00026114 | 0.00016879 | 0.00023911 | 0.00010394 | 2.3592e-05 | 2.7634e-06
3930 | 7.4598e-05 | 0.00015262 | 0.00012939 | 9.33e-05 | 6.2689e-05 | 0.00012129 | 8.6256e-05 | 9.6312e-05 | 0.0001253 | 9.9417e-05 | 7.6225e-05 | 0.00012613 | 6.8737e-05 | 0.00019658 | 4.218e-05 | 0.00010711 | 5.7059e-05 | 2.6058e-05 | 1.1232e-06
3931 | 2.34e-05 | 0.0001055 | 7.529e-05 | 3.9302e-05 | 1.0642e-05 | 6.9555e-05 | 4.6788e-05 | 5.1074e-05 | 9.5627e-05 | 3.4189e-05 | 3.0669e-05 | 6.8702e-05 | 1.6933e-05 | 0.00013879 | 1.2644e-05 | 5.5264e-05 | 1.5021e-05 | 2.2307e-05 | 1.3935e-07
3932 | 1.7434e-05 | 8.2674e-05 | 4.3337e-05 | 1.4084e-05 | 0 | 6.041e-05 | 3.4595e-05 | 3.4367e-05 | 7.6871e-05 | 1.2765e-05 | 2.6281e-05 | 4.8322e-05 | 7.7067e-06 | 0.00011344 | 7.3596e-06 | 2.2159e-05 | 5.981e-06 | 2.3956e-05 | 7.637e-08
3933 | 6.6613e-06 | 3.6458e-05 | 2.2517e-05 | 4.9265e-06 | 0 | 4.0097e-05 | 2.6199e-05 | 2.3481e-05 | 4.833e-05 | 7.4899e-06 | 1.3109e-05 | 2.7891e-05 | 2.5005e-06 | 5.1705e-05 | 6.5604e-06 | 1.6688e-05 | 4.9776e-06 | 3.0019e-05 | 8.0226e-07
3934 | 3.5912e-07 | 1.5337e-05 | 6.7437e-06 | 3.3897e-06 | 0 | 1.2899e-05 | 1.2478e-05 | 9.7677e-06 | 1.7185e-05 | 6.581e-06 | 0 | 1.1747e-05 | 3.1137e-09 | 9.1882e-06 | 7.1185e-06 | 0 | 2.2267e-06 | 2.7782e-05 | 4.1405e-07
3935 | 1.3674e-07 | 6.2565e-06 | 1.3399e-06 | 0 | 0 | 2.91e-06 | 2.7107e-06 | 1.9431e-06 | 5.5947e-06 | 3.1369e-06 | 0 | 3.1029e-06 | 1.4853e-09 | 1.0883e-06 | 1.3429e-06 | 0 | 1.8532e-07 | 2.3433e-05 | 4.6759e-07
3936 | 0 | 1.4136e-06 | 4.274e-07 | 0 | 0 | 4.6236e-07 | 1.6837e-07 | 3.1781e-07 | 1.2475e-06 | 1.7697e-08 | 0 | 2.4093e-07 | 9.8422e-10 | 1.5782e-07 | 0 | 0 | 0 | 1.8938e-05 | 1.5603e-06
3937 | 0 | 5.282e-07 | 2.1437e-07 | 0 | 0 | 3.4816e-08 | 6.8635e-08 | 7.3382e-08 | 1.2089e-07 | 1.7697e-08 | 0 | 1.3773e-07 | 2.0132e-09 | 3.7606e-08 | 0 | 0 | 0 | 1.9551e-05 | 2.7109e-06
3938 | 0 | 5.7681e-07 | 7.7985e-09 | 0 | 0 | 0 | 0 | 7.2804e-08 | 1.0769e-07 | 1.6714e-08 | 0 | 7.4258e-08 | 9.8422e-10 | 1.0314e-10 | 0 | 0 | 0 | 2.2815e-05 | 2.6775e-06
3939 | 0 | 5.7681e-07 | 2.3995e-11 | 0 | 0 | 0 | 0 | 3.0624e-08 | 2.0266e-07 | 1.7206e-08 | 0 | 3.0694e-08 | 1.02e-09 | 2.5785e-11 | 0 | 0 | 0 | 2.7699e-05 | 1.0001e-06
3940 | 0 | 3.5345e-07 | 2.3995e-11 | 0 | 0 | 0 | 0 | 0 | 1.9356e-07 | 1.6714e-08 | 0 | 1.7418e-08 | 9.8422e-10 | 0 | 0 | 0 | 0 | 3.0622e-05 | 7.8887e-07
3941 | 6.232e-06 | 3.5601e-06 | 1.8452e-06 | 1.4436e-06 | 6.387e-07 | 4.7593e-06 | 4.5482e-06 | 3.8664e-06 | 1.0005e-05 | 3.1863e-06 | 3.9171e-06 | 3.6038e-06 | 2.914e-06 | 2.6859e-06 | 3.5111e-06 | 1.4225e-06 | 4.1201e-06 | 2.8495e-05 | 1.0728e-06
3942 | 6.4917e-05 | 4.0883e-05 | 3.8117e-05 | 4.2879e-05 | 3.7486e-05 | 4.6477e-05 | 5.1399e-05 | 4.8675e-05 | 6.488e-05 | 4.6799e-05 | 4.5225e-05 | 4.7763e-05 | 3.9465e-05 | 3.9225e-05 | 5.1611e-05 | 4.1107e-05 | 4.8425e-05 | 2.9194e-05 | 5.6234e-07
3943 | 0.00017545 | 0.00013563 | 0.00014001 | 0.00015045 | 0.00016458 | 0.00014264 | 0.00015796 | 0.00014595 | 0.00016871 | 0.00014606 | 0.00013148 | 0.000152 | 0.00015707 | 0.00011912 | 0.00015039 | 0.00013891 | 0.00017065 | 2.1933e-05 | 4.9994e-08
3944 | 0.00030044 | 0.00025996 | 0.00025584 | 0.00027128 | 0.00031299 | 0.00027055 | 0.00028833 | 0.00027011 | 0.00030685 | 0.0002895 | 0.00025201 | 0.00028104 | 0.00030598 | 0.00021895 | 0.00029877 | 0.00025353 | 0.0003153 | 8.2368e-06 | 1.2671e-06
3945 | 0.00040474 | 0.00037075 | 0.00037716 | 0.00037432 | 0.00043789 | 0.00037845 | 0.00040269 | 0.00037958 | 0.00042468 | 0.00041241 | 0.0003675 | 0.00039094 | 0.00042548 | 0.00030509 | 0.00042248 | 0.00036375 | 0.00042422 | 3.1921e-06 | 2.652e-07
3946 | 0.00047081 | 0.00043231 | 0.000441 | 0.00044357 | 0.00052571 | 0.00043338 | 0.00046772 | 0.00044679 | 0.00047879 | 0.00050049 | 0.00045461 | 0.00044999 | 0.00049345 | 0.00036803 | 0.00049825 | 0.00044317 | 0.00049582 | 1.9461e-06 | 5.4225e-08
3947 | 0.00050802 | 0.00047864 | 0.00050933 | 0.00046109 | 0.00058346 | 0.00047386 | 0.00051148 | 0.00048948 | 0.00052269 | 0.00055751 | 0.00050969 | 0.00050383 | 0.00054908 | 0.000424 | 0.00054082 | 0.00050764 | 0.00053778 | 6.1041e-06 | 5.1294e-08
3948 | 0.00053362 | 0.00052428 | 0.00055939 | 0.00048324 | 0.00059122 | 0.00050043 | 0.00054165 | 0.00051093 | 0.00055675 | 0.00056801 | 0.00054655 | 0.00054689 | 0.00056242 | 0.00050024 | 0.00055138 | 0.0005353 | 0.0005422 | 1.9748e-05 | 7.9627e-08
3949 | 0.00052728 | 0.00055182 | 0.00056451 | 0.00048845 | 0.00057799 | 0.00051369 | 0.00055078 | 0.00051143 | 0.00055448 | 0.00054722 | 0.00054571 | 0.00055427 | 0.00054713 | 0.00054301 | 0.0005463 | 0.00053747 | 0.00050341 | 5.4137e-05 | 1.8087e-07
3950 | 0.00048518 | 0.00053191 | 0.00053292 | 0.00042779 | 0.00054583 | 0.00049007 | 0.00051587 | 0.00046319 | 0.00048507 | 0.00050947 | 0.00050915 | 0.00051874 | 0.00049679 | 0.00051106 | 0.00051604 | 0.00050503 | 0.00048756 | 4.3416e-05 | 3.5344e-07
3951 | 0.00040517 | 0.0004555 | 0.00045554 | 0.00035333 | 0.00046855 | 0.0004198 | 0.00044583 | 0.000393 | 0.00040744 | 0.00044346 | 0.00046552 | 0.00043403 | 0.00037016 | 0.00042863 | 0.00044362 | 0.00042926 | 0.00039367 | 3.1446e-05 | 1.5242e-06
3952 | 0.00029229 | 0.00036178 | 0.00036244 | 0.00029792 | 0.00034923 | 0.00031907 | 0.0003404 | 0.00028281 | 0.00031423 | 0.00033663 | 0.00041364 | 0.00033508 | 0.00031053 | 0.00036264 | 0.00033535 | 0.00035846 | 0.0002483 | 2.0421e-05 | 1.9324e-06
3953 | 0.00015285 | 0.00025201 | 0.00024525 | 0.00018684 | 0.000207 | 0.00019955 | 0.00021451 | 0.00017141 | 0.00020822 | 0.00020085 | 0.00028696 | 0.00021823 | 0.00018331 | 0.00027064 | 0.00020183 | 0.00023554 | 0.00015503 | 2.2688e-05 | 7.8851e-07
3954 | 6.2051e-05 | 0.00015659 | 0.00013707 | 9.0995e-05 | 7.4642e-05 | 0.00011491 | 0.0001029 | 9.338e-05 | 0.00012932 | 0.00010324 | 0.00014793 | 0.00011732 | 6.7919e-05 | 0.00019122 | 7.522e-05 | 0.00011821 | 5.1784e-05 | 1.5287e-05 | 1.1122e-08
3955 | 2.2695e-05 | 0.00010462 | 8.0858e-05 | 3.9347e-05 | 7.9509e-06 | 7.0182e-05 | 4.9758e-05 | 5.1802e-05 | 9.4546e-05 | 3.6764e-05 | 4.4781e-05 | 6.7463e-05 | 1.7883e-05 | 0.00013851 | 1.6248e-05 | 5.3057e-05 | 9.8087e-06 | 1.0553e-05 | 0
3956 | 1.7467e-05 | 8.1387e-05 | 4.5762e-05 | 1.3169e-05 | 0 | 6.0216e-05 | 4.1802e-05 | 3.4504e-05 | 8.1133e-05 | 1.7627e-05 | 2.7744e-05 | 4.7844e-05 | 9.8555e-06 | 0.00011499 | 7.4955e-06 | 2.1932e-05 | 5.9298e-06 | 7.6878e-06 | 0
3957 | 7.3767e-06 | 3.6007e-05 | 2.4303e-05 | 4.1145e-06 | 0 | 4.0554e-05 | 2.6549e-05 | 2.2898e-05 | 5.3708e-05 | 9.384e-06 | 1.582e-05 | 2.6404e-05 | 7.4643e-06 | 6.1253e-05 | 7.5027e-06 | 1.6285e-05 | 5.1223e-06 | 6.7653e-06 | 1.7008e-08
3958 | 3.6817e-07 | 1.4401e-05 | 7.2895e-06 | 3.6878e-06 | 0 | 1.3171e-05 | 1.1561e-05 | 9.7679e-06 | 2.0008e-05 | 5.8097e-06 | 0 | 1.1696e-05 | 1.802e-06 | 1.1684e-05 | 7.1928e-06 | 0 | 2.2144e-06 | 7.4195e-06 | 3.8226e-08
3959 | 1.3822e-07 | 6.0081e-06 | 1.298e-06 | 2.2082e-07 | 0 | 2.5032e-06 | 2.7621e-06 | 1.8265e-06 | 5.3525e-06 | 1.9384e-06 | 0 | 3.2788e-06 | 9.4843e-10 | 1.1539e-06 | 3.0083e-07 | 0 | 1.6028e-07 | 9.0624e-06 | 6.552e-08
3960 | 0 | 1.3881e-06 | 4.5781e-07 | 0 | 0 | 1.6302e-07 | 1.6296e-07 | 2.5194e-07 | 1.0074e-06 | 1.7206e-08 | 0 | 4.3637e-07 | 8.9474e-10 | 2.3229e-07 | 0 | 0 | 0 | 1.3257e-05 | 2.7009e-08
3961 | 0 | 4.6425e-07 | 2.3995e-07 | 0 | 0 | 2.931e-08 | 6.8401e-08 | 7.2804e-08 | 9.6145e-08 | 1.7206e-08 | 0 | 8.0773e-08 | 2.6574e-09 | 4.7026e-08 | 0 | 0 | 0 | 1.5684e-05 | 1.8238e-09
3962 | 0 | 5.063e-07 | 8.0384e-09 | 0 | 0 | 0 | 0 | 7.3382e-08 | 4.713e-10 | 1.6714e-08 | 0 | 3.3852e-08 | 1.1184e-09 | 2.6172e-09 | 0 | 0 | 0 | 1.8964e-05 | 0
3963 | 0 | 5.0542e-07 | 1.4397e-10 | 0 | 0 | 0 | 0 | 3.2357e-08 | 1.5065e-07 | 1.7206e-08 | 0 | 2.6233e-08 | 8.4106e-10 | 3.1329e-09 | 0 | 0 | 0 | 3.529e-05 | 0
3964 | 0 | 4.8484e-07 | 4.7991e-11 | 0 | 0 | 0 | 0 | 0 | 1.9342e-07 | 1.6714e-08 | 1.1548e-09 | 1.8089e-08 | 1.3958e-09 | 0 | 0 | 0 | 0 | 4.7406e-05 | 4.2154e-07
3965 | 7.3513e-06 | 6.8862e-06 | 4.8438e-06 | 4.4256e-06 | 3.2988e-06 | 6.1063e-06 | 8.7889e-06 | 4.7507e-06 | 8.4273e-06 | 3.1351e-06 | 7.4065e-06 | 3.6642e-06 | 2.6198e-06 | 2.8512e-06 | 8.2652e-06 | 3.7746e-06 | 7.3276e-06 | 4.6646e-05 | 5.6447e-06
3966 | 6.7666e-05 | 4.8718e-05 | 5.5942e-05 | 4.8685e-05 | 4.7558e-05 | 5.1934e-05 | 6.2069e-05 | 4.8586e-05 | 6.3129e-05 | 4.5048e-05 | 3.8192e-05 | 4.8236e-05 | 4.5814e-05 | 4.0562e-05 | 5.7704e-05 | 4.5929e-05 | 6.4635e-05 | 2.5443e-05 | 2.8917e-06
3967 | 0.0001834 | 0.0001351 | 0.00015416 | 0.00014842 | 0.00015808 | 0.00015326 | 0.0001491 | 0.00014914 | 0.00016461 | 0.00015095 | 0.00013684 | 0.00015243 | 0.00012996 | 0.00011823 | 0.00015242 | 0.00013201 | 0.00018665 | 1.3333e-05 | 6.8918e-07
3968 | 0.00030897 | 0.00024848 | 0.00023327 | 0.00026538 | 0.00029542 | 0.00027899 | 0.00028139 | 0.00027626 | 0.00029794 | 0.00027728 | 0.0002438 | 0.00025888 | 0.00020195 | 0.00020491 | 0.00027318 | 0.00024481 | 0.00031788 | 8.238e-06 | 3.6312e-06
3969 | 0.00041673 | 0.00035412 | 0.00034413 | 0.00036492 | 0.0004145 | 0.00038315 | 0.00038096 | 0.00038515 | 0.00041263 | 0.00038589 | 0.0003414 | 0.00037456 | 0.00033473 | 0.00023699 | 0.0004026 | 0.00033905 | 0.00042914 | 8.8278e-06 | 5.4023e-06
3970 | 0.00048722 | 0.00041694 | 0.00042563 | 0.00044072 | 0.00050382 | 0.00044033 | 0.00045256 | 0.00045367 | 0.00045398 | 0.0004671 | 0.00043793 | 0.00043202 | 0.00033958 | 0.00028243 | 0.00048293 | 0.00042061 | 0.00050732 | 4.3707e-06 | 7.9591e-06
3971 | 0.00052636 | 0.00046432 | 0.00042424 | 0.00048528 | 0.00052547 | 0.00048306 | 0.00048435 | 0.00049902 | 0.00048786 | 0.00049338 | 0.00048296 | 0.00043267 | 0.00039719 | 0.00035743 | 0.0005333 | 0.00044356 | 0.00054924 | 4.1939e-06 | 1.2127e-05
3972 | 0.00054515 | 0.00046053 | 0.00041971 | 0.00049455 | 0.00052338 | 0.00049052 | 0.00046229 | 0.00051105 | 0.0005083 | 0.00044982 | 0.00042098 | 0.00040447 | 0.00042952 | 0.00039851 | 0.00050489 | 0.00046031 | 0.00055256 | 9.9726e-06 | 1.4993e-05
3973 | 0.00053263 | 0.00043112 | 0.00049322 | 0.00043237 | 0.00046966 | 0.00046789 | 0.00046601 | 0.0004994 | 0.00048398 | 0.00049467 | 0.00041617 | 0.00047258 | 0.0003783 | 0.00046359 | 0.00042749 | 0.00040467 | 0.00051579 | 3.2628e-05 | 9.7485e-06
3974 | 0.00047687 | 0.00040334 | 0.00048688 | 0.00041609 | 0.00041412 | 0.00040216 | 0.00045973 | 0.00048001 | 0.00044313 | 0.0004375 | 0.00037157 | 0.00048977 | 0.00031319 | 0.00042297 | 0.00038797 | 0.00032977 | 0.00045123 | 4.1264e-05 | 7.7459e-06
3975 | 0.00039705 | 0.00035951 | 0.00043921 | 0.0004041 | 0.00038728 | 0.0003532 | 0.0003797 | 0.00039145 | 0.0003651 | 0.00031712 | 0.00026697 | 0.0004144 | 0.00020045 | 0.00034417 | 0.00034931 | 0.00031453 | 0.00039603 | 4.4654e-05 | 6.712e-06
3976 | 0.00026225 | 0.00032958 | 0.00034977 | 0.00030172 | 0.00032359 | 0.00029068 | 0.00027594 | 0.00028858 | 0.00029412 | 0.00025901 | 0.00027922 | 0.00027209 | 0.00017655 | 0.00031289 | 0.00022873 | 0.00035591 | 0.00028633 | 4.0264e-05 | 6.3182e-06
3977 | 0.00017534 | 0.00024407 | 0.0002376 | 0.0001852 | 0.00019146 | 0.00018431 | 0.0001753 | 0.00018395 | 0.00020796 | 0.00018523 | 0.00020394 | 0.00016746 | 0.0001075 | 0.00024837 | 0.00012268 | 0.00023147 | 0.00014156 | 3.8892e-05 | 1.4363e-05
3978 | 7.778e-05 | 0.00015153 | 0.00013549 | 9.6497e-05 | 8.3273e-05 | 0.00011201 | 8.0982e-05 | 9.2405e-05 | 0.0001232 | 6.7564e-05 | 0.00010745 | 0.00010156 | 5.5219e-05 | 0.00018232 | 5.3895e-05 | 0.00011388 | 4.3476e-05 | 3.689e-05 | 2.6036e-05
3979 | 2.3685e-05 | 0.00010493 | 8.1588e-05 | 4.0571e-05 | 9.2595e-06 | 7.2159e-05 | 4.6376e-05 | 5.0038e-05 | 9.3867e-05 | 3.9372e-05 | 3.9647e-05 | 6.2629e-05 | 1.5472e-05 | 0.00013679 | 1.3144e-05 | 5.2773e-05 | 9.0955e-06 | 4.4439e-05 | 5.462e-06
3980 | 1.8232e-05 | 7.7637e-05 | 4.5749e-05 | 1.2299e-05 | 0 | 6.1875e-05 | 4.0189e-05 | 3.4209e-05 | 8.0662e-05 | 1.3661e-05 | 3.1184e-05 | 4.4596e-05 | 9.2013e-06 | 0.0001042 | 7.51e-06 | 2.193e-05 | 5.7629e-06 | 4.3359e-05 | 2.505e-06
3981 | 7.7667e-06 | 3.0756e-05 | 2.4872e-05 | 3.9465e-06 | 0 | 4.0332e-05 | 2.6975e-05 | 2.3559e-05 | 5.0913e-05 | 1.1041e-05 | 6.4577e-06 | 2.3765e-05 | 6.2626e-06 | 3.7929e-05 | 7.5064e-06 | 1.5441e-05 | 5.2815e-06 | 4.1153e-05 | 4.4742e-06
3982 | 3.8509e-07 | 1.3202e-05 | 8.6565e-06 | 3.7209e-06 | 0 | 1.1714e-05 | 1.2229e-05 | 9.6388e-06 | 1.75e-05 | 6.0387e-06 | 3.4645e-08 | 1.0593e-05 | 1.0926e-06 | 6.929e-06 | 7.0334e-06 | 0 | 2.4983e-06 | 4.5868e-05 | 9.3654e-07
3983 | 1.3575e-07 | 5.8499e-06 | 1.3636e-06 | 2.3187e-07 | 0 | 2.1223e-06 | 2.7923e-06 | 1.9031e-06 | 5.7977e-06 | 1.7245e-06 | 0 | 2.2269e-06 | 5.9053e-10 | 9.3487e-07 | 2.809e-07 | 0 | 1.9534e-07 | 5.7617e-05 | 3.3064e-06
3984 | 0 | 1.2707e-06 | 4.7907e-07 | 0 | 0 | 1.6143e-07 | 2.2689e-07 | 6.031e-07 | 1.3803e-06 | 1.7697e-08 | 1.1548e-09 | 2.0127e-07 | 5.7264e-10 | 1.3903e-07 | 0 | 0 | 0 | 5.666e-05 | 1.6401e-06
3985 | 0 | 4.0644e-07 | 1.87e-07 | 0 | 0 | 3.3945e-08 | 5.1257e-08 | 3.6691e-07 | 2.074e-07 | 1.7206e-08 | 0 | 5.6815e-08 | 2.219e-09 | 3.9038e-08 | 0 | 0 | 0 | 6.0825e-05 | 9.7832e-07
3986 | 0 | 4.4367e-07 | 7.1986e-10 | 0 | 0 | 0 | 0 | 1.1238e-07 | 2.7571e-08 | 2.2122e-08 | 0 | 3.4527e-08 | 9.1264e-10 | 1.0314e-10 | 0 | 0 | 0 | 6.164e-05 | 4.2459e-07
3987 | 0 | 4.4323e-07 | 0 | 0 | 0 | 0 | 0 | 3.0624e-08 | 1.5034e-07 | 1.1798e-08 | 0 | 4.3787e-09 | 1.0916e-09 | 2.5785e-11 | 0 | 0 | 0 | 4.7846e-05 | 1.2616e-06
3988 | 0 | 4.2396e-07 | 1.1998e-10 | 0 | 0 | 0 | 0 | 5.7781e-10 | 2.0742e-07 | 1.6714e-08 | 0 | 0 | 1.1542e-09 | 0 | 0 | 0 | 0 | 4.0121e-05 | 2.2156e-06
3989 | 6.6903e-06 | 3.5061e-06 | 1.2212e-06 | 6.0684e-06 | 3.5572e-06 | 5.6635e-06 | 1.974e-06 | 5.6402e-06 | 3.0715e-06 | 3.2488e-06 | 8.968e-07 | 3.0628e-06 | 1.4894e-06 | 2.4081e-06 | 2.3586e-07 | 1.9829e-06 | 7.2767e-06 | 3.2398e-05 | 3.6496e-06
3990 | 6.0818e-05 | 4.0234e-05 | 3.4998e-05 | 5.8234e-05 | 3.3202e-05 | 5.0538e-05 | 3.0811e-05 | 4.9391e-05 | 3.1292e-05 | 4.5854e-05 | 3.3187e-05 | 4.2197e-05 | 3.0738e-05 | 3.5187e-05 | 1.9177e-05 | 2.2975e-05 | 6.1265e-05 | 2.596e-05 | 2.0499e-06
3991 | 0.00017583 | 8.4811e-05 | 0.00011089 | 0.00014534 | 0.00010195 | 0.00013413 | 0.00010507 | 0.00014219 | 8.3629e-05 | 0.00013847 | 0.00011822 | 0.00010962 | 0.0001047 | 8.615e-05 | 0.00010066 | 7.1986e-05 | 0.0001612 | 1.5134e-05 | 3.5454e-07
3992 | 0.00027748 | 0.00015968 | 0.00020668 | 0.00025737 | 0.00026684 | 0.00023707 | 0.00018916 | 0.00024278 | 0.00016086 | 0.00024544 | 0.00015553 | 0.0002393 | 0.0002134 | 0.00019371 | 0.00019136 | 0.00018673 | 0.00027126 | 1.5109e-05 | 2.053e-07
3993 | 0.00033594 | 0.00027063 | 0.00026731 | 0.00035231 | 0.00033796 | 0.00035173 | 0.00024121 | 0.00034991 | 0.0002434 | 0.00038819 | 0.00018356 | 0.0003007 | 0.0002629 | 0.00028037 | 0.00028883 | 0.00026689 | 0.00037085 | 1.7033e-05 | 1.064e-06
3994 | 0.00039994 | 0.00034881 | 0.00022435 | 0.00043769 | 0.00030267 | 0.00038033 | 0.00022679 | 0.00042059 | 0.00027725 | 0.00042707 | 0.00015466 | 0.00038652 | 0.00029207 | 0.00033344 | 0.00021017 | 0.00036972 | 0.00044933 | 1.3083e-05 | 2.9803e-06
3995 | 0.00048705 | 0.00036198 | 0.00020699 | 0.00048062 | 0.0003418 | 0.00038026 | 0.00021043 | 0.00046917 | 0.00025942 | 0.00046251 | 0.00010386 | 0.00035401 | 0.00034629 | 0.00036317 | 0.00016435 | 0.00031295 | 0.00047699 | 2.146e-05 | 2.9615e-06
3996 | 0.00050316 | 0.00029261 | 0.00027242 | 0.00046861 | 0.00038065 | 0.00037216 | 0.00017571 | 0.00047774 | 0.00022245 | 0.0004791 | 0.00025934 | 0.00032421 | 0.00034829 | 0.00038906 | 0.00016023 | 0.00027004 | 0.00050772 | 2.0251e-05 | 1.6658e-06
3997 | 0.00052082 | 0.00019357 | 0.00030087 | 0.00034569 | 0.00032972 | 0.00032308 | 0.00028085 | 0.00045683 | 0.00019039 | 0.00048947 | 0.00039803 | 0.00029929 | 0.00034257 | 0.00044257 | 0.00039335 | 0.00021587 | 0.00050054 | 4.9457e-05 | 1.0407e-06
3998 | 0.00048145 | 0.00020595 | 0.00031372 | 0.00010893 | 0.00032413 | 0.00021594 | 0.00034955 | 0.00041987 | 0.00019833 | 0.00042192 | 0.00047412 | 0.00039074 | 0.00033888 | 0.00046321 | 0.00039453 | 0.00026149 | 0.00046913 | 5.809e-05 | 1.6455e-06
3999 | 0.00039908 | 0.0002664 | 0.00033994 | 0.00015881 | 0.0002457 | 0.00014916 | 0.00034071 | 0.00033404 | 0.0002008 | 0.00037913 | 0.00043975 | 0.0003873 | 0.0003405 | 0.00037914 | 0.00032765 | 0.00023819 | 0.0003824 | 6.0822e-05 | 1.5619e-06
4000 | 0.00027977 | 0.00024979 | 0.00029405 | 0.00014732 | 0.00028854 | 0.00013785 | 0.00023733 | 0.00024834 | 0.00016947 | 0.00030881 | 0.00037949 | 0.00031207 | 0.00021768 | 0.00033752 | 0.00029102 | 0.00022779 | 0.00023904 | 5.0635e-05 | 4.0654e-07
4001 | 0.00017105 | 0.00018395 | 0.0002006 | 9.5323e-05 | 7.2957e-05 | 0.00010437 | 0.00016725 | 0.00015079 | 0.00015466 | 0.00020153 | 0.00023239 | 0.00021083 | 0.00014816 | 0.00025766 | 0.00014747 | 0.000172 | 0.00010987 | 4.348e-05 | 1.6845e-07
4002 | 6.231e-05 | 0.0001247 | 0.00012896 | 9.6596e-05 | 2.1624e-05 | 8.4306e-05 | 9.8639e-05 | 7.0662e-05 | 0.00010011 | 0.0001078 | 0.00010679 | 0.00012245 | 5.2554e-05 | 0.00019187 | 6.0415e-05 | 8.833e-05 | 1.4728e-05 | 3.4421e-05 | 7.8514e-09
4003 | 2.1192e-05 | 9.1912e-05 | 6.8877e-05 | 2.8073e-05 | 1.2893e-05 | 6.5837e-05 | 4.4654e-05 | 4.6477e-05 | 7.3412e-05 | 4.306e-05 | 4.4372e-05 | 6.869e-05 | 1.9097e-05 | 0.00013497 | 1.5308e-05 | 4.2245e-05 | 5.4603e-06 | 2.6112e-05 | 2.54e-06
4004 | 1.7022e-05 | 4.9356e-05 | 3.3114e-05 | 6.3331e-06 | 0 | 5.0213e-05 | 2.1943e-05 | 3.2089e-05 | 4.242e-05 | 1.7161e-05 | 1.0608e-05 | 4.6403e-05 | 6.7996e-06 | 0.00011264 | 7.4919e-06 | 6.7232e-07 | 5.3076e-06 | 3.2644e-05 | 1.0412e-05
4005 | 7.1352e-06 | 1.6675e-05 | 9.8686e-06 | 3.8203e-06 | 0 | 2.5766e-05 | 1.1257e-05 | 2.1542e-05 | 1.4208e-05 | 8.4549e-06 | 1.5798e-06 | 2.4371e-05 | 3.817e-06 | 4.7436e-05 | 4.7644e-06 | 0 | 4.8958e-06 | 3.259e-05 | 1.6305e-05
4006 | 4.2959e-07 | 8.3169e-06 | 3.1595e-06 | 3.8092e-06 | 0 | 6.1877e-06 | 6.2992e-06 | 9.4847e-06 | 2.0008e-06 | 5.2448e-06 | 3.4645e-08 | 9.9801e-06 | 5.7171e-07 | 8.9911e-06 | 9.9674e-08 | 0 | 2.1677e-06 | 3.1923e-05 | 1.0171e-05
4007 | 1.3426e-07 | 2.2532e-06 | 1.0831e-06 | 2.3187e-07 | 0 | 1.0204e-06 | 4.9149e-07 | 1.707e-06 | 2.0855e-07 | 1.6896e-06 | 0 | 2.4752e-06 | 1.0379e-09 | 8.4032e-07 | 0 | 0 | 2.0035e-07 | 3.9465e-05 | 9.7272e-06
4008 | 0 | 3.1797e-08 | 4.4569e-07 | 0 | 0 | 1.6098e-08 | 2.0211e-08 | 3.041e-07 | 1.2725e-08 | 0 | 0 | 1.3222e-07 | 7.5158e-10 | 1.0533e-07 | 0 | 0 | 0 | 5.6296e-05 | 4.3195e-06
4009 | 0 | 1.7344e-07 | 1.3452e-07 | 0 | 0 | 1.8831e-08 | 0 | 7.3382e-08 | 7.0695e-10 | 2.2613e-08 | 0 | 1.8699e-08 | 1.5479e-09 | 1.3045e-08 | 0 | 0 | 0 | 6.9724e-05 | 3.0632e-06
4010 | 0 | 1.9052e-07 | 0 | 0 | 0 | 0 | 0 | 7.2804e-08 | 1.4139e-08 | 2.2122e-08 | 0 | 0 | 7.8737e-10 | 1.2852e-08 | 0 | 0 | 0 | 8.545e-05 | 2.224e-06
4011 | 0 | 1.6599e-07 | 1.4397e-10 | 0 | 0 | 9.5451e-09 | 0 | 3.2935e-08 | 1.5013e-07 | 1.2781e-08 | 0 | 6.4604e-10 | 8.4106e-10 | 1.1285e-08 | 0 | 0 | 0 | 0.00010515 | 2.8557e-06
4012 | 0 | 0 | 2.3995e-11 | 0 | 0 | 0 | 0 | 0 | 1.9363e-07 | 1.9664e-08 | 0 | 0 | 5.0106e-10 | 9.562e-10 | 0 | 0 | 0 | 0.00012145 | 4.9254e-06
4013 | 5.7137e-06 | 5.1259e-06 | 4.2359e-06 | 3.2172e-06 | 3.1931e-06 | 5.6482e-06 | 4.4891e-06 | 3.7477e-06 | 6.6463e-06 | 3.1434e-06 | 3.498e-06 | 2.5632e-06 | 2.6381e-06 | 2.6643e-06 | 4.7896e-06 | 3.6146e-06 | 7.366e-06 | 0.00012088 | 7.5888e-06
4014 | 5.8766e-05 | 4.8036e-05 | 4.5238e-05 | 4.1457e-05 | 4.4171e-05 | 4.9383e-05 | 4.6816e-05 | 4.2476e-05 | 5.6316e-05 | 4.4973e-05 | 4.1039e-05 | 4.2198e-05 | 4.2869e-05 | 3.9548e-05 | 4.8313e-05 | 4.5228e-05 | 5.4993e-05 | 0.0001065 | 5.2618e-06
4015 | 0.00017281 | 0.000133 | 0.00014195 | 0.00013706 | 0.00014937 | 0.00014841 | 0.00013765 | 0.00013572 | 0.00015855 | 0.00014889 | 0.00013995 | 0.00012304 | 0.00012582 | 0.00011056 | 0.00015659 | 0.00013658 | 0.00017329 | 0.00012032 | 4.4033e-06
4016 | 0.00030999 | 0.0002513 | 0.00027781 | 0.00026416 | 0.00027986 | 0.00028476 | 0.0002757 | 0.00026795 | 0.00028623 | 0.00028646 | 0.00027385 | 0.00022807 | 0.00024335 | 0.00019936 | 0.00030298 | 0.00025184 | 0.0003229 | 0.00011887 | 5.7196e-06
4017 | 0.00041508 | 0.00037019 | 0.00038799 | 0.00037034 | 0.00041314 | 0.00040225 | 0.00040855 | 0.00038029 | 0.0004195 | 0.00041678 | 0.00039077 | 0.0003741 | 0.00030106 | 0.00029174 | 0.00043303 | 0.00037541 | 0.0004412 | 0.0001213 | 6.1513e-06
4018 | 0.00048113 | 0.00042174 | 0.00045852 | 0.00043469 | 0.00050451 | 0.00046206 | 0.00047594 | 0.00044795 | 0.00047887 | 0.0005078 | 0.00047678 | 0.00044886 | 0.00038147 | 0.0003668 | 0.00050695 | 0.00044861 | 0.0005201 | 0.00010692 | 6.9878e-06
4019 | 0.00052694 | 0.00046244 | 0.00051516 | 0.00047139 | 0.0005127 | 0.00049778 | 0.00052038 | 0.00048522 | 0.00053039 | 0.00054058 | 0.00052906 | 0.00050832 | 0.00041002 | 0.00041755 | 0.00057082 | 0.00046289 | 0.0005288 | 9.3272e-05 | 6.1725e-06
4020 | 0.00053655 | 0.00050181 | 0.00056601 | 0.00051286 | 0.00051264 | 0.00051212 | 0.00054559 | 0.00048011 | 0.0005542 | 0.00056029 | 0.00055427 | 0.00053986 | 0.00044028 | 0.00043009 | 0.00059496 | 0.00048996 | 0.00051274 | 9.4655e-05 | 5.7571e-06
4021 | 0.00043879 | 0.00051851 | 0.00057708 | 0.00049998 | 0.00051465 | 0.00050996 | 0.00055305 | 0.00042919 | 0.00053962 | 0.00053284 | 0.00055935 | 0.0005505 | 0.00048653 | 0.00042655 | 0.00055917 | 0.00051217 | 0.00050488 | 0.00010126 | 4.5296e-06
4022 | 0.00034116 | 0.00051594 | 0.00055082 | 0.00045944 | 0.00045649 | 0.00049579 | 0.00049928 | 0.00038243 | 0.00049334 | 0.00048357 | 0.00052054 | 0.00051948 | 0.00048582 | 0.00041956 | 0.00051034 | 0.00049771 | 0.00040332 | 0.00010283 | 5.361e-06
4023 | 0.00028266 | 0.00045694 | 0.00046988 | 0.00038231 | 0.00038106 | 0.00042933 | 0.0004341 | 0.00032355 | 0.00042385 | 0.00037844 | 0.00048088 | 0.00044938 | 0.00041399 | 0.00038718 | 0.00037948 | 0.00045422 | 0.00032678 | 9.5288e-05 | 5.6786e-06
4024 | 0.00024726 | 0.00037402 | 0.00037512 | 0.00029798 | 0.00029221 | 0.00032417 | 0.00033031 | 0.00028046 | 0.00034663 | 0.00026085 | 0.00041673 | 0.00035096 | 0.00026599 | 0.00033282 | 0.00033231 | 0.00038608 | 0.00024935 | 8.4562e-05 | 6.9942e-06
4025 | 0.00016374 | 0.00026398 | 0.00025549 | 0.00021743 | 0.00019848 | 0.00020921 | 0.00021377 | 0.00018139 | 0.00022575 | 0.00021161 | 0.00028439 | 0.00022302 | 0.00015415 | 0.0002628 | 0.00021714 | 0.00026113 | 0.00013867 | 7.3231e-05 | 5.1836e-06
4026 | 7.2115e-05 | 0.00015873 | 0.00013905 | 9.6828e-05 | 7.1238e-05 | 0.00012108 | 0.00010539 | 0.00010134 | 0.0001327 | 0.00011477 | 0.00014326 | 0.00012331 | 7.3141e-05 | 0.00019278 | 8.0099e-05 | 0.00012601 | 6.1864e-05 | 7.0461e-05 | 6.3939e-06
4027 | 2.571e-05 | 0.00010691 | 8.8412e-05 | 4.3258e-05 | 9.6182e-06 | 7.2985e-05 | 4.9959e-05 | 5.4374e-05 | 9.6124e-05 | 3.9835e-05 | 4.9882e-05 | 6.8129e-05 | 1.4921e-05 | 0.00014063 | 1.6879e-05 | 6.1952e-05 | 1.4857e-05 | 6.74e-05 | 1.1496e-05
4028 | 1.6489e-05 | 8.2482e-05 | 4.6877e-05 | 1.2136e-05 | 0 | 6.1904e-05 | 4.1125e-05 | 3.4236e-05 | 8.1827e-05 | 1.6044e-05 | 3.2965e-05 | 4.9107e-05 | 9.6397e-06 | 0.0001119 | 7.5118e-06 | 2.1698e-05 | 5.7133e-06 | 8.6011e-05 | 1.2107e-05
4029 | 6.184e-06 | 3.7211e-05 | 2.4992e-05 | 4.0869e-06 | 0 | 4.1499e-05 | 2.727e-05 | 2.199e-05 | 5.1691e-05 | 1.126e-05 | 2.2373e-05 | 2.8698e-05 | 7.1085e-06 | 4.5021e-05 | 7.5045e-06 | 1.6375e-05 | 5.08e-06 | 0.00011127 | 8.442e-06
4030 | 4.0032e-07 | 1.4177e-05 | 7.5881e-06 | 3.7651e-06 | 0 | 1.2601e-05 | 1.173e-05 | 8.722e-06 | 2.0445e-05 | 6.2609e-06 | 4.3386e-06 | 1.2369e-05 | 1.2759e-06 | 8.0499e-06 | 7.2581e-06 | 0 | 2.1565e-06 | 0.00012081 | 5.054e-06
4031 | 1.3402e-07 | 5.8675e-06 | 1.5524e-06 | 2.3187e-07 | 0 | 1.8748e-06 | 2.4891e-06 | 2.189e-06 | 5.5604e-06 | 2.0096e-06 | 0 | 3.6062e-06 | 1.02e-09 | 1.0114e-06 | 2.7909e-07 | 0 | 1.1019e-07 | 0.0001196 | 3.4389e-06
4032 | 0 | 1.2178e-06 | 4.9934e-07 | 0 | 0 | 1.5635e-07 | 1.7319e-07 | 3.5987e-07 | 1.1872e-06 | 1.8189e-08 | 0 | 3.7993e-07 | 7.5158e-10 | 1.445e-07 | 0 | 0 | 0 | 0.0001168 | 3.9821e-06
4033 | 0 | 1.8877e-07 | 2.3345e-07 | 0 | 0 | 2.9203e-08 | 2.492e-08 | 7.3382e-08 | 2.7415e-07 | 1.7697e-08 | 0 | 1.5505e-08 | 1.6911e-09 | 3.5411e-08 | 0 | 0 | 0 | 0.00012248 | 4.0108e-06
4034 | 0 | 2.0585e-07 | 9.2142e-09 | 0 | 0 | 0 | 0 | 7.3382e-08 | 2.8704e-07 | 2.5563e-08 | 0 | 0 | 1.1005e-09 | 9.0248e-11 | 0 | 0 | 0 | 0.00013322 | 3.8763e-06
4035 | 0 | 2.0541e-07 | 0 | 0 | 0 | 0 | 0 | 2.7157e-08 | 1.9368e-07 | 1.6714e-08 | 0 | 1.2921e-09 | 6.6211e-10 | 5.8017e-11 | 0 | 0 | 0 | 0.0001313 | 3.613e-06
4036 | 0 | 1.3577e-07 | 5.039e-10 | 0 | 0 | 0 | 0 | 0 | 1.9344e-07 | 1.7206e-08 | 0 | 0 | 6.1737e-10 | 1.2893e-11 | 0 | 0 | 0 | 0.00010487 | 2.4737e-06
4037 | 9.4073e-06 | 9.3241e-06 | 7.8473e-06 | 5.9026e-06 | 6.0018e-06 | 1.0626e-05 | 6.4798e-06 | 6.5921e-06 | 7.4413e-06 | 1.9471e-06 | 5.6461e-06 | 4.4532e-06 | 2.1178e-07 | 1.1341e-06 | 4.94e-06 | 7.0571e-06 | 9.0971e-06 | 0.0001106 | 3.0254e-06
4038 | 6.0754e-05 | 5.925e-05 | 5.8975e-05 | 5.7684e-05 | 5.7446e-05 | 6.2327e-05 | 5.9388e-05 | 5.124e-05 | 6.0985e-05 | 3.8206e-05 | 4.5035e-05 | 5.1419e-05 | 4.476e-06 | 2.1815e-05 | 4.9425e-05 | 5.8084e-05 | 7.4879e-05 | 0.00010898 | 7.2137e-06
4039 | 8.2037e-05 | 0.00014394 | 0.00013872 | 0.00013502 | 0.00014866 | 0.00014894 | 0.00016175 | 9.7506e-05 | 0.00017309 | 9.0578e-05 | 0.00014369 | 0.00011488 | 3.439e-05 | 5.4273e-05 | 0.00016203 | 0.00014934 | 0.00012881 | 0.00010225 | 5.931e-06
4040 | 0.00013312 | 0.00024858 | 0.00023231 | 0.00018106 | 0.0002272 | 0.00022567 | 0.00029163 | 0.00014231 | 0.00031637 | 0.00018809 | 0.00026651 | 0.00018513 | 5.0039e-05 | 9.7397e-05 | 0.00030652 | 0.00022429 | 0.00018318 | 8.9631e-05 | 2.9696e-06
4041 | 0.00018233 | 0.00031582 | 0.00033437 | 0.00030424 | 0.00034043 | 0.00031103 | 0.00040987 | 0.00021201 | 0.00041683 | 0.00022527 | 0.00035867 | 0.00028331 | 2.87e-05 | 0.00012599 | 0.00039316 | 0.00032831 | 0.00024845 | 7.5712e-05 | 1.1556e-07
4042 | 0.00020414 | 0.00037869 | 0.00038344 | 0.00034398 | 0.00040314 | 0.00036954 | 0.0004503 | 0.00024446 | 0.0004669 | 0.0002238 | 0.00046573 | 0.00029984 | 7.5195e-05 | 0.0001337 | 0.00048847 | 0.00039291 | 0.00030968 | 6.7444e-05 | 3.8592e-08
4043 | 0.00019527 | 0.00042683 | 0.00042293 | 0.00033097 | 0.00046994 | 0.00037815 | 0.00047938 | 0.00023119 | 0.00049645 | 0.00031549 | 0.00049846 | 0.00030294 | 0.00014497 | 0.0001741 | 0.00053126 | 0.00046767 | 0.00028499 | 6.2229e-05 | 6.0611e-07
4044 | 0.00027517 | 0.00041334 | 0.00042519 | 0.00033423 | 0.00038075 | 0.00039222 | 0.00051495 | 0.00026843 | 0.00053743 | 0.0003055 | 0.00052437 | 0.00026402 | 0.00012982 | 0.00017 | 0.00053366 | 0.00038919 | 0.00028538 | 4.4853e-05 | 1.2936e-06
4045 | 0.00028641 | 0.00036669 | 0.00043943 | 0.00032561 | 0.00025728 | 0.00034136 | 0.00048677 | 0.00027388 | 0.00052388 | 0.00022643 | 0.00051502 | 0.00020758 | 6.316e-05 | 0.00017027 | 0.00052576 | 0.00030731 | 0.00033681 | 5.3962e-05 | 2.0169e-06
4046 | 0.0001562 | 0.00029775 | 0.00039071 | 0.00019422 | 0.00023356 | 0.00021567 | 0.00047671 | 0.0001731 | 0.00043376 | 0.00036386 | 0.00046074 | 0.00022307 | 7.7695e-05 | 0.00021892 | 0.00045827 | 0.00028211 | 0.00022422 | 7.4325e-05 | 6.8416e-06
4047 | 0.00015812 | 0.00029937 | 0.00034284 | 0.00018607 | 0.00025149 | 0.00017288 | 0.00039136 | 0.00019603 | 0.00035954 | 0.00024152 | 0.0004122 | 0.00024128 | 0.00011884 | 0.00021244 | 0.00042019 | 0.0003353 | 0.00014455 | 9.5276e-05 | 7.5329e-06
4048 | 0.00020405 | 0.00030492 | 0.00031009 | 0.00014378 | 0.00032242 | 0.00017382 | 0.00029606 | 0.00014821 | 0.00030615 | 0.00026582 | 0.00036142 | 0.00023467 | 0.00015743 | 0.00023907 | 0.00029478 | 0.00032645 | 0.0001678 | 0.00010755 | 2.668e-06
4049 | 0.0001056 | 0.00021478 | 0.00022739 | 0.0001163 | 0.00014895 | 0.00014373 | 0.00021326 | 0.00010455 | 0.00022185 | 0.00013804 | 0.00028625 | 0.00016076 | 0.00010942 | 0.00022353 | 0.00021306 | 0.00017508 | 7.8858e-05 | 0.00012777 | 2.6725e-06
4050 | 6.089e-05 | 0.00016176 | 0.00014518 | 9.4106e-05 | 7.1133e-05 | 0.00011264 | 0.00011077 | 7.4448e-05 | 0.00013791 | 9.1968e-05 | 0.00014096 | 0.00012114 | 8.138e-05 | 0.00018102 | 8.4614e-05 | 0.00013411 | 4.1469e-05 | 0.00013484 | 1.8796e-06
4051 | 2.0973e-05 | 0.0001053 | 8.2388e-05 | 3.3565e-05 | 1.1849e-05 | 7.3008e-05 | 5.7462e-05 | 3.6664e-05 | 0.00010052 | 2.858e-05 | 6.1109e-05 | 6.7285e-05 | 1.8546e-05 | 7.9125e-05 | 2.312e-05 | 5.6038e-05 | 1.173e-05 | 0.00014087 | 9.7702e-09
4052 | 5.0256e-06 | 7.2253e-05 | 4.3529e-05 | 6.1259e-06 | 0 | 5.5229e-05 | 4.1487e-05 | 1.882e-05 | 8.1676e-05 | 1.1299e-05 | 3.302e-05 | 3.4593e-05 | 2.7982e-07 | 1.6213e-05 | 7.4955e-06 | 2.1227e-05 | 4.9776e-06 | 0.00015267 | 2.2566e-08
4053 | 8.036e-08 | 2.5937e-05 | 2.0965e-05 | 3.7982e-06 | 0 | 3.019e-05 | 2.7969e-05 | 8.9812e-06 | 5.2491e-05 | 8.1496e-06 | 1.9389e-05 | 1.3035e-05 | 6.8001e-10 | 1.5886e-06 | 7.5064e-06 | 1.7413e-06 | 6.4613e-07 | 0.0001508 | 5.9151e-07
4054 | 0 | 1.1976e-05 | 5.7272e-06 | 3.8092e-06 | 0 | 8.7619e-06 | 1.0492e-05 | 1.9995e-06 | 2.0835e-05 | 1.9443e-06 | 1.7045e-06 | 2.7259e-06 | 6.979e-10 | 1.8941e-07 | 7.2218e-06 | 0 | 3.1054e-07 | 0.00015833 | 1.5742e-06
4055 | 0 | 4.8444e-06 | 1.2572e-06 | 2.3187e-07 | 0 | 1.3328e-06 | 2.359e-06 | 2.4615e-07 | 5.395e-06 | 1.1562e-06 | 0 | 3.3618e-07 | 7.1579e-10 | 9.6888e-08 | 3.3889e-07 | 0 | 3.1054e-07 | 0.00016066 | 3.2023e-07
4056 | 0 | 1.1022e-06 | 2.084e-07 | 0 | 0 | 6.871e-08 | 1.6392e-07 | 5.7203e-08 | 1.2025e-06 | 0 | 0 | 7.8529e-08 | 7.6948e-10 | 1.4619e-08 | 0 | 0 | 3.1054e-07 | 0.00014242 | 8.997e-07
4057 | 0 | 1.8789e-07 | 9.2142e-09 | 0 | 0 | 2.3967e-08 | 8.0011e-09 | 3.8251e-09 | 2.7305e-07 | 2.5563e-08 | 1.1548e-09 | 5.9579e-09 | 8.4106e-10 | 7.6045e-09 | 0 | 0 | 1.0018e-07 | 0.0001266 | 4.3006e-06
4058 | 0 | 2.0585e-07 | 1.6797e-10 | 0 | 0 | 0 | 0 | 0 | 1.9401e-07 | 0 | 0 | 6.4604e-10 | 8.9474e-10 | 1.5471e-09 | 0 | 0 | 0 | 0.00012041 | 8.7936e-06
4059 | 0 | 2.0541e-07 | 0 | 0 | 0 | 0 | 0 | 0 | 1.937e-07 | 0 | 0 | 0 | 8.4106e-10 | 3.8678e-11 | 0 | 0 | 0 | 0.00011016 | 1.3425e-05
4060 | 0 | 1.3052e-07 | 2.3995e-11 | 0 | 0 | 0 | 0 | 0 | 1.8531e-07 | 0 | 0 | 0 | 9.1264e-10 | 0 | 0 | 0 | 0 | 0.00010415 | 1.5518e-05
4061 | 6.7172e-06 | 5.0865e-06 | 3.4869e-06 | 3.4197e-06 | 3.2882e-06 | 5.1867e-06 | 5.7389e-06 | 4.1131e-06 | 7.3821e-06 | 2.6123e-06 | 3.8407e-06 | 3.3549e-06 | 2.1443e-06 | 1.7943e-06 | 4.5465e-06 | 4.1121e-06 | 5.9754e-06 | 9.2987e-05 | 1.7727e-05
4062 | 6.7063e-05 | 4.6561e-05 | 5.0262e-05 | 4.8192e-05 | 4.7576e-05 | 4.9243e-05 | 5.3807e-05 | 4.6041e-05 | 5.9108e-05 | 4.5866e-05 | 4.5005e-05 | 4.9953e-05 | 3.9102e-05 | 3.4058e-05 | 4.7768e-05 | 4.7682e-05 | 6.413e-05 | 8.5617e-05 | 1.957e-05
4063 | 0.00018395 | 0.0001394 | 0.00014582 | 0.0001573 | 0.00016442 | 0.0001553 | 0.00015287 | 0.00014873 | 0.00016999 | 0.00015612 | 0.00013237 | 0.00014688 | 0.00015619 | 0.00011366 | 0.00015045 | 0.00013785 | 0.00018614 | 6.5538e-05 | 1.5844e-05
4064 | 0.00031376 | 0.00026113 | 0.00027054 | 0.00028222 | 0.00031177 | 0.00028502 | 0.00028336 | 0.00027983 | 0.00030682 | 0.00030145 | 0.00024745 | 0.00027632 | 0.00031029 | 0.00022237 | 0.00029373 | 0.000257 | 0.00032459 | 4.9916e-05 | 1.0029e-05
4065 | 0.00042019 | 0.00037189 | 0.00037673 | 0.00038705 | 0.00043672 | 0.00039417 | 0.00039864 | 0.00039067 | 0.00042055 | 0.0004295 | 0.00037045 | 0.00038757 | 0.00044673 | 0.00031656 | 0.00041773 | 0.00036581 | 0.00043731 | 3.2878e-05 | 9.1629e-06
4066 | 0.00048864 | 0.00043535 | 0.00044741 | 0.00046336 | 0.00052582 | 0.00045364 | 0.00046633 | 0.00045949 | 0.00047484 | 0.00051527 | 0.00045505 | 0.00045307 | 0.00053757 | 0.00038358 | 0.00049401 | 0.00044963 | 0.00051022 | 1.957e-05 | 9.1127e-06
4067 | 0.00052594 | 0.00048398 | 0.00050788 | 0.00050461 | 0.00058449 | 0.00049703 | 0.00050949 | 0.00050715 | 0.00052103 | 0.00056453 | 0.00050342 | 0.00050721 | 0.00059455 | 0.00044382 | 0.00053517 | 0.00051719 | 0.00054926 | 1.3931e-05 | 6.918e-06
4068 | 0.00053866 | 0.0005422 | 0.00055804 | 0.00053344 | 0.00059181 | 0.0005323 | 0.00053669 | 0.00053623 | 0.00056052 | 0.00058187 | 0.00054194 | 0.00054622 | 0.0006158 | 0.00052544 | 0.00055537 | 0.00054378 | 0.00056181 | 1.3871e-05 | 5.9289e-06
4069 | 0.00053183 | 0.0005683 | 0.00056823 | 0.00052768 | 0.00058204 | 0.00054475 | 0.00054048 | 0.00053362 | 0.0005762 | 0.00057326 | 0.00053454 | 0.00055706 | 0.00060158 | 0.00056054 | 0.00054453 | 0.00054886 | 0.00054318 | 3.1499e-05 | 7.2962e-06
4070 | 0.00049718 | 0.00054153 | 0.00053739 | 0.00048684 | 0.00054833 | 0.00051049 | 0.0005074 | 0.00049756 | 0.00054493 | 0.00054113 | 0.00050617 | 0.00052995 | 0.00055947 | 0.00053051 | 0.00050926 | 0.00051692 | 0.00049315 | 4.3782e-05 | 7.5008e-06
4071 | 0.00041408 | 0.00046367 | 0.00045882 | 0.00041107 | 0.00046904 | 0.00043418 | 0.0004345 | 0.00042292 | 0.00046841 | 0.00046995 | 0.00046703 | 0.00045705 | 0.00047145 | 0.00045532 | 0.0004415 | 0.00044234 | 0.00040963 | 4.0577e-05 | 6.0678e-06
4072 | 0.00029954 | 0.00036944 | 0.00036496 | 0.00031712 | 0.00035672 | 0.00032877 | 0.00032979 | 0.00032171 | 0.00035514 | 0.00036093 | 0.00039294 | 0.00035299 | 0.00034677 | 0.00037443 | 0.00033604 | 0.00036623 | 0.0002947 | 3.2439e-05 | 5.8495e-06
4073 | 0.00017419 | 0.00025406 | 0.00024753 | 0.0002006 | 0.00021232 | 0.00020407 | 0.00021083 | 0.00019658 | 0.00022754 | 0.00021678 | 0.00026538 | 0.00021182 | 0.00020098 | 0.00027594 | 0.00020162 | 0.00024334 | 0.00016325 | 4.1759e-05 | 5.8872e-06
4074 | 7.1071e-05 | 0.00015302 | 0.00013984 | 8.9283e-05 | 7.6229e-05 | 0.0001163 | 0.00010376 | 9.8254e-05 | 0.00013422 | 0.00010886 | 0.00015093 | 9.7126e-05 | 6.8993e-05 | 0.00019538 | 7.7303e-05 | 0.00012079 | 5.531e-05 | 5.4714e-05 | 5.3193e-06
4075 | 2.5357e-05 | 0.00010339 | 8.3623e-05 | 3.9455e-05 | 9.3512e-06 | 6.9963e-05 | 5.0488e-05 | 5.2531e-05 | 0.00010017 | 3.6625e-05 | 5.7295e-05 | 6.6673e-05 | 1.8188e-05 | 0.00013857 | 1.805e-05 | 5.4886e-05 | 1.0805e-05 | 6.9486e-05 | 5.7401e-06
4076 | 1.822e-05 | 8.2627e-05 | 4.7235e-05 | 1.3349e-05 | 0 | 5.9811e-05 | 4.1776e-05 | 3.5257e-05 | 8.4946e-05 | 1.6373e-05 | 3.9002e-05 | 4.814e-05 | 1.1609e-05 | 0.00011534 | 7.4955e-06 | 2.1674e-05 | 5.5235e-06 | 9.4129e-05 | 6.8276e-06
4077 | 8.474e-06 | 3.7712e-05 | 2.5041e-05 | 3.8541e-06 | 0 | 4.0088e-05 | 2.863e-05 | 2.401e-05 | 5.4367e-05 | 7.3611e-06 | 2.191e-05 | 2.8048e-05 | 8.2157e-06 | 5.4385e-05 | 7.49e-06 | 1.6288e-05 | 5.1362e-06 | 0.00011086 | 5.6823e-06
4078 | 6.3284e-07 | 1.4358e-05 | 7.382e-06 | 3.7099e-06 | 0 | 1.2605e-05 | 1.1207e-05 | 9.6606e-06 | 2.0441e-05 | 6.1007e-06 | 2.9517e-06 | 1.2654e-05 | 1.756e-06 | 1.1755e-05 | 7.2418e-06 | 0 | 2.4387e-06 | 0.00011066 | 4.9997e-06
4079 | 1.355e-07 | 6.0167e-06 | 1.5264e-06 | 2.3187e-07 | 0 | 1.9927e-06 | 2.5892e-06 | 2.2136e-06 | 5.8511e-06 | 3.2263e-06 | 0 | 3.6126e-06 | 8.4106e-10 | 1.0625e-06 | 3.3345e-07 | 0 | 4.1072e-07 | 0.00010982 | 3.7993e-06
4080 | 0 | 1.3168e-06 | 5.009e-07 | 0 | 0 | 1.6105e-07 | 4.7122e-07 | 4.7777e-07 | 1.2991e-06 | 2.2613e-08 | 0 | 3.7044e-07 | 8.2316e-10 | 1.5203e-07 | 0 | 0 | 1.5527e-07 | 0.00010234 | 2.363e-06
4081 | 0 | 5.6981e-07 | 2.1709e-07 | 0 | 0 | 2.6044e-07 | 1.7522e-07 | 1.4145e-07 | 1.6307e-07 | 2.3105e-08 | 1.1548e-09 | 3.653e-07 | 2.8274e-09 | 3.3062e-08 | 0 | 0 | 5.0088e-09 | 8.2267e-05 | 2.694e-06
4082 | 0 | 6.2236e-07 | 6.9586e-09 | 0 | 0 | 2.8067e-07 | 1.5586e-08 | 1.2902e-07 | 2.5797e-07 | 1.5731e-08 | 0 | 4.2674e-07 | 1.19e-09 | 9.0248e-11 | 0 | 0 | 0 | 7.6831e-05 | 2.068e-06
4083 | 0 | 6.2149e-07 | 1.1998e-10 | 0 | 0 | 2.8067e-07 | 6.6676e-10 | 3.3339e-08 | 2.3574e-07 | 1.8189e-08 | 0 | 4.2746e-07 | 8.5895e-10 | 2.5785e-11 | 0 | 0 | 0 | 6.975e-05 | 1.9131e-06
4084 | 0 | 3.9768e-07 | 1.9196e-10 | 0 | 0 | 2.356e-07 | 3.3338e-10 | 0 | 1.9328e-07 | 1.5731e-08 | 0 | 9.5434e-08 | 1.2526e-09 | 0 | 0 | 0 | 0 | 5.3376e-05 | 1.2903e-06
4085 | 1.1059e-05 | 9.4365e-06 | 7.5621e-06 | 8.3164e-06 | 7.3338e-06 | 9.1599e-06 | 7.2056e-06 | 7.7458e-06 | 7.4189e-06 | 1.1094e-06 | 5.7617e-06 | 3.861e-06 | 1.6437e-06 | 2.6357e-06 | 5.8167e-06 | 7.0873e-06 | 1.2101e-05 | 3.9213e-05 | 1.7634e-07
4086 | 7.4458e-05 | 5.4457e-05 | 6.0837e-05 | 5.9008e-05 | 6.1144e-05 | 5.7684e-05 | 5.7032e-05 | 5.3556e-05 | 5.9249e-05 | 5.4716e-05 | 4.9065e-05 | 4.93e-05 | 4.3436e-05 | 4.2266e-05 | 5.2248e-05 | 5.3935e-05 | 7.768e-05 | 2.7217e-05 | 0
4087 | 0.00013035 | 0.0001414 | 0.00013098 | 0.00014164 | 0.00016463 | 0.00015013 | 0.00015622 | 0.0001341 | 0.00016914 | 0.00014415 | 0.00012911 | 0.00014644 | 0.00015177 | 9.1942e-05 | 0.00015199 | 0.00013305 | 0.00017352 | 1.4919e-05 | 4.6702e-08
4088 | 0.00023522 | 0.00024462 | 0.0002401 | 0.00025684 | 0.00028152 | 0.00025902 | 0.00027808 | 0.00023445 | 0.00030645 | 0.00017033 | 0.0002346 | 0.00024635 | 0.00028985 | 0.00016083 | 0.00027611 | 0.00021143 | 0.00027902 | 1.5899e-05 | 1.6386e-06
4089 | 0.0003196 | 0.00033311 | 0.00032692 | 0.00031681 | 0.00038974 | 0.00035173 | 0.00037926 | 0.00028067 | 0.00041735 | 0.00033794 | 0.00034322 | 0.00033849 | 0.00040213 | 0.00027155 | 0.00038624 | 0.00034029 | 0.00038715 | 8.2583e-06 | 3.6779e-06
4090 | 0.00035539 | 0.00039167 | 0.00038107 | 0.00039026 | 0.00051277 | 0.00040847 | 0.00044203 | 0.00034778 | 0.00046995 | 0.00049069 | 0.00041887 | 0.00039532 | 0.00043462 | 0.00034543 | 0.00047396 | 0.00043317 | 0.00041453 | 2.6958e-06 | 5.6307e-06
4091 | 0.00037634 | 0.00042404 | 0.00047043 | 0.00040745 | 0.00052151 | 0.0004491 | 0.00049243 | 0.00040626 | 0.00051724 | 0.0005219 | 0.00046571 | 0.00047121 | 0.00045375 | 0.00039579 | 0.0005242 | 0.00050071 | 0.00042448 | 3.9886e-06 | 8.9216e-06
4092 | 0.00043308 | 0.00046293 | 0.00052231 | 0.00044929 | 0.00055623 | 0.00047705 | 0.0005133 | 0.00045092 | 0.00055572 | 0.00054843 | 0.00051416 | 0.00049275 | 0.00036633 | 0.00045077 | 0.00054225 | 0.00052495 | 0.00046553 | 8.5201e-06 | 1.6386e-05
4093 | 0.00051429 | 0.00048789 | 0.00053506 | 0.00046345 | 0.00052743 | 0.00051493 | 0.00051964 | 0.00047807 | 0.0005732 | 0.00052512 | 0.00051475 | 0.00049988 | 0.0002213 | 0.00046972 | 0.00054014 | 0.00051538 | 0.00046057 | 2.9229e-05 | 3.2389e-05
4094 | 0.00048223 | 0.00050107 | 0.00048648 | 0.00046264 | 0.00049492 | 0.00048574 | 0.00050227 | 0.00046523 | 0.00053778 | 0.00049601 | 0.0004897 | 0.00046463 | 0.00018569 | 0.00048689 | 0.00050204 | 0.00049122 | 0.00045077 | 4.0624e-05 | 3.4665e-05
4095 | 0.00039771 | 0.00043363 | 0.00041233 | 0.00038843 | 0.0004176 | 0.00041201 | 0.00043194 | 0.00040363 | 0.00045354 | 0.00038905 | 0.00044833 | 0.00041368 | 0.00015811 | 0.00037239 | 0.00042758 | 0.0003835 | 0.00039343 | 4.1428e-05 | 1.8408e-05
4096 | 0.00026821 | 0.00034548 | 0.00031285 | 0.00031623 | 0.00030374 | 0.00031596 | 0.00032457 | 0.00028247 | 0.00035515 | 0.00029478 | 0.00038486 | 0.00025334 | 0.00017491 | 0.0002983 | 0.00031622 | 0.00031542 | 0.00027806 | 3.9046e-05 | 1.7351e-05
4097 | 0.00015052 | 0.00023491 | 0.00023049 | 0.0001716 | 0.00016497 | 0.00018891 | 0.00020761 | 0.00015912 | 0.00022622 | 0.00016065 | 0.00026248 | 0.00015146 | 9.3823e-05 | 0.00023566 | 0.0001875 | 0.00019515 | 0.00015108 | 3.2102e-05 | 2.0833e-05
4098 | 7.3839e-05 | 0.00015728 | 0.00014094 | 8.4572e-05 | 8.9211e-05 | 0.00011345 | 0.00010673 | 9.1381e-05 | 0.00013585 | 7.8111e-05 | 0.00016427 | 0.00010555 | 3.2569e-05 | 0.00018006 | 7.9892e-05 | 0.00013251 | 5.1676e-05 | 2.6182e-05 | 1.2919e-05
4099 | 2.3303e-05 | 0.00010372 | 7.9596e-05 | 3.7431e-05 | 1.4386e-05 | 7.3262e-05 | 5.3969e-05 | 4.8119e-05 | 9.9423e-05 | 3.5038e-05 | 6.7994e-05 | 6.6899e-05 | 1.0079e-05 | 0.00013361 | 2.313e-05 | 5.5615e-05 | 1.0231e-05 | 2.738e-05 | 2.4971e-05
4100 | 1.7571e-05 | 7.9841e-05 | 4.5665e-05 | 1.1777e-05 | 0 | 6.071e-05 | 4.1492e-05 | 3.16e-05 | 8.392e-05 | 1.474e-05 | 3.8639e-05 | 4.3408e-05 | 4.304e-06 | 0.00010158 | 7.5227e-06 | 2.1841e-05 | 5.5998e-06 | 3.5688e-05 | 2.1189e-05
4101 | 7.2255e-06 | 3.2234e-05 | 2.3812e-05 | 3.869e-06 | 0 | 3.9801e-05 | 2.8391e-05 | 2.1844e-05 | 5.3548e-05 | 9.0633e-06 | 1.8217e-05 | 2.3653e-05 | 2.2002e-06 | 3.2608e-05 | 7.519e-06 | 1.4215e-05 | 5.1479e-06 | 3.6812e-05 | 5.8379e-05
4102 | 2.0028e-08 | 1.274e-05 | 7.6707e-06 | 3.7099e-06 | 0 | 1.2358e-05 | 1.1343e-05 | 1.0419e-05 | 2.1056e-05 | 5.7649e-06 | 1.0878e-06 | 1.145e-05 | 2.7791e-08 | 5.9686e-06 | 7.2001e-06 | 0 | 2.4164e-06 | 3.8008e-05 | 5.6936e-05
4103 | 0 | 6.0187e-06 | 1.5174e-06 | 2.2082e-07 | 0 | 2.2835e-06 | 2.3109e-06 | 2.6963e-06 | 5.6255e-06 | 1.756e-06 | 0 | 2.9189e-06 | 9.6632e-10 | 9.7897e-07 | 3.4977e-07 | 0 | 3.7065e-07 | 4.5686e-05 | 6.1227e-05
4104 | 0 | 1.3341e-06 | 5.075e-07 | 0 | 0 | 1.4352e-07 | 1.2374e-07 | 4.6851e-07 | 1.2869e-06 | 2.0155e-08 | 0 | 1.9324e-07 | 1.0021e-09 | 1.538e-07 | 0 | 0 | 0 | 4.5349e-05 | 2.5922e-05
4105 | 0 | 1.8789e-07 | 2.4077e-07 | 0 | 0 | 2.8026e-07 | 7.3677e-08 | 7.2804e-08 | 2.7762e-07 | 2.3597e-08 | 0 | 3.85e-07 | 1.02e-09 | 4.8157e-08 | 0 | 0 | 0 | 4.209e-05 | 1.4724e-05
4106 | 0 | 2.0585e-07 | 7.0786e-09 | 0 | 0 | 2.8067e-07 | 0 | 7.2804e-08 | 3.0069e-07 | 1.9172e-08 | 0 | 4.322e-07 | 7.1579e-10 | 3.2683e-09 | 0 | 0 | 0 | 4.4757e-05 | 8.4692e-06
4107 | 0 | 2.0453e-07 | 0 | 0 | 0 | 2.8048e-07 | 0 | 3.1202e-08 | 2.3079e-07 | 1.6714e-08 | 0 | 4.2829e-07 | 8.4106e-10 | 5.5868e-11 | 0 | 0 | 0 | 4.1476e-05 | 5.822e-06
4108 | 0 | 1.349e-07 | 3.3593e-10 | 0 | 0 | 2.4904e-07 | 0 | 0 | 2.6051e-07 | 8.8487e-09 | 0 | 1.0103e-07 | 9.4843e-10 | 0 | 0 | 0 | 0 | 3.9408e-05 | 6.4205e-06
4109 | 3.3702e-06 | 5.2591e-06 | 5.3756e-06 | 8.263e-06 | 4.5647e-06 | 9.1504e-06 | 3.5318e-06 | 3.2064e-06 | 7.3944e-06 | 9.4685e-07 | 3.1833e-06 | 5.1745e-06 | 4.6692e-08 | 7.3388e-07 | 2.9032e-06 | 4.462e-06 | 8.9974e-06 | 3.7855e-05 | 1.6854e-05
4110 | 2.738e-05 | 4.8081e-05 | 5.2796e-05 | 4.9079e-05 | 5.8144e-05 | 5.9555e-05 | 4.9085e-05 | 3.0504e-05 | 5.6957e-05 | 3.3775e-05 | 4.0999e-05 | 4.7886e-05 | 2.7343e-06 | 2.0531e-05 | 4.5005e-05 | 5.117e-05 | 3.9751e-05 | 4.699e-05 | 1.8338e-05
4111 | 6.6557e-05 | 0.00013889 | 0.00015221 | 9.2134e-05 | 0.00016577 | 0.0001442 | 0.00014758 | 7.5748e-05 | 0.00016376 | 0.00013747 | 0.00012761 | 0.00012478 | 1.2231e-05 | 5.0861e-05 | 0.00014507 | 0.0001406 | 8.5856e-05 | 5.3619e-05 | 1.9307e-05
4112 | 9.6678e-05 | 0.00025549 | 0.00024387 | 0.00016706 | 0.00027871 | 0.00025106 | 0.00027603 | 0.00012569 | 0.00029846 | 0.00010802 | 0.00024754 | 0.00018245 | 1.1408e-05 | 4.2669e-05 | 0.00028585 | 0.00023894 | 0.00016288 | 6.6199e-05 | 2.05e-05
4113 | 0.00013417 | 0.0003346 | 0.00031314 | 0.00025107 | 0.0003255 | 0.00031906 | 0.00038429 | 0.0001318 | 0.00041076 | 0.00011964 | 0.00035738 | 0.00022787 | 1.4751e-05 | 4.7682e-05 | 0.00040994 | 0.00028374 | 0.00021726 | 7.9117e-05 | 2.847e-05
4114 | 0.00019153 | 0.00036214 | 0.0003342 | 0.00019655 | 0.00036011 | 0.00031021 | 0.00043673 | 0.00014268 | 0.00045166 | 0.00012254 | 0.00043258 | 0.0002233 | 2.4879e-05 | 5.2911e-05 | 0.00049092 | 0.00028885 | 0.0002004 | 8.6882e-05 | 2.879e-05
4115 | 0.00016997 | 0.00033535 | 0.00030621 | 0.0002038 | 0.00032239 | 0.00030022 | 0.00045015 | 0.00013042 | 0.00047271 | 0.00011602 | 0.00046515 | 0.00026406 | 1.3014e-05 | 5.8914e-05 | 0.0005254 | 0.00025813 | 0.00021233 | 0.00010015 | 2.8712e-05
4116 | 0.00014702 | 0.00028655 | 0.00032239 | 0.00026483 | 0.00037409 | 0.00031871 | 0.00046016 | 0.00013548 | 0.00045176 | 0.00015523 | 0.00047705 | 0.0002516 | 1.667e-05 | 6.4444e-05 | 0.00051185 | 0.00026859 | 0.00018308 | 0.00012322 | 2.6695e-05
4117 | 0.00014677 | 0.00032408 | 0.00035711 | 0.00023594 | 0.00034019 | 0.0003047 | 0.00042801 | 0.00014482 | 0.00042319 | 0.00014868 | 0.00048049 | 0.00024666 | 1.1144e-05 | 5.6918e-05 | 0.00049168 | 0.00035582 | 0.00022165 | 0.0001156 | 2.4906e-05
4118 | 0.00014181 | 0.00037878 | 0.0003999 | 0.00025122 | 0.00044856 | 0.00028422 | 0.0004051 | 0.00011322 | 0.00040576 | 8.1308e-05 | 0.0003708 | 0.00020992 | 1.3112e-05 | 5.4581e-05 | 0.00038662 | 0.00038671 | 0.00017911 | 9.8494e-05 | 5.9585e-05
4119 | 9.048e-05 | 0.00035145 | 0.00030605 | 0.00014657 | 0.00025015 | 0.00022938 | 0.00035268 | 8.3844e-05 | 0.00035597 | 8.4926e-05 | 0.00030985 | 0.00018376 | 2.0581e-05 | 8.4501e-05 | 0.00029325 | 0.00035891 | 0.00013299 | 8.1586e-05 | 9.1399e-05
4120 | 6.4507e-05 | 0.00028056 | 0.00025614 | 0.00014718 | 0.00019375 | 0.000165 | 0.00027327 | 8.2562e-05 | 0.00028779 | 0.00010666 | 0.0003203 | 0.00014505 | 2.5713e-05 | 0.00013456 | 0.00027177 | 0.00026277 | 8.8569e-05 | 5.8166e-05 | 9.0523e-05
4121 | 4.8812e-05 | 0.00019163 | 0.00020529 | 0.00010819 | 9.4163e-05 | 0.00012304 | 0.00021182 | 5.7871e-05 | 0.00021129 | 5.5926e-05 | 0.00023256 | 0.00011161 | 2.8402e-05 | 5.3673e-05 | 0.00016668 | 0.0001472 | 5.3133e-05 | 5.6254e-05 | 4.4473e-05
4122 | 2.1431e-05 | 0.00014896 | 0.00014546 | 6.9705e-05 | 5.1834e-05 | 9.7051e-05 | 0.00012205 | 3.1961e-05 | 0.00014309 | 4.1332e-05 | 0.0001866 | 8.9636e-05 | 8.2313e-06 | 2.3004e-05 | 9.3776e-05 | 0.00010849 | 2.2779e-05 | 5.5068e-05 | 2.3719e-05
4123 | 1.9072e-06 | 0.00011066 | 8.7393e-05 | 1.4e-05 | 1.1866e-05 | 6.7666e-05 | 5.6897e-05 | 1.6259e-05 | 0.00010239 | 1.1781e-05 | 5.8561e-05 | 4.6616e-05 | 7.9125e-07 | 4.2029e-06 | 2.6402e-05 | 5.8848e-05 | 5.9439e-06 | 5.3363e-05 | 3.3207e-05
4124 | 3.0957e-07 | 7.1001e-05 | 4.0533e-05 | 3.9569e-06 | 0 | 5.0987e-05 | 4.079e-05 | 9.091e-06 | 8.1446e-05 | 2.5322e-06 | 3.6183e-05 | 1.5422e-05 | 8.5895e-10 | 3.5761e-07 | 7.5172e-06 | 6.8564e-06 | 4.0627e-07 | 4.9107e-05 | 3.4101e-05
4125 | 1.7852e-07 | 2.4484e-05 | 1.6264e-05 | 3.8203e-06 | 0 | 2.6495e-05 | 2.8554e-05 | 2.6922e-06 | 5.108e-05 | 5.3412e-07 | 1.3976e-05 | 4.8232e-06 | 8.5895e-10 | 1.2787e-07 | 7.519e-06 | 0 | 0 | 4.5024e-05 | 5.3201e-05
4126 | 0 | 1.0813e-05 | 4.5023e-06 | 3.8092e-06 | 0 | 7.4883e-06 | 1.1339e-05 | 4.476e-07 | 2.0735e-05 | 8.8487e-09 | 5.8203e-07 | 1.5728e-06 | 8.2316e-10 | 1.6191e-08 | 7.2381e-06 | 0 | 0 | 3.2708e-05 | 6.1844e-05
4127 | 0 | 4.7614e-06 | 1.1871e-06 | 2.3187e-07 | 0 | 6.3168e-07 | 2.3266e-06 | 1.359e-07 | 5.1998e-06 | 1.8189e-08 | 0 | 3.4319e-07 | 8.4106e-10 | 0 | 3.987e-07 | 0 | 0 | 1.9407e-05 | 6.5563e-05
4128 | 0 | 4.5488e-07 | 1.4464e-07 | 0 | 0 | 5.8748e-08 | 6.5034e-08 | 0 | 1.2043e-06 | 9.3403e-09 | 0 | 1.3244e-07 | 7.5158e-10 | 0 | 0 | 0 | 0 | 1.137e-05 | 2.9117e-05
4129 | 0 | 1.8833e-07 | 4.967e-09 | 0 | 0 | 2.2973e-07 | 0 | 0 | 2.2882e-07 | 1.8681e-08 | 0 | 3.6566e-07 | 5.3685e-10 | 0 | 0 | 0 | 0 | 5.0914e-06 | 5.7055e-06
4130 | 0 | 2.0585e-07 | 1.1998e-10 | 0 | 0 | 3.0635e-07 | 0 | 0 | 3.1796e-07 | 1.9172e-08 | 0 | 4.2782e-07 | 5.1895e-10 | 0 | 0 | 0 | 0 | 5.6827e-06 | 4.1368e-07
4131 | 0 | 2.0541e-07 | 0 | 0 | 0 | 2.373e-07 | 0 | 0 | 2.1635e-07 | 1.6714e-08 | 0 | 3.4742e-07 | 6.6211e-10 | 0 | 0 | 0 | 0 | 7.6465e-06 | 4.8212e-07
4132 | 0 | 9.3289e-08 | 3.4421e-09 | 0 | 0 | 1.7424e-08 | 0 | 0 | 5.8795e-08 | 0 | 0 | 7.1782e-11 | 9.4843e-10 | 1.0744e-11 | 0 | 0 | 0 | 6.8934e-06 | 2.476e-07
4133 | 1.1402e-05 | 7.8256e-06 | 4.925e-06 | 9.5482e-06 | 2.959e-06 | 1.1274e-05 | 8.4002e-06 | 5.5521e-06 | 1.2285e-05 | 3.0171e-06 | 3.4043e-06 | 4.1926e-06 | 5.5793e-07 | 2.6935e-06 | 4.8081e-06 | 4.0487e-06 | 1.4764e-05 | 4.4602e-06 | 6.3341e-07
4134 | 5.708e-05 | 4.4815e-05 | 5.9828e-05 | 4.9072e-05 | 4.9186e-05 | 5.8718e-05 | 5.1808e-05 | 4.369e-05 | 6.9294e-05 | 4.5505e-05 | 5.3775e-05 | 5.027e-05 | 1.6411e-05 | 3.5181e-05 | 4.4485e-05 | 4.6036e-05 | 7.1173e-05 | 3.6532e-06 | 1.2519e-06
4135 | 0.00014943 | 0.00013703 | 0.00013279 | 0.00013611 | 0.0001565 | 0.00013862 | 0.00015326 | 0.00012454 | 0.000173 | 0.0001281 | 0.00012008 | 0.00014163 | 4.0778e-05 | 0.00010332 | 0.0001493 | 0.00012911 | 0.00013863 | 4.0129e-06 | 1.6754e-06
4136 | 0.00025733 | 0.00023837 | 0.00025969 | 0.00025512 | 0.00029201 | 0.00026939 | 0.00026303 | 0.00021702 | 0.00031287 | 0.00024715 | 0.00024099 | 0.00025735 | 7.2348e-05 | 0.00017751 | 0.00025973 | 0.00023902 | 0.00029906 | 5.1846e-06 | 2.0518e-06
4137 | 0.00027075 | 0.00035579 | 0.00032619 | 0.00034261 | 0.00042215 | 0.00036565 | 0.00038181 | 0.00027523 | 0.00042135 | 0.00041242 | 0.00034779 | 0.00035732 | 0.00022315 | 0.00020703 | 0.0003935 | 0.00035198 | 0.00035473 | 5.3839e-06 | 2.0488e-06
4138 | 0.00030351 | 0.00041661 | 0.00038464 | 0.00041288 | 0.00047979 | 0.00040426 | 0.00044057 | 0.00032777 | 0.00047337 | 0.00035434 | 0.00042542 | 0.00041371 | 0.00030546 | 0.00027841 | 0.00047973 | 0.00041998 | 0.00037106 | 7.6018e-06 | 2.7241e-06
4139 | 0.00031291 | 0.00045588 | 0.00045726 | 0.00037943 | 0.00053098 | 0.00042509 | 0.00047663 | 0.00030491 | 0.00051311 | 0.00043074 | 0.00044738 | 0.00045336 | 0.00032727 | 0.00036059 | 0.00052058 | 0.00047713 | 0.00037855 | 1.398e-05 | 2.1991e-06
4140 | 0.0004279 | 0.00048444 | 0.00045038 | 0.00032695 | 0.00055453 | 0.00042032 | 0.00048127 | 0.0003472 | 0.00053321 | 0.00039904 | 0.00050457 | 0.00046446 | 0.00030899 | 0.000409 | 0.00047957 | 0.00048316 | 0.00037696 | 1.0293e-05 | 3.4325e-06
4141 | 0.00047488 | 0.00046731 | 0.00048156 | 0.00037349 | 0.00052577 | 0.00039761 | 0.00045716 | 0.00036345 | 0.00053184 | 0.00050408 | 0.00046114 | 0.000477 | 0.00026574 | 0.00045335 | 0.00043285 | 0.00049567 | 0.00040359 | 2.3078e-05 | 5.2838e-06
4142 | 0.00041987 | 0.00041139 | 0.00044708 | 0.000302 | 0.00048515 | 0.00037157 | 0.00039323 | 0.00035588 | 0.00044769 | 0.00048133 | 0.00039225 | 0.00044081 | 0.00021173 | 0.0004217 | 0.00041353 | 0.00048395 | 0.00037297 | 2.5545e-05 | 7.3324e-06
4143 | 0.0003629 | 0.00034984 | 0.00033839 | 0.00029256 | 0.00035194 | 0.00031668 | 0.00032614 | 0.00032508 | 0.00034143 | 0.0002389 | 0.00026822 | 0.00034102 | 0.0001962 | 0.00028551 | 0.0002668 | 0.00036358 | 0.00027496 | 2.5891e-05 | 4.0109e-06
4144 | 0.00027298 | 0.00027937 | 0.00031575 | 0.00025074 | 0.00023197 | 0.00023034 | 0.00027339 | 0.00024871 | 0.00026832 | 0.0001134 | 0.0002962 | 0.00022407 | 0.00017021 | 0.00026644 | 0.00019743 | 0.0002668 | 0.00023192 | 3.1822e-05 | 4.0034e-06
4145 | 0.00013451 | 0.0002456 | 0.00023232 | 0.00015253 | 0.00017702 | 0.00017007 | 0.00019822 | 0.00016261 | 0.00019827 | 8.8791e-05 | 0.00028009 | 0.00020067 | 0.00012382 | 0.00022837 | 0.00020002 | 0.00021644 | 0.00011641 | 2.2329e-05 | 3.3176e-06
4146 | 7.9252e-05 | 0.00015944 | 0.00013324 | 0.00010682 | 7.4233e-05 | 0.00012498 | 0.00010368 | 9.5592e-05 | 0.00013309 | 6.7924e-05 | 0.00014509 | 0.00010743 | 5.9361e-05 | 0.00017322 | 6.2506e-05 | 0.00012733 | 5.7183e-05 | 1.6529e-05 | 7.2739e-06
4147 | 2.4653e-05 | 0.00010124 | 7.7166e-05 | 3.6147e-05 | 5.0772e-06 | 7.3251e-05 | 4.91e-05 | 4.9705e-05 | 9.6445e-05 | 2.6399e-05 | 5.0769e-05 | 6.234e-05 | 1.2978e-05 | 0.00013367 | 1.4698e-05 | 4.9011e-05 | 1.3662e-05 | 1.724e-05 | 9.4987e-06
4148 | 1.5449e-05 | 7.3634e-05 | 4.4912e-05 | 1.1215e-05 | 0 | 5.8501e-05 | 4.1511e-05 | 3.1962e-05 | 7.8641e-05 | 1.2189e-05 | 3.6072e-05 | 4.4956e-05 | 9.609e-06 | 9.2473e-05 | 7.5027e-06 | 2.0799e-05 | 5.8374e-06 | 1.6169e-05 | 5.4999e-06
4149 | 1.7392e-06 | 2.9129e-05 | 2.2249e-05 | 2.4512e-06 | 0 | 3.4071e-05 | 2.7029e-05 | 2.0398e-05 | 5.1472e-05 | 8.7703e-06 | 1.2608e-05 | 2.4622e-05 | 5.8432e-06 | 2.3107e-05 | 7.5136e-06 | 1.2239e-05 | 5.2987e-06 | 2.1882e-05 | 5.826e-06
4150 | 2.2575e-07 | 1.2875e-05 | 7.7308e-06 | 0 | 0 | 1.0144e-05 | 1.2026e-05 | 8.2098e-06 | 2.2162e-05 | 4.5679e-06 | 0 | 1.0869e-05 | 5.517e-07 | 3.9137e-06 | 7.1457e-06 | 0 | 2.5656e-06 | 2.3528e-05 | 2.2339e-06
4151 | 2.3737e-08 | 5.9091e-06 | 1.4638e-06 | 0 | 0 | 1.2159e-06 | 2.5289e-06 | 1.3617e-06 | 5.2184e-06 | 7.7328e-07 | 0 | 2.0986e-06 | 8.5895e-10 | 7.652e-07 | 2.9177e-07 | 0 | 5.1089e-07 | 2.8106e-05 | 2.4718e-06
4152 | 0 | 1.2791e-06 | 4.7933e-07 | 0 | 0 | 9.7838e-08 | 1.8036e-07 | 2.1813e-07 | 9.246e-07 | 1.7697e-08 | 1.1548e-09 | 1.8814e-07 | 9.3053e-10 | 2.6734e-08 | 0 | 0 | 4.5079e-08 | 3.4506e-05 | 3.7175e-06
4153 | 0 | 5.7024e-07 | 2.0898e-07 | 0 | 0 | 4.514e-08 | 1.1585e-08 | 7.2804e-08 | 1.2301e-07 | 1.7206e-08 | 0 | 5.2796e-08 | 1.2974e-09 | 2.4281e-10 | 0 | 0 | 0 | 5.2282e-05 | 4.4309e-06
4154 | 0 | 6.2499e-07 | 6.8387e-09 | 0 | 0 | 2.2916e-07 | 0 | 5.0269e-08 | 1.4184e-07 | 1.6714e-08 | 0 | 3.4943e-07 | 8.9474e-10 | 3.8678e-11 | 0 | 0 | 0 | 4.7126e-05 | 9.4684e-06
4155 | 0 | 2.2162e-07 | 2.3995e-11 | 0 | 0 | 2.8048e-07 | 0 | 2.3112e-09 | 1.8218e-07 | 1.6714e-08 | 0 | 4.2674e-07 | 8.2316e-10 | 0 | 0 | 0 | 0 | 3.7672e-05 | 2.0944e-05
4156 | 0 | 0 | 1.1998e-10 | 0 | 0 | 2.8048e-07 | 0 | 4.6225e-10 | 1.8166e-07 | 8.3571e-09 | 0 | 4.271e-07 | 9.3053e-10 | 2.7246e-09 | 0 | 0 | 0 | 3.4123e-05 | 3.4167e-05
4157 | 2.9397e-07 | 1.0795e-06 | 3.6621e-07 | 4.0807e-07 | 0 | 1.1956e-06 | 7.082e-07 | 2.2496e-07 | 3.3021e-06 | 1.1798e-08 | 1.9356e-07 | 2.3762e-07 | 3.3118e-07 | 2.9449e-08 | 1.4815e-08 | 3.952e-07 | 1.3875e-06 | 4.3995e-05 | 5.4386e-05
4158 | 5.3013e-06 | 2.2341e-05 | 5.8628e-06 | 1.0597e-05 | 9.2972e-06 | 1.7947e-05 | 1.6074e-05 | 6.3745e-06 | 2.4163e-05 | 1.0666e-06 | 1.074e-05 | 5.962e-06 | 3.6192e-06 | 1.6989e-06 | 6.0833e-06 | 8.1442e-06 | 1.774e-05 | 5.0942e-05 | 7.4555e-05
4159 | 2.2571e-05 | 4.9088e-05 | 1.9448e-05 | 3.635e-05 | 2.3189e-05 | 4.9562e-05 | 4.2486e-05 | 2.5439e-05 | 7.2643e-05 | 1.0138e-05 | 3.8973e-05 | 2.0345e-05 | 1.7916e-05 | 1.0826e-05 | 4.4685e-05 | 2.0626e-05 | 5.3292e-05 | 4.1672e-05 | 5.5056e-05
4160 | 2.3943e-05 | 5.5461e-05 | 2.5851e-05 | 3.1783e-05 | 3.6176e-05 | 7.9627e-05 | 5.3234e-05 | 3.2638e-05 | 0.00010775 | 3.3735e-05 | 3.3719e-05 | 3.9935e-05 | 3.417e-05 | 2.4879e-05 | 6.3398e-05 | 2.3126e-05 | 8.0962e-05 | 4.4849e-05 | 5.9734e-05
4161 | 3.5404e-05 | 4.3058e-05 | 4.2445e-05 | 3.7231e-05 | 0.00010578 | 6.7492e-05 | 3.5567e-05 | 4.7353e-05 | 9.1054e-05 | 4.5549e-05 | 1.1564e-05 | 6.4355e-05 | 3.8544e-05 | 3.3812e-05 | 2.2768e-05 | 5.4846e-05 | 7.1709e-05 | 6.1746e-05 | 8.4274e-05
4162 | 5.9628e-05 | 7.2847e-05 | 3.7651e-05 | 5.7821e-05 | 0.00011341 | 6.8421e-05 | 3.1858e-05 | 6.1249e-05 | 5.5028e-05 | 5.1433e-05 | 3.3782e-05 | 6.1641e-05 | 3.6593e-05 | 3.8715e-05 | 1.7529e-05 | 9.8335e-05 | 6.7996e-05 | 8.6815e-05 | 8.8599e-05
4163 | 5.2506e-05 | 6.6051e-05 | 3.0628e-05 | 5.5619e-05 | 7.1658e-05 | 8.37e-05 | 3.7213e-05 | 5.6704e-05 | 6.6518e-05 | 6.6212e-05 | 2.971e-05 | 6.4508e-05 | 3.971e-05 | 3.1122e-05 | 3.6498e-05 | 7.6105e-05 | 9.2477e-05 | 9.325e-05 | 8.4245e-05
4164 | 3.7951e-05 | 4.6254e-05 | 4.13e-05 | 5.8257e-05 | 4.9806e-05 | 6.7871e-05 | 3.3114e-05 | 4.7889e-05 | 6.1831e-05 | 4.8455e-05 | 4.7752e-05 | 7.4773e-05 | 3.9692e-05 | 3.4526e-05 | 3.3791e-05 | 4.2135e-05 | 4.8684e-05 | 0.00011105 | 7.5586e-05
4165 | 5.1909e-05 | 3.7658e-05 | 3.0695e-05 | 5.2051e-05 | 3.3313e-05 | 5.5064e-05 | 4.9312e-05 | 5.6534e-05 | 4.7991e-05 | 4.6861e-05 | 6.1989e-05 | 9.6574e-05 | 9.2582e-05 | 4.7089e-05 | 6.7756e-05 | 4.3341e-05 | 7.9927e-05 | 0.00013632 | 7.8472e-05
4166 | 4.8335e-05 | 3.1093e-05 | 3.6475e-05 | 5.6238e-05 | 5.4547e-05 | 4.9069e-05 | 5.8129e-05 | 6.0795e-05 | 4.4043e-05 | 5.6985e-05 | 9.3626e-05 | 5.9475e-05 | 7.4129e-05 | 4.024e-05 | 0.00010806 | 1.896e-05 | 6.8321e-05 | 0.0001461 | 8.302e-05
4167 | 5.7817e-05 | 3.8951e-05 | 3.9625e-05 | 6.9192e-05 | 6.6023e-05 | 5.6837e-05 | 4.9267e-05 | 7.2942e-05 | 4.3306e-05 | 2.7492e-05 | 0.00010735 | 3.2833e-05 | 4.7895e-05 | 3.0555e-05 | 7.5489e-05 | 3.5495e-05 | 5.4419e-05 | 0.00015848 | 7.8806e-05
4168 | 4.3895e-05 | 7.1874e-05 | 5.3459e-05 | 6.2807e-05 | 4.6501e-05 | 6.6364e-05 | 6.7432e-05 | 3.5824e-05 | 6.5652e-05 | 3.9111e-05 | 0.00013862 | 4.6615e-05 | 2.7463e-05 | 7.8921e-05 | 9.3831e-05 | 3.9956e-05 | 6.3783e-05 | 0.00014837 | 8.3461e-05
4169 | 1.4987e-05 | 3.5345e-05 | 3.8682e-05 | 1.5865e-05 | 3.9223e-05 | 3.2749e-05 | 6.6944e-05 | 2.1493e-05 | 4.9426e-05 | 1.239e-05 | 6.4362e-05 | 2.544e-05 | 2.0659e-05 | 2.7732e-05 | 4.5271e-05 | 2.8129e-05 | 2.8269e-05 | 0.00013096 | 8.3876e-05
4170 | 4.154e-06 | 1.5479e-05 | 1.6549e-05 | 6.5484e-06 | 2.2964e-05 | 2.9245e-05 | 2.6134e-05 | 1.0479e-05 | 3.2071e-05 | 6.1007e-06 | 1.5017e-05 | 9.846e-06 | 8.4436e-06 | 1.2084e-05 | 1.2733e-05 | 1.3332e-05 | 1.122e-05 | 0.00012985 | 8.1991e-05
4171 | 3.2179e-07 | 4.1863e-06 | 9.5995e-07 | 5.037e-07 | 9.3047e-07 | 3.7201e-06 | 2.8355e-06 | 1.4316e-06 | 9.4789e-06 | 1.2471e-06 | 1.8329e-06 | 5.3375e-06 | 2.9513e-06 | 9.3658e-07 | 2.4526e-06 | 1.3455e-06 | 7.1464e-07 | 0.00012013 | 0.0001004
4172 | 0 | 2.067e-06 | 1.3864e-07 | 0 | 0 | 1.1908e-06 | 2.537e-07 | 4.7842e-08 | 4.8327e-08 | 0 | 0 | 8.1366e-07 | 1.7107e-08 | 1.5757e-07 | 0 | 0 | 0 | 0.00010334 | 8.8822e-05
4173 | 0 | 1.8921e-08 | 2.7955e-07 | 0 | 0 | 4.0908e-09 | 7.9594e-08 | 0 | 0 | 0 | 1.1548e-09 | 1.1586e-07 | 9.4843e-10 | 7.9703e-08 | 0 | 0 | 0 | 0.00010517 | 8.3752e-05
4174 | 0 | 0 | 3.7721e-08 | 0 | 0 | 0 | 4.1672e-10 | 5.6625e-08 | 0 | 0 | 0 | 1.7012e-08 | 9.3053e-10 | 7.8231e-08 | 0 | 0 | 0 | 9.9288e-05 | 8.3056e-05
4175 | 0 | 0 | 4.0072e-09 | 0 | 0 | 0 | 0 | 1.7334e-09 | 0 | 0 | 0 | 0 | 8.9474e-10 | 7.0319e-09 | 0 | 0 | 0 | 0.00010112 | 7.3853e-05
4176 | 0 | 0 | 0 | 0 | 0 | 0 | 0 | 0 | 0 | 0 | 0 | 0 | 9.3053e-10 | 1.0744e-11 | 0 | 0 | 0 | 9.0858e-05 | 9.0025e-05
4177 | 0 | 9.9858e-08 | 2.3995e-11 | 0 | 0 | 2.2348e-08 | 0 | 0 | 1.1552e-07 | 0 | 0 | 2.6093e-07 | 9.6632e-10 | 0 | 0 | 0 | 0 | 6.4688e-05 | 8.5823e-05
4178 | 0 | 0 | 0 | 0 | 0 | 1.3257e-09 | 0 | 0 | 0 | 0 | 0 | 0 | 9.4843e-10 | 0 | 0 | 0 | 0 | 5.8305e-05 | 8.3573e-05
4179 | 0 | 0 | 0 | 0 | 0 | 1.8939e-10 | 0 | 0 | 0 | 0 | 0 | 0 | 8.5895e-10 | 0 | 0 | 0 | 0 | 5.7463e-05 | 8.7066e-05
4180 | 0 | 0 | 0 | 0 | 0 | 9.5451e-09 | 0 | 0 | 0 | 0 | 0 | 0 | 9.6632e-10 | 0 | 0 | 0 | 0 | 4.2125e-05 | 4.6814e-05
4181 | 3.7126e-07 | 1.3158e-07 | 1.0747e-07 | 5.9805e-06 | 0 | 1.4435e-06 | 1.0508e-06 | 1.5671e-06 | 3.7475e-07 | 7.8163e-08 | 1.0443e-06 | 2.9425e-07 | 8.2106e-08 | 3.0654e-07 | 4.3082e-07 | 6.0177e-08 | 5.9754e-06 | 3.8875e-05 | 2.1179e-05
4182 | 7.4016e-06 | 5.2901e-06 | 1.3129e-05 | 4.1332e-05 | 1.6263e-06 | 1.2117e-05 | 2.012e-05 | 2.2448e-05 | 1.4137e-05 | 1.2776e-05 | 3.0938e-05 | 1.0612e-05 | 4.5026e-08 | 1.0814e-05 | 2.7164e-05 | 3.5406e-06 | 1.834e-05 | 3.3956e-05 | 4.0005e-06
4183 | 4.1393e-05 | 2.1755e-05 | 6.2485e-05 | 7.8922e-05 | 2.2284e-05 | 4.1804e-05 | 6.9467e-05 | 5.773e-05 | 4.0459e-05 | 2.7885e-05 | 8.9394e-05 | 4.2538e-05 | 1.0628e-06 | 2.4038e-05 | 7.9494e-05 | 3.0836e-05 | 6.39e-05 | 3.2679e-05 | 7.486e-06
4184 | 9.0853e-05 | 5.2272e-05 | 0.00013825 | 0.00012435 | 4.8129e-05 | 6.9535e-05 | 0.00015593 | 7.9998e-05 | 8.3325e-05 | 5.7278e-05 | 0.00016614 | 4.4587e-05 | 1.4098e-05 | 4.5965e-05 | 0.00015766 | 4.6484e-05 | 0.00010674 | 2.6715e-05 | 2.5252e-06
4185 | 0.00010334 | 8.3521e-05 | 0.00015159 | 0.00011009 | 8.8594e-05 | 8.6102e-05 | 0.0002268 | 9.2924e-05 | 0.00013674 | 5.3637e-05 | 0.00022635 | 7.3207e-05 | 8.2365e-05 | 8.4994e-05 | 0.00025487 | 0.0001458 | 0.00012588 | 2.1339e-05 | 3.8967e-06
4186 | 0.00010282 | 0.00010452 | 0.00021724 | 0.00013731 | 0.00010711 | 9.6326e-05 | 0.00029004 | 0.00016257 | 0.00017356 | 7.8545e-05 | 0.00032691 | 0.00010643 | 0.00017874 | 0.00011594 | 0.00031124 | 0.00017525 | 0.00012565 | 2.231e-05 | 3.3803e-06
4187 | 0.00023578 | 0.00013213 | 0.00032325 | 0.00023279 | 0.00013375 | 0.00012302 | 0.00032405 | 0.00019728 | 0.00019473 | 9.9061e-05 | 0.00035071 | 0.00012411 | 0.00026951 | 0.00014067 | 0.00035215 | 0.00021224 | 0.00023073 | 2.062e-05 | 4.2287e-06
4188 | 0.00023652 | 0.00014145 | 0.0003133 | 0.00015948 | 0.00017784 | 0.00015553 | 0.00035192 | 0.00019285 | 0.00021384 | 0.00015632 | 0.00042792 | 0.00015543 | 0.00029363 | 0.00015569 | 0.00038376 | 0.0002209 | 0.00022487 | 2.7929e-05 | 7.326e-06
4189 | 0.0003582 | 0.0001783 | 0.00041957 | 0.00018367 | 0.00027962 | 0.00018284 | 0.00039099 | 0.00021107 | 0.00023587 | 0.00029306 | 0.00048119 | 0.00026091 | 0.00022179 | 0.00020142 | 0.00041975 | 0.00020687 | 0.0002292 | 3.7661e-05 | 9.4131e-06
4190 | 0.00025927 | 0.00026924 | 0.00041203 | 0.00027028 | 0.00030579 | 0.00018669 | 0.00041242 | 0.00025973 | 0.00027635 | 0.00030692 | 0.00044365 | 0.0003339 | 0.00016561 | 0.00024393 | 0.00038918 | 0.00035408 | 0.00018209 | 5.8841e-05 | 9.2354e-06
4191 | 0.00020922 | 0.00031949 | 0.00030003 | 0.00027116 | 0.00031967 | 0.00025298 | 0.00036939 | 0.00032416 | 0.00031466 | 0.00029414 | 0.00041421 | 0.00029217 | 0.00014252 | 0.00033783 | 0.00041844 | 0.00032937 | 0.00020329 | 7.0072e-05 | 8.5475e-06
4192 | 0.00026785 | 0.00029013 | 0.00027721 | 0.000266 | 0.00027396 | 0.00026076 | 0.00028881 | 0.00026484 | 0.00028755 | 0.00027849 | 0.00036195 | 0.00022403 | 0.00015147 | 0.00032508 | 0.00028681 | 0.0002798 | 0.00022558 | 8.3974e-05 | 9.7135e-06
4193 | 0.00011804 | 0.00020939 | 0.00020455 | 0.0001933 | 0.00017894 | 0.00017924 | 0.00018504 | 0.00015387 | 0.00018952 | 0.00017094 | 0.00020492 | 0.00017935 | 0.0001414 | 0.00024615 | 0.00016369 | 0.00019559 | 0.0001074 | 8.3061e-05 | 2.022e-05
4194 | 6.1345e-05 | 0.00010558 | 0.00011165 | 9.6882e-05 | 6.2359e-05 | 0.00010927 | 7.9506e-05 | 8.5252e-05 | 0.00010253 | 8.4168e-05 | 9.0619e-05 | 9.9603e-05 | 7.6148e-05 | 0.00017021 | 4.5849e-05 | 8.9923e-05 | 4.4826e-05 | 0.0001062 | 2.5068e-05
4195 | 2.06e-05 | 2.1305e-05 | 5.0666e-05 | 1.9891e-05 | 7.2803e-06 | 4.149e-05 | 3.8552e-05 | 3.3765e-05 | 5.9906e-05 | 2.1941e-05 | 3.5111e-05 | 3.1031e-05 | 1.5126e-05 | 0.00010115 | 1.218e-05 | 2.4187e-05 | 1.6834e-05 | 0.00011936 | 1.1304e-05
4196 | 1.5679e-06 | 9.9168e-06 | 2.2979e-05 | 3.5774e-06 | 0 | 1.3357e-05 | 3.3959e-05 | 8.4811e-06 | 3.9646e-05 | 7.9405e-06 | 1.3072e-05 | 1.0578e-05 | 3.3087e-06 | 2.6813e-05 | 7.5045e-06 | 0 | 1.8477e-06 | 0.00012843 | 7.5345e-06
4197 | 4.6238e-08 | 6.5866e-06 | 6.2355e-06 | 0 | 0 | 4.8586e-06 | 2.2078e-05 | 2.5172e-06 | 2.4339e-05 | 1.0734e-06 | 1.6803e-07 | 2.8362e-06 | 1.8829e-07 | 2.5788e-06 | 7.5009e-06 | 0 | 0 | 0.0001537 | 9.7249e-06
4198 | 0 | 1.7305e-06 | 2.4756e-06 | 0 | 0 | 4.7252e-07 | 9.8754e-06 | 6.2737e-07 | 5.2802e-06 | 0 | 1.7322e-08 | 6.4943e-07 | 6.2632e-10 | 1.8393e-07 | 6.9989e-06 | 0 | 0 | 0.00014443 | 2.0038e-05
4199 | 0 | 9.8194e-08 | 6.3184e-07 | 0 | 0 | 5.0756e-08 | 1.5346e-06 | 8.4036e-08 | 1.4792e-07 | 0 | 0 | 2.779e-07 | 6.2632e-10 | 6.0338e-09 | 2.4465e-07 | 0 | 0 | 0.00015331 | 4.1238e-05
4200 | 0 | 8.7595e-11 | 5.2646e-08 | 0 | 0 | 1.1363e-10 | 1.0468e-08 | 7.3382e-08 | 0 | 0 | 0 | 6.8588e-08 | 6.0843e-10 | 3.2232e-10 | 0 | 0 | 0 | 0.00016504 | 3.0107e-05
4201 | 0 | 5.0192e-07 | 2.0732e-08 | 0 | 0 | 1.5265e-07 | 0 | 3.0046e-08 | 1.4108e-07 | 0 | 0 | 1.2508e-07 | 7.5158e-10 | 0 | 0 | 0 | 0 | 0.00017853 | 2.572e-05
4202 | 0 | 3.7491e-07 | 3.8393e-10 | 0 | 0 | 8.9012e-09 | 0 | 0 | 1.8183e-07 | 0 | 1.1548e-09 | 0 | 5.9053e-10 | 3.481e-09 | 0 | 0 | 0 | 0.00016695 | 2.1046e-05
4203 | 0 | 0 | 0 | 0 | 0 | 0 | 0 | 0 | 1.8164e-07 | 0 | 0 | 0 | 5.9053e-10 | 0 | 0 | 0 | 0 | 0.0001389 | 1.7348e-05
4204 | 0 | 0 | 7.1986e-11 | 0 | 0 | 0 | 0 | 0 | 1.8178e-07 | 0 | 0 | 0 | 7.1579e-10 | 0 | 0 | 0 | 0 | 0.00011248 | 2.6547e-05
4205 | 2.3918e-06 | 1.6397e-06 | 1.2949e-06 | 4.2337e-06 | 2.4381e-06 | 6.0026e-06 | 1.8255e-06 | 2.6558e-06 | 4.4531e-06 | 8.1801e-08 | 9.4141e-07 | 5.7387e-07 | 1.5921e-06 | 4.6021e-07 | 2.8235e-06 | 1.9551e-06 | 5.1451e-06 | 0.00011954 | 3.2126e-05
4206 | 4.3072e-05 | 3.1832e-05 | 3.1148e-05 | 5.6804e-05 | 2.4444e-05 | 4.7402e-05 | 3.2677e-05 | 3.9349e-05 | 4.4888e-05 | 2.694e-06 | 2.3919e-05 | 1.9033e-05 | 3.2675e-05 | 1.1635e-05 | 3.8683e-05 | 1.8442e-05 | 5.2607e-05 | 0.00011775 | 2.769e-05
4207 | 9.6136e-05 | 9.1519e-05 | 6.8226e-05 | 0.00010697 | 7.1211e-05 | 0.00011146 | 8.5635e-05 | 9.4614e-05 | 0.00011659 | 1.8684e-05 | 5.2157e-05 | 3.7983e-05 | 7.7028e-05 | 3.3028e-05 | 0.00011456 | 9.2529e-05 | 0.00013786 | 0.00011928 | 3.5189e-05
4208 | 0.00020063 | 0.00016342 | 0.00016838 | 0.00019076 | 0.0001578 | 0.00019665 | 0.00017968 | 0.00018028 | 0.00021354 | 6.8294e-05 | 8.3931e-05 | 6.8981e-05 | 8.1745e-05 | 6.6525e-05 | 0.00018889 | 0.00016306 | 0.00025522 | 9.8486e-05 | 2.7205e-05
4209 | 0.0003859 | 0.00027717 | 0.00026673 | 0.00024339 | 0.00025853 | 0.00028513 | 0.0002877 | 0.00028603 | 0.00032799 | 0.00013874 | 0.00017213 | 0.00017038 | 0.00016662 | 9.5931e-05 | 0.00030772 | 0.00026783 | 0.00037382 | 7.4121e-05 | 5.1775e-06
4210 | 0.0004331 | 0.00034922 | 0.00030372 | 0.00035378 | 0.00038147 | 0.00034056 | 0.00036309 | 0.0003354 | 0.00038789 | 0.00011871 | 0.00035543 | 0.00028456 | 0.0002415 | 0.00011716 | 0.00040016 | 0.00036878 | 0.00037799 | 6.0441e-05 | 5.4684e-06
4211 | 0.00041926 | 0.00040252 | 0.00037782 | 0.00035795 | 0.00047448 | 0.00039008 | 0.00043171 | 0.00038049 | 0.00042334 | 0.00013274 | 0.00040515 | 0.00034461 | 0.00032662 | 0.00016276 | 0.00046374 | 0.00043428 | 0.00043969 | 5.8186e-05 | 2.0059e-05
4212 | 0.00034632 | 0.00041896 | 0.00042599 | 0.00043966 | 0.00055627 | 0.00040316 | 0.00044031 | 0.00036002 | 0.00043049 | 0.00022997 | 0.00043189 | 0.00037805 | 0.00036054 | 0.00022182 | 0.00049752 | 0.00044753 | 0.00046822 | 6.1448e-05 | 4.1763e-05
4213 | 0.00041307 | 0.00041138 | 0.00046464 | 0.0004461 | 0.0005273 | 0.00039271 | 0.00043362 | 0.00035042 | 0.00042225 | 0.00026461 | 0.0004554 | 0.0002756 | 0.00047046 | 0.00028575 | 0.00045043 | 0.00042458 | 0.00043001 | 0.00010233 | 4.5285e-05
4214 | 0.00036776 | 0.00036786 | 0.00045665 | 0.00043738 | 0.00050564 | 0.00036941 | 0.00043369 | 0.00032945 | 0.00039223 | 0.00034133 | 0.00040986 | 0.0002894 | 0.00045065 | 0.00026765 | 0.00043318 | 0.00039146 | 0.00041073 | 0.00011485 | 3.2103e-05
4215 | 0.00032964 | 0.00030798 | 0.00039816 | 0.00035015 | 0.00041259 | 0.00033459 | 0.00038904 | 0.00031245 | 0.00037185 | 0.00034091 | 0.00044094 | 0.00025787 | 0.00027577 | 0.00028027 | 0.00043035 | 0.00034844 | 0.00034572 | 0.00011034 | 3.9547e-05
4216 | 0.00020771 | 0.00029055 | 0.00031352 | 0.00025884 | 0.00030628 | 0.00026888 | 0.00030295 | 0.00023159 | 0.00029241 | 0.00026506 | 0.00040307 | 0.00022615 | 0.00012624 | 0.00026489 | 0.00032391 | 0.00028825 | 0.00021935 | 0.00010369 | 4.6297e-05
4217 | 0.00010219 | 0.00021977 | 0.00021871 | 0.00012603 | 0.000146 | 0.00015308 | 0.00019998 | 0.00013132 | 0.00018826 | 0.00010929 | 0.00029125 | 0.00016607 | 9.1675e-05 | 0.00019488 | 0.00020361 | 0.00020062 | 0.00010356 | 0.00010133 | 4.1019e-05
4218 | 5.0074e-05 | 0.00015927 | 0.00014648 | 6.7199e-05 | 7.4289e-05 | 0.00010425 | 0.00011011 | 6.5947e-05 | 0.00012878 | 8.0374e-05 | 0.00015148 | 0.00011724 | 5.4021e-05 | 0.00015168 | 8.5633e-05 | 0.00011592 | 3.2177e-05 | 0.00011166 | 3.3462e-05
4219 | 2.1395e-05 | 0.0001076 | 7.3575e-05 | 3.4193e-05 | 1.0906e-05 | 7.6336e-05 | 5.0057e-05 | 4.1646e-05 | 9.7655e-05 | 2.4504e-05 | 5.4111e-05 | 6.4444e-05 | 1.6895e-05 | 8.9931e-05 | 1.6697e-05 | 5.5396e-05 | 7.7679e-06 | 0.00013118 | 2.944e-05
4220 | 1.4423e-05 | 7.7115e-05 | 3.8191e-05 | 9.4558e-06 | 0 | 5.832e-05 | 4.0877e-05 | 2.823e-05 | 7.5536e-05 | 8.6302e-06 | 2.9751e-05 | 3.7109e-05 | 7.7442e-06 | 3.3607e-05 | 7.4973e-06 | 2.1266e-05 | 5.8363e-06 | 0.00016661 | 3.4894e-05
4221 | 2.4926e-06 | 2.6977e-05 | 1.7237e-05 | 1.8108e-06 | 0 | 3.3497e-05 | 2.6144e-05 | 1.9105e-05 | 4.2929e-05 | 2.9729e-06 | 6.2502e-06 | 1.9322e-05 | 4.0321e-06 | 4.2704e-06 | 7.4919e-06 | 1.3612e-05 | 5.0004e-06 | 0.00018289 | 2.6028e-05
4222 | 2.7199e-09 | 1.1169e-05 | 6.0789e-06 | 0 | 0 | 8.6836e-06 | 9.9545e-06 | 6.4432e-06 | 1.3658e-05 | 9.591e-07 | 5.1967e-08 | 6.198e-06 | 1.273e-07 | 5.8623e-07 | 7.1947e-06 | 0 | 1.728e-06 | 0.00019595 | 2.2884e-05
4223 | 0 | 5.2874e-06 | 1.2918e-06 | 0 | 0 | 1.3388e-06 | 2.6701e-06 | 1.3296e-06 | 4.1869e-06 | 1.05e-06 | 0 | 7.9639e-07 | 7.8737e-10 | 1.0556e-07 | 2.8996e-07 | 0 | 1.2522e-07 | 0.00019336 | 1.5967e-05
4224 | 0 | 1.2144e-06 | 4.5505e-07 | 0 | 0 | 1.5591e-07 | 1.9714e-07 | 1.2165e-07 | 6.0249e-07 | 0 | 0 | 1.2469e-07 | 8.5895e-10 | 1.8931e-09 | 0 | 0 | 0 | 0.00018004 | 5.4368e-06
4225 | 0 | 5.0236e-07 | 2.0619e-07 | 0 | 0 | 2.4965e-07 | 4.884e-08 | 0 | 2.7218e-08 | 0 | 0 | 3.6462e-07 | 9.1264e-10 | 3.3521e-09 | 0 | 0 | 0 | 0.00017455 | 7.1054e-06
4226 | 0 | 5.4966e-07 | 7.1266e-09 | 0 | 0 | 2.8067e-07 | 0 | 0 | 1.4139e-07 | 1.3273e-08 | 0 | 4.2674e-07 | 6.8001e-10 | 0 | 0 | 0 | 0 | 0.00018479 | 4.3928e-06
4227 | 0 | 5.4878e-07 | 0 | 0 | 0 | 2.4204e-07 | 0 | 0 | 1.9337e-07 | 0 | 0 | 4.3234e-07 | 7.3369e-10 | 0 | 0 | 0 | 0 | 0.00018365 | 5.5409e-06
4228 | 0 | 2.4921e-07 | 1.4397e-10 | 0 | 0 | 2.159e-08 | 0 | 0 | 1.8178e-07 | 0 | 0 | 3.607e-08 | 8.2316e-10 | 0 | 0 | 0 | 0 | 0.00019176 | 5.6879e-06
4229 | 4.1432e-06 | 4.2129e-06 | 5.0446e-06 | 3.3189e-06 | 1.9584e-06 | 4.292e-06 | 5.6395e-06 | 5.1125e-06 | 6.8189e-06 | 2.1316e-06 | 2.148e-06 | 4.4776e-06 | 7.7421e-07 | 3.1806e-06 | 2.5842e-06 | 3.583e-06 | 5.0053e-06 | 0.00020608 | 2.531e-06
4230 | 5.3862e-05 | 4.9784e-05 | 5.3689e-05 | 5.2385e-05 | 5.1051e-05 | 4.9919e-05 | 5.1832e-05 | 5.0404e-05 | 5.7286e-05 | 4.5849e-05 | 3.498e-05 | 5.3324e-05 | 2.199e-05 | 3.977e-05 | 4.2036e-05 | 4.9042e-05 | 5.662e-05 | 0.00020605 | 5.3774e-07
4231 | 0.00013308 | 0.00013573 | 0.00013404 | 0.00012758 | 0.00014673 | 0.00014551 | 0.00014049 | 0.00012864 | 0.00015851 | 0.00015979 | 0.0001373 | 0.00013578 | 6.5637e-05 | 9.9494e-05 | 0.0001569 | 0.00013817 | 0.00011583 | 0.00019984 | 2.8753e-06
4232 | 0.00014748 | 0.00023483 | 0.00023141 | 0.0002517 | 0.00024349 | 0.00024234 | 0.00025837 | 0.00019492 | 0.00027962 | 0.00023479 | 0.00027034 | 0.00021026 | 9.6651e-05 | 0.00014775 | 0.00031614 | 0.00020493 | 0.00016858 | 0.00018591 | 4.6226e-06
4233 | 0.00020486 | 0.00031596 | 0.0003019 | 0.00030729 | 0.00024851 | 0.00032742 | 0.00036441 | 0.00027306 | 0.00037384 | 0.00026881 | 0.00032303 | 0.00028044 | 0.00013056 | 0.00019504 | 0.00036627 | 0.00024874 | 0.00022708 | 0.00017093 | 6.2322e-06
4234 | 0.00025117 | 0.00037734 | 0.0003667 | 0.00037249 | 0.00029501 | 0.00039672 | 0.00042931 | 0.00029774 | 0.00042149 | 0.0004324 | 0.00029717 | 0.0003224 | 0.00014373 | 0.00025634 | 0.00031786 | 0.00031651 | 0.00030122 | 0.00017584 | 8.6859e-06
4235 | 0.00031966 | 0.00037794 | 0.00042514 | 0.00045596 | 0.00030703 | 0.00043007 | 0.00045052 | 0.00037486 | 0.00043343 | 0.00041493 | 0.00040961 | 0.00031914 | 0.00011104 | 0.00029674 | 0.00034291 | 0.00031569 | 0.00034057 | 0.00017396 | 6.0189e-06
4236 | 0.00033967 | 0.00040355 | 0.0004856 | 0.00043701 | 0.00030879 | 0.00045552 | 0.00046857 | 0.00038089 | 0.00040083 | 0.00047407 | 0.00051551 | 0.00036813 | 0.00012647 | 0.0002956 | 0.00045249 | 0.00041007 | 0.00040043 | 0.00016714 | 8.1975e-06
4237 | 0.00031925 | 0.00041996 | 0.00046727 | 0.00047411 | 0.00051777 | 0.0004343 | 0.00043772 | 0.00037253 | 0.0003543 | 0.00047611 | 0.00056379 | 0.00044037 | 0.00013847 | 0.00035612 | 0.00044596 | 0.00046292 | 0.00035257 | 0.00018098 | 4.4277e-06
4238 | 0.00030874 | 0.00041033 | 0.00047138 | 0.0004183 | 0.00048688 | 0.00039614 | 0.00042692 | 0.00035977 | 0.00030754 | 0.00043046 | 0.00051807 | 0.00043859 | 9.5762e-05 | 0.00037092 | 0.00048444 | 0.000434 | 0.00037377 | 0.00018219 | 3.5136e-07
4239 | 0.00022133 | 0.0004046 | 0.00041563 | 0.00035609 | 0.00038886 | 0.00036396 | 0.0003761 | 0.00032141 | 0.00027921 | 0.00039642 | 0.0004763 | 0.00042373 | 8.9877e-05 | 0.00035522 | 0.00040597 | 0.00038425 | 0.0002672 | 0.00013872 | 4.3966e-08
4240 | 0.00017703 | 0.0003555 | 0.00034831 | 0.00028489 | 0.00036311 | 0.00029058 | 0.0002938 | 0.00025861 | 0.0002233 | 0.00024117 | 0.00041859 | 0.00034057 | 0.00012233 | 0.00032565 | 0.00025818 | 0.00034204 | 0.0002053 | 0.00010073 | 5.4713e-08
4241 | 0.00012378 | 0.00025683 | 0.00022921 | 0.00015051 | 0.00025205 | 0.00018369 | 0.00018841 | 0.0001778 | 0.00017765 | 0.00017542 | 0.00029711 | 0.00022451 | 7.9595e-05 | 0.00025394 | 0.0001759 | 0.00026914 | 0.00012163 | 8.3642e-05 | 1.7947e-07
4242 | 6.521e-05 | 0.00016304 | 0.00014643 | 9.2649e-05 | 6.4619e-05 | 0.0001285 | 0.00011026 | 9.3404e-05 | 0.0001237 | 0.0001071 | 0.00016338 | 0.00012825 | 3.1957e-05 | 0.00019519 | 8.7174e-05 | 0.00012562 | 5.579e-05 | 6.5939e-05 | 3.0231e-08
4243 | 2.3956e-05 | 0.00011103 | 7.9125e-05 | 4.429e-05 | 1.7e-05 | 7.6561e-05 | 5.6469e-05 | 4.5209e-05 | 9.6545e-05 | 4.6269e-05 | 6.0251e-05 | 7.2429e-05 | 5.9614e-06 | 0.00014165 | 2.5785e-05 | 5.8767e-05 | 1.0744e-05 | 4.691e-05 | 8.3047e-08
4244 | 1.2068e-05 | 8.4717e-05 | 4.2579e-05 | 1.2093e-05 | 0 | 6.0688e-05 | 4.0722e-05 | 3.0703e-05 | 7.3083e-05 | 1.4364e-05 | 3.9476e-05 | 4.7749e-05 | 3.569e-07 | 0.00010827 | 7.4792e-06 | 1.5931e-05 | 5.8981e-06 | 4.9623e-05 | 2.6975e-06
4245 | 7.9791e-07 | 3.2921e-05 | 2.1142e-05 | 2.2524e-06 | 0 | 3.6871e-05 | 2.9008e-05 | 1.8646e-05 | 4.163e-05 | 1.0587e-05 | 1.8583e-05 | 2.7388e-05 | 8.2316e-10 | 3.3494e-05 | 7.4955e-06 | 0 | 4.8577e-06 | 5.6237e-05 | 4.2874e-06
4246 | 5.7117e-08 | 1.1809e-05 | 6.7371e-06 | 0 | 0 | 1.1119e-05 | 1.0818e-05 | 6.0837e-06 | 1.4968e-05 | 5.5535e-06 | 2.7716e-06 | 1.1909e-05 | 8.7685e-10 | 4.6242e-06 | 7.2345e-06 | 0 | 2.9496e-07 | 6.7976e-05 | 6.4593e-06
4247 | 0 | 5.4657e-06 | 1.3334e-06 | 0 | 0 | 1.7652e-06 | 2.5142e-06 | 6.8236e-07 | 1.2331e-06 | 1.7712e-06 | 0 | 2.7279e-06 | 8.4106e-10 | 7.6998e-07 | 3.2802e-07 | 0 | 0 | 6.5591e-05 | 7.4822e-06
4248 | 0 | 1.2452e-06 | 4.7e-07 | 0 | 0 | 1.4351e-07 | 2.0301e-07 | 2.7735e-09 | 4.7731e-07 | 0 | 0 | 1.6743e-07 | 8.7685e-10 | 1.3293e-07 | 0 | 0 | 0 | 6.9592e-05 | 2.6864e-06
4249 | 0 | 3.1447e-07 | 1.9371e-07 | 0 | 0 | 2.6082e-07 | 3.4005e-08 | 0 | 4.1474e-08 | 0 | 0 | 3.836e-07 | 5.9053e-10 | 2.6572e-08 | 0 | 0 | 0 | 6.5971e-05 | 1.9071e-06
4250 | 0 | 3.4425e-07 | 3.8393e-09 | 0 | 0 | 2.9022e-07 | 0 | 0 | 2.3565e-10 | 0 | 0 | 4.2843e-07 | 5.5474e-10 | 9.0248e-11 | 0 | 0 | 0 | 8.6021e-05 | 3.1998e-06
4251 | 0 | 3.4381e-07 | 1.4397e-10 | 0 | 0 | 2.8067e-07 | 0 | 0 | 1.4113e-07 | 0 | 0 | 4.2746e-07 | 5.1895e-10 | 1.2893e-11 | 0 | 0 | 0 | 8.2456e-05 | 1.5192e-06
4252 | 0 | 2.1023e-07 | 1.9196e-10 | 0 | 0 | 1.6287e-07 | 0 | 0 | 1.8268e-07 | 0 | 0 | 7.0346e-08 | 5.7264e-10 | 0 | 0 | 0 | 0 | 6.5423e-05 | 1.4407e-06
4253 | 4.9919e-06 | 6.4348e-06 | 5.3359e-06 | 6.6108e-06 | 5.2993e-06 | 6.5816e-06 | 5.1477e-06 | 5.284e-06 | 7.6138e-06 | 3.1249e-06 | 2.935e-06 | 4.1301e-06 | 1.1339e-06 | 2.2281e-06 | 3.9122e-06 | 5.3977e-06 | 5.2377e-06 | 4.7062e-05 | 3.2093e-07
4254 | 5.674e-05 | 5.2615e-05 | 5.6275e-05 | 6.2513e-05 | 5.8748e-05 | 5.7861e-05 | 5.1039e-05 | 5.0115e-05 | 5.8406e-05 | 4.6507e-05 | 3.8421e-05 | 5.174e-05 | 3.1752e-05 | 3.7686e-05 | 4.5676e-05 | 5.6373e-05 | 5.7033e-05 | 3.0259e-05 | 2.5495e-08
4255 | 0.00013402 | 0.00013865 | 0.00013159 | 0.00015407 | 0.00015208 | 0.00014316 | 0.0001481 | 0.00013685 | 0.00016888 | 0.00012781 | 0.00013077 | 0.00012513 | 5.598e-05 | 9.7426e-05 | 0.00015019 | 0.00013937 | 0.00012596 | 1.3057e-05 | 1.1532e-07
4256 | 0.0002814 | 0.00023303 | 0.00025178 | 0.00026064 | 0.00027408 | 0.00024863 | 0.00028165 | 0.00025567 | 0.00030142 | 0.00025696 | 0.00025919 | 0.00022485 | 7.5038e-05 | 0.0001844 | 0.00030132 | 0.00023727 | 0.00026719 | 1.9485e-06 | 0
4257 | 0.00036736 | 0.00033691 | 0.00036308 | 0.0003204 | 0.000388 | 0.0003537 | 0.00040454 | 0.00033833 | 0.00041725 | 0.00040826 | 0.00036852 | 0.00033365 | 8.7034e-05 | 0.00026526 | 0.00042722 | 0.000336 | 0.00040091 | 2.6072e-07 | 0
4258 | 0.00033667 | 0.00039972 | 0.00043949 | 0.00040351 | 0.00048216 | 0.00040416 | 0.00046923 | 0.00037642 | 0.00046256 | 0.00046217 | 0.00045492 | 0.00040151 | 0.00015782 | 0.0003191 | 0.00050773 | 0.00041617 | 0.0004101 | 3.9612e-07 | 1.0259e-08
4259 | 0.00035172 | 0.00045476 | 0.00049584 | 0.00045878 | 0.00053718 | 0.00045899 | 0.00051372 | 0.00041185 | 0.00050439 | 0.00050969 | 0.00051881 | 0.0004662 | 0.00025414 | 0.00037381 | 0.00055813 | 0.00046411 | 0.00039535 | 1.5504e-06 | 2.1983e-08
4260 | 0.00045181 | 0.00050863 | 0.00054652 | 0.00048535 | 0.00059661 | 0.0004837 | 0.0005333 | 0.00047876 | 0.00053826 | 0.00055944 | 0.0005507 | 0.00053056 | 0.00032646 | 0.00043226 | 0.00057199 | 0.00051008 | 0.00047983 | 6.3184e-06 | 4.2997e-08
4261 | 0.0004655 | 0.00054104 | 0.0005634 | 0.00048645 | 0.00056879 | 0.00050433 | 0.00052922 | 0.00046476 | 0.00054611 | 0.00058009 | 0.00055358 | 0.00055312 | 0.00026882 | 0.00052528 | 0.00054479 | 0.00053273 | 0.0004644 | 3.0393e-05 | 4.3434e-08
4262 | 0.0003761 | 0.00052576 | 0.00053208 | 0.00047218 | 0.00054836 | 0.00048124 | 0.00049991 | 0.00045255 | 0.00049257 | 0.00053831 | 0.00052154 | 0.00053462 | 0.00034801 | 0.00052678 | 0.00051586 | 0.00050539 | 0.00039922 | 3.571e-05 | 9.7051e-08
4263 | 0.00036448 | 0.00045352 | 0.00045842 | 0.00043259 | 0.00048164 | 0.00043305 | 0.00043745 | 0.00040888 | 0.00042019 | 0.00047318 | 0.00047362 | 0.00046256 | 0.00034038 | 0.0004528 | 0.00043075 | 0.00045471 | 0.00036526 | 3.3856e-05 | 3.7599e-06
4264 | 0.0002854 | 0.00036909 | 0.00036873 | 0.00033843 | 0.00036868 | 0.00033996 | 0.000338 | 0.00033272 | 0.00034247 | 0.00035945 | 0.00039544 | 0.00035928 | 0.00022385 | 0.00037775 | 0.00028597 | 0.00037476 | 0.00028121 | 2.9451e-05 | 4.3385e-06
4265 | 0.00019622 | 0.00026288 | 0.00025318 | 0.00021471 | 0.00022579 | 0.00021569 | 0.00021982 | 0.00020298 | 0.00021276 | 0.00022176 | 0.00026506 | 0.0002366 | 0.00011562 | 0.00027734 | 0.00019236 | 0.00025393 | 0.00015865 | 2.2818e-05 | 3.019e-06
4266 | 6.934e-05 | 0.00016157 | 0.00014293 | 0.00010731 | 8.4998e-05 | 0.00012594 | 0.0001078 | 0.00010294 | 0.00012511 | 0.00013507 | 0.00016987 | 0.00012816 | 4.4837e-05 | 0.00020836 | 8.0915e-05 | 0.00012263 | 5.0369e-05 | 1.9389e-05 | 1.8233e-06
4267 | 2.3946e-05 | 0.00010558 | 8.2442e-05 | 4.9932e-05 | 8.4008e-06 | 7.6648e-05 | 5.1076e-05 | 5.9217e-05 | 9.163e-05 | 5.0517e-05 | 6.2162e-05 | 6.9912e-05 | 1.8619e-05 | 0.00014874 | 1.8551e-05 | 5.4984e-05 | 1.4505e-05 | 1.8136e-05 | 9.7604e-08
4268 | 1.6095e-05 | 8.5135e-05 | 4.5918e-05 | 1.6794e-05 | 0 | 6.1807e-05 | 4.2272e-05 | 3.5709e-05 | 7.5905e-05 | 1.9408e-05 | 3.932e-05 | 4.8386e-05 | 5.2762e-06 | 0.00010935 | 7.4919e-06 | 2.1574e-05 | 5.7314e-06 | 2.2189e-05 | 3.8204e-08
4269 | 4.872e-06 | 3.8729e-05 | 2.5136e-05 | 2.7743e-06 | 0 | 3.9838e-05 | 2.6933e-05 | 2.4367e-05 | 4.8686e-05 | 1.0838e-05 | 2.0742e-05 | 2.9141e-05 | 2.1681e-06 | 5.9181e-05 | 7.5082e-06 | 1.7085e-05 | 4.6264e-06 | 2.7262e-05 | 2.1983e-08
4270 | 3.0908e-07 | 1.3873e-05 | 7.9036e-06 | 0 | 0 | 1.3362e-05 | 1.2703e-05 | 9.6949e-06 | 1.903e-05 | 5.6494e-06 | 3.3397e-06 | 1.2723e-05 | 8.0706e-08 | 1.5292e-05 | 7.2164e-06 | 0 | 1.8716e-06 | 3.3103e-05 | 0
4271 | 1.1176e-07 | 5.9411e-06 | 1.4747e-06 | 0 | 0 | 1.9584e-06 | 2.8787e-06 | 1.8482e-06 | 4.4263e-06 | 1.9207e-06 | 0 | 3.9876e-06 | 1.3332e-09 | 1.0825e-06 | 3.3708e-07 | 0 | 0 | 3.2349e-05 | 0
4272 | 0 | 1.3211e-06 | 4.9505e-07 | 0 | 0 | 1.4586e-07 | 2.0778e-07 | 2.4132e-07 | 1.0459e-06 | 1.8189e-08 | 1.1548e-09 | 3.1186e-07 | 9.1264e-10 | 1.5234e-07 | 0 | 0 | 0 | 4.1643e-05 | 2.0927e-07
4273 | 0 | 1.8833e-07 | 2.3201e-07 | 0 | 0 | 2.7004e-07 | 1.0708e-07 | 0 | 2.3197e-07 | 1.6714e-08 | 0 | 4.042e-07 | 8.7685e-10 | 2.8741e-08 | 0 | 0 | 0 | 5.0993e-05 | 1.1754e-06
4274 | 0 | 2.0585e-07 | 1.7613e-08 | 0 | 0 | 2.8086e-07 | 0 | 0 | 1.8336e-07 | 8.3571e-09 | 0 | 4.341e-07 | 8.5895e-10 | 1.0314e-10 | 0 | 0 | 0 | 5.3065e-05 | 1.7811e-07
4275 | 0 | 2.0497e-07 | 4.5591e-10 | 0 | 0 | 2.8067e-07 | 0 | 0 | 1.8246e-07 | 0 | 0 | 4.2674e-07 | 1.0021e-09 | 4.9422e-11 | 0 | 0 | 0 | 4.9615e-05 | 5.0531e-07
4276 | 0 | 1.3008e-07 | 1.1998e-10 | 0 | 0 | 2.373e-07 | 0 | 0 | 1.8194e-07 | 0 | 0 | 7.9606e-08 | 7.6948e-10 | 2.3636e-11 | 0 | 0 | 0 | 4.5036e-05 | 8.4714e-07
4277 | 3.0946e-06 | 7.1741e-06 | 5.9634e-06 | 5.71e-06 | 6.5639e-06 | 7.9802e-06 | 4.4598e-06 | 2.9757e-06 | 6.2583e-06 | 9.423e-07 | 3.1492e-06 | 3.1929e-06 | 1.4766e-08 | 5.4262e-07 | 3.3491e-06 | 6.2757e-06 | 5.4327e-06 | 3.4535e-05 | 2.9083e-06
4278 | 3.5642e-05 | 5.5183e-05 | 5.2728e-05 | 4.638e-05 | 5.823e-05 | 5.7622e-05 | 4.9865e-05 | 3.2923e-05 | 5.4746e-05 | 2.3665e-05 | 4.1443e-05 | 4.0222e-05 | 2.6539e-06 | 1.7418e-05 | 4.267e-05 | 5.3912e-05 | 4.4137e-05 | 2.6413e-05 | 1.1503e-05
4279 | 9.2376e-05 | 0.00013417 | 0.00013749 | 9.7977e-05 | 0.0001279 | 0.00012689 | 0.00015348 | 7.9908e-05 | 0.00015969 | 6.295e-05 | 0.00013071 | 9.0956e-05 | 1.4731e-05 | 4.6997e-05 | 0.00014788 | 0.0001272 | 0.0001054 | 1.9289e-05 | 1.1035e-05
4280 | 0.00014714 | 0.00022712 | 0.00019867 | 0.00014241 | 0.00021155 | 0.00019312 | 0.00027243 | 0.00012589 | 0.00030569 | 0.00010053 | 0.00024605 | 0.00013817 | 3.0654e-05 | 7.3213e-05 | 0.00029496 | 0.00021002 | 0.00016835 | 1.7031e-05 | 4.3255e-06
4281 | 0.00016407 | 0.00025658 | 0.00021564 | 0.00018102 | 0.00026742 | 0.00024432 | 0.00034619 | 0.00015038 | 0.00039538 | 0.0001224 | 0.00035224 | 0.00015874 | 3.3964e-05 | 9.7881e-05 | 0.00041278 | 0.00024072 | 0.00019991 | 1.7766e-05 | 7.6931e-06
4282 | 0.00017913 | 0.00026322 | 0.00024591 | 0.00017357 | 0.00027209 | 0.00024991 | 0.00038382 | 0.00016272 | 0.00040804 | 0.00018542 | 0.00042747 | 0.00018468 | 3.661e-05 | 0.00011282 | 0.00047684 | 0.00024303 | 0.00018498 | 1.8866e-05 | 1.4919e-05
4283 | 0.00019601 | 0.00025564 | 0.00025312 | 0.00019814 | 0.00028458 | 0.00027047 | 0.0004047 | 0.00018172 | 0.00041983 | 0.00017147 | 0.00045565 | 0.00018754 | 4.1218e-05 | 9.3123e-05 | 0.00050179 | 0.00023689 | 0.00019558 | 2.7229e-05 | 2.7605e-05
4284 | 0.00019831 | 0.00022792 | 0.00026954 | 0.00016834 | 0.00024077 | 0.00024899 | 0.00039822 | 0.00018385 | 0.00040485 | 0.0001419 | 0.00042993 | 0.00015722 | 2.2419e-05 | 7.0463e-05 | 0.00048344 | 0.00022484 | 0.00020976 | 3.3788e-05 | 1.3799e-05
4285 | 0.00021566 | 0.00021689 | 0.00027899 | 0.00018056 | 0.00021754 | 0.00019651 | 0.00037786 | 0.00017235 | 0.0003854 | 7.3921e-05 | 0.00036186 | 0.00017225 | 2.6477e-05 | 5.3079e-05 | 0.00036032 | 0.00023325 | 0.00022938 | 4.494e-05 | 1.429e-05
4286 | 0.00013741 | 0.00027234 | 0.0002572 | 0.00014013 | 0.00032339 | 0.00016548 | 0.00032546 | 0.00010792 | 0.00033388 | 4.916e-05 | 0.00029196 | 0.00019499 | 4.4101e-05 | 5.5619e-05 | 0.000309 | 0.00033504 | 0.00017059 | 5.4932e-05 | 9.8166e-06
4287 | 7.2946e-05 | 0.00025529 | 0.00027547 | 0.00010704 | 0.0002569 | 0.00016487 | 0.0002853 | 6.8413e-05 | 0.00029881 | 8.0006e-05 | 0.00030501 | 0.00014901 | 4.8328e-05 | 9.267e-05 | 0.00027205 | 0.00028084 | 0.0001033 | 3.7945e-05 | 1.4109e-05
4288 | 5.1676e-05 | 0.00025905 | 0.00032087 | 0.00010542 | 0.0001694 | 0.00015631 | 0.00026243 | 6.4149e-05 | 0.00025025 | 0.00011834 | 0.00035364 | 0.00017083 | 2.9333e-05 | 0.0001819 | 0.00025965 | 0.00026792 | 5.8041e-05 | 2.0863e-05 | 1.7445e-05
4289 | 4.5138e-05 | 0.00022854 | 0.0002538 | 9.9757e-05 | 0.00014323 | 0.0001216 | 0.0002119 | 4.6674e-05 | 0.0001925 | 0.00014066 | 0.00028763 | 0.00018486 | 1.5148e-05 | 0.00013775 | 0.00020044 | 0.00023695 | 3.5784e-05 | 1.6149e-05 | 1.8015e-05
4290 | 2.9079e-05 | 0.00017598 | 0.00014739 | 3.8221e-05 | 0.00011869 | 0.00010898 | 0.00011126 | 3.0867e-05 | 0.00014227 | 0.00012126 | 0.00014732 | 0.000109 | 5.7141e-06 | 7.4488e-05 | 7.9478e-05 | 0.00015789 | 1.7002e-05 | 9.3541e-06 | 1.8627e-05
4291 | 7.9334e-06 | 9.936e-05 | 8.0728e-05 | 1.1143e-05 | 1.1435e-05 | 7.0841e-05 | 5.39e-05 | 1.7909e-05 | 0.00010312 | 3.6515e-05 | 5.5066e-05 | 3.8745e-05 | 1.7221e-06 | 1.563e-05 | 1.8363e-05 | 3.3943e-05 | 6.0827e-06 | 1.189e-05 | 1.1076e-05
4292 | 3.4261e-06 | 4.763e-05 | 3.3017e-05 | 6.5143e-07 | 0 | 3.7166e-05 | 3.9453e-05 | 6.9169e-06 | 7.6507e-05 | 1.051e-06 | 3.4352e-05 | 1.0189e-05 | 8.2316e-10 | 6.3564e-07 | 7.4973e-06 | 7.2212e-07 | 9.2523e-07 | 7.2165e-06 | 1.3908e-05
4293 | 8.9014e-08 | 1.6464e-05 | 9.1466e-06 | 0 | 0 | 1.355e-05 | 2.7777e-05 | 9.1403e-07 | 4.3395e-05 | 1.9836e-07 | 8.2434e-06 | 2.6164e-06 | 9.1264e-10 | 1.9501e-07 | 7.4937e-06 | 0 | 0 | 9.3099e-06 | 6.9099e-05
4294 | 0 | 8.0557e-06 | 2.4829e-06 | 0 | 0 | 1.2433e-06 | 1.1135e-05 | 7.2053e-08 | 1.5795e-05 | 0 | 3.4645e-08 | 4.2897e-07 | 7.8737e-10 | 9.9767e-08 | 7.124e-06 | 0 | 0 | 9.1406e-06 | 8.629e-05
4295 | 0 | 1.3716e-06 | 5.476e-07 | 0 | 0 | 3.5794e-08 | 1.4155e-06 | 0 | 2.2483e-06 | 0 | 0 | 8.8292e-08 | 6.4422e-10 | 0 | 2.664e-07 | 0 | 0 | 1.4432e-05 | 6.511e-05
4296 | 0 | 3.6877e-08 | 1.6413e-08 | 0 | 0 | 0 | 2.167e-08 | 1.9645e-09 | 6.7124e-07 | 9.8319e-09 | 0 | 1.651e-08 | 6.4422e-10 | 0 | 0 | 0 | 0 | 1.5918e-05 | 2.9932e-05
4297 | 0 | 1.2482e-07 | 1.1998e-10 | 0 | 0 | 2.2992e-07 | 0 | 0 | 5.1607e-08 | 1.8189e-08 | 0 | 3.4358e-07 | 9.3053e-10 | 0 | 0 | 0 | 0 | 1.2826e-05 | 1.4446e-05
4298 | 0 | 1.3665e-07 | 0 | 0 | 0 | 2.3995e-07 | 0 | 0 | 1.4127e-07 | 9.3403e-09 | 0 | 4.3694e-07 | 9.6632e-10 | 1.0744e-11 | 0 | 0 | 0 | 1.0097e-05 | 6.393e-06
4299 | 0 | 6.9638e-08 | 0 | 0 | 0 | 6.8179e-09 | 0 | 0 | 1.822e-07 | 1.8189e-08 | 1.1548e-09 | 7.7058e-08 | 9.8422e-10 | 0 | 0 | 0 | 0 | 5.5439e-06 | 2.9311e-08
4300 | 0 | 0 | 0 | 0 | 0 | 0 | 0 | 0 | 1.8183e-07 | 1.8681e-08 | 0 | 0 | 8.5895e-10 | 0 | 0 | 0 | 0 | 2.5202e-06 | 6.6603e-07
4301 | 3.4206e-06 | 3.84e-06 | 2.9156e-06 | 4.1644e-06 | 1.1552e-06 | 5.4897e-06 | 4.9379e-06 | 3.1077e-06 | 7.3298e-06 | 1.3255e-06 | 6.0461e-06 | 1.4545e-06 | 7.731e-07 | 1.5298e-06 | 5.8241e-06 | 1.4646e-06 | 4.2754e-06 | 2.7009e-06 | 1.1709e-06
4302 | 5.5782e-05 | 3.9395e-05 | 4.6492e-05 | 5.0007e-05 | 3.7201e-05 | 4.5473e-05 | 5.7559e-05 | 4.1348e-05 | 5.0968e-05 | 3.8494e-05 | 4.7805e-05 | 4.1919e-05 | 1.5862e-05 | 3.4816e-05 | 6.941e-05 | 3.9324e-05 | 4.8431e-05 | 1.7062e-06 | 5.175e-06
4303 | 0.00016205 | 0.0001318 | 0.00014065 | 0.00014767 | 0.00015673 | 0.00013608 | 0.000152 | 0.00014038 | 0.00014924 | 0.00013072 | 0.00011895 | 0.00013717 | 6.2121e-05 | 0.00011091 | 0.00015552 | 0.00013681 | 0.00015102 | 1.1385e-06 | 5.415e-06
4304 | 0.00028714 | 0.00024868 | 0.0002537 | 0.00027685 | 0.00030716 | 0.00027198 | 0.00026007 | 0.00027449 | 0.00028633 | 0.00027826 | 0.00021048 | 0.00025668 | 0.00013083 | 0.00022139 | 0.00026539 | 0.0002529 | 0.00028982 | 3.3931e-07 | 2.8955e-06
4305 | 0.00042212 | 0.00033618 | 0.00037125 | 0.00038213 | 0.00041192 | 0.00039371 | 0.00033369 | 0.00038968 | 0.00041761 | 0.00041245 | 0.00035095 | 0.00036014 | 0.00016387 | 0.0002977 | 0.00031288 | 0.0003399 | 0.00040816 | 1.2783e-07 | 4.6243e-06
4306 | 0.00049335 | 0.00040825 | 0.00044341 | 0.00045203 | 0.00051215 | 0.00045732 | 0.00043149 | 0.00045931 | 0.00043752 | 0.00050137 | 0.00044267 | 0.00034459 | 0.00020427 | 0.00035489 | 0.00049044 | 0.00041633 | 0.00049339 | 5.6252e-07 | 4.2691e-06
4307 | 0.00052696 | 0.00046898 | 0.00049328 | 0.00049232 | 0.00057274 | 0.0005019 | 0.00051106 | 0.00049401 | 0.00048043 | 0.00054832 | 0.00049351 | 0.00043069 | 0.0002361 | 0.00039801 | 0.00053533 | 0.00047199 | 0.00053325 | 1.2704e-06 | 1.9935e-06
4308 | 0.00055687 | 0.00052114 | 0.00053435 | 0.0005276 | 0.00058394 | 0.00054083 | 0.00053377 | 0.00051799 | 0.00053614 | 0.00056114 | 0.00053255 | 0.00050856 | 0.00020757 | 0.00046376 | 0.0005453 | 0.00053169 | 0.00051519 | 2.6739e-06 | 5.2815e-06
4309 | 0.000566 | 0.00054635 | 0.00055552 | 0.00052196 | 0.00057192 | 0.00055265 | 0.00053998 | 0.00050747 | 0.00057838 | 0.00046212 | 0.00053062 | 0.00051729 | 0.00015847 | 0.00050169 | 0.00054956 | 0.00054629 | 0.00048879 | 1.0924e-05 | 5.805e-06
4310 | 0.00049078 | 0.00053069 | 0.00052544 | 0.00048973 | 0.00053388 | 0.00051883 | 0.00051614 | 0.00046439 | 0.00055407 | 0.00036666 | 0.0005086 | 0.00049484 | 0.00026358 | 0.00048274 | 0.00050889 | 0.00051487 | 0.00045074 | 1.3118e-05 | 5.2379e-06
4311 | 0.00044187 | 0.0004689 | 0.00045135 | 0.00040307 | 0.00041396 | 0.00043474 | 0.00044767 | 0.0004094 | 0.00048034 | 0.00032071 | 0.0004655 | 0.00043922 | 0.00022277 | 0.00041602 | 0.00044079 | 0.00044352 | 0.0003748 | 1.6126e-05 | 2.9803e-06
4312 | 0.0003249 | 0.00037488 | 0.00036126 | 0.00030886 | 0.00035632 | 0.00032067 | 0.00034239 | 0.00031777 | 0.00037016 | 0.00018435 | 0.00040731 | 0.00034495 | 0.00014393 | 0.00035925 | 0.00032923 | 0.00036861 | 0.00028826 | 1.5736e-05 | 3.0927e-06
4313 | 0.00018754 | 0.00026493 | 0.00024908 | 0.00016313 | 0.00021748 | 0.00020664 | 0.00021931 | 0.00019152 | 0.00023657 | 0.00010595 | 0.00028436 | 0.00022825 | 7.7352e-05 | 0.00026824 | 0.00019933 | 0.00024599 | 0.00017028 | 1.1737e-05 | 1.7816e-05
4314 | 8.6909e-05 | 0.00016186 | 0.00014266 | 7.9354e-05 | 7.9429e-05 | 0.00011828 | 0.00010734 | 0.00010201 | 0.00013496 | 7.4649e-05 | 0.00017248 | 0.00012283 | 3.6147e-05 | 0.00019492 | 7.9684e-05 | 0.00011953 | 6.0971e-05 | 8.6255e-06 | 2.8615e-05
4315 | 2.8592e-05 | 0.00010822 | 8.1381e-05 | 4.2592e-05 | 8.2898e-06 | 7.2843e-05 | 5.1996e-05 | 5.4117e-05 | 9.8312e-05 | 3.8556e-05 | 6.5634e-05 | 6.9004e-05 | 1.3035e-05 | 0.00014251 | 1.8967e-05 | 5.3131e-05 | 1.2892e-05 | 1.1947e-05 | 2.0753e-05
4316 | 1.8518e-05 | 8.4748e-05 | 4.6674e-05 | 1.1406e-05 | 0 | 6.1856e-05 | 4.1824e-05 | 3.3593e-05 | 8.426e-05 | 1.1388e-05 | 3.8808e-05 | 4.7759e-05 | 4.2975e-06 | 0.0001146 | 7.5118e-06 | 2.145e-05 | 5.9654e-06 | 1.5758e-05 | 1.2393e-05
4317 | 8.6279e-06 | 3.9736e-05 | 2.5654e-05 | 2.407e-06 | 0 | 4.1639e-05 | 2.889e-05 | 2.3247e-05 | 5.4304e-05 | 7.7293e-06 | 1.9617e-05 | 2.8889e-05 | 1.629e-06 | 5.1332e-05 | 7.5045e-06 | 1.6822e-05 | 5.3905e-06 | 1.9356e-05 | 1.7499e-05
4318 | 1.0087e-06 | 1.4049e-05 | 7.4373e-06 | 0 | 0 | 1.2885e-05 | 1.1689e-05 | 9.8192e-06 | 2.1926e-05 | 6.5298e-06 | 2.0094e-06 | 1.2364e-05 | 3.1137e-09 | 8.8738e-06 | 7.2218e-06 | 0 | 2.4415e-06 | 2.2537e-05 | 1.6409e-05
4319 | 1.3352e-07 | 5.9282e-06 | 1.4916e-06 | 0 | 0 | 2.0929e-06 | 2.6691e-06 | 1.9086e-06 | 5.2494e-06 | 2.369e-06 | 0 | 3.3832e-06 | 9.1264e-10 | 9.7564e-07 | 3.4614e-07 | 0 | 1.6529e-07 | 3.1849e-05 | 2.766e-05
4320 | 0 | 1.2633e-06 | 4.746e-07 | 0 | 0 | 1.1063e-07 | 1.747e-07 | 2.4515e-07 | 1.2271e-06 | 0 | 0 | 2.5389e-07 | 9.3053e-10 | 1.5033e-07 | 0 | 0 | 0 | 4.4173e-05 | 3.692e-05
4321 | 0 | 5.6981e-07 | 2.1231e-07 | 0 | 0 | 2.6716e-07 | 1.0076e-07 | 2.0801e-10 | 1.3079e-07 | 1.5731e-08 | 1.1548e-09 | 4.2448e-07 | 9.4843e-10 | 2.9754e-08 | 0 | 0 | 0 | 5.9531e-05 | 4.3311e-05
4322 | 0 | 6.2324e-07 | 7.1986e-09 | 0 | 0 | 2.8067e-07 | 0 | 0 | 2.4873e-07 | 1.7697e-08 | 0 | 4.3363e-07 | 9.8422e-10 | 1.1603e-10 | 0 | 0 | 0 | 6.9176e-05 | 4.4045e-05
4323 | 0 | 6.2236e-07 | 0 | 0 | 0 | 2.8048e-07 | 0 | 0 | 1.8619e-07 | 1.8189e-08 | 0 | 4.2674e-07 | 9.3053e-10 | 2.3636e-11 | 0 | 0 | 0 | 7.2396e-05 | 3.8656e-05
4324 | 0 | 3.0614e-07 | 1.1998e-10 | 0 | 0 | 2.462e-07 | 0 | 0 | 1.819e-07 | 1.6714e-08 | 0 | 8.2118e-08 | 7.6948e-10 | 0 | 0 | 0 | 0 | 6.7006e-05 | 2.0155e-05
4325 | 4.932e-06 | 4.5038e-06 | 3.1666e-06 | 4.7807e-06 | 2.4451e-06 | 7.3821e-06 | 4.2299e-06 | 3.0449e-06 | 5.8856e-06 | 9.4787e-07 | 3.0038e-06 | 1.1742e-06 | 1.1501e-07 | 1.2003e-06 | 3.6873e-06 | 2.5631e-06 | 7.5862e-06 | 4.9978e-05 | 1.7144e-05
4326 | 7.3174e-05 | 4.4321e-05 | 3.9665e-05 | 4.6628e-05 | 4.0876e-05 | 4.8489e-05 | 4.7053e-05 | 3.3672e-05 | 5.3558e-05 | 3.6679e-05 | 3.83e-05 | 2.51e-05 | 1.7615e-06 | 1.782e-05 | 4.372e-05 | 3.888e-05 | 6.2333e-05 | 3.5339e-05 | 2.3252e-05
4327 | 0.00014771 | 0.00012605 | 0.0001271 | 0.00012585 | 0.00015612 | 0.00014594 | 0.00013461 | 8.6714e-05 | 0.00016251 | 7.9201e-05 | 9.8522e-05 | 8.2172e-05 | 2.0729e-06 | 3.557e-05 | 0.00013669 | 0.00011673 | 0.00017074 | 3.5329e-05 | 4.7854e-05
4328 | 0.00017567 | 0.00023263 | 0.00022623 | 0.00021277 | 0.00025568 | 0.00026037 | 0.0002592 | 0.00012311 | 0.00030297 | 7.6543e-05 | 0.0002134 | 0.00015817 | 6.4175e-06 | 5.4149e-05 | 0.00024916 | 0.0002326 | 0.00027261 | 4.0983e-05 | 6.8333e-05
4329 | 0.00025408 | 0.00031776 | 0.00027159 | 0.00025905 | 0.0003342 | 0.00032977 | 0.00036434 | 0.0001651 | 0.00040729 | 7.8006e-05 | 0.00030123 | 0.00019249 | 2.5581e-05 | 4.7684e-05 | 0.00038265 | 0.00028224 | 0.00033564 | 4.9868e-05 | 9.3352e-05
4330 | 0.0002649 | 0.00035014 | 0.00031284 | 0.00028011 | 0.000346 | 0.00035204 | 0.00040451 | 0.00016419 | 0.00042984 | 0.00010317 | 0.00036446 | 0.00010244 | 2.2976e-05 | 5.4278e-05 | 0.00040741 | 0.00033255 | 0.00033299 | 6.3072e-05 | 0.00010681
4331 | 0.00026412 | 0.00038062 | 0.00037581 | 0.0002772 | 0.00031787 | 0.00034592 | 0.00044288 | 0.0001483 | 0.00044549 | 0.00014296 | 0.00041824 | 0.00015273 | 1.8853e-05 | 5.8439e-05 | 0.00047515 | 0.00037158 | 0.00036482 | 8.7762e-05 | 0.00011037
4332 | 0.00019501 | 0.00040098 | 0.00032992 | 0.00024214 | 0.00016749 | 0.00042651 | 0.0004387 | 0.00011716 | 0.00049193 | 9.7867e-05 | 0.00042614 | 0.00026966 | 2.9111e-05 | 2.9922e-05 | 0.00043174 | 0.00019712 | 0.00026389 | 0.00011483 | 0.0001106
4333 | 7.5659e-05 | 0.00026426 | 0.00033568 | 0.00017422 | 0.00035568 | 0.0003959 | 0.00037458 | 7.2632e-05 | 0.00051705 | 3.6377e-05 | 0.00040747 | 0.00012268 | 3.0078e-05 | 2.3652e-05 | 0.0004512 | 0.00026502 | 0.000179 | 0.00014943 | 0.00010966
4334 | 3.9387e-05 | 0.00023165 | 0.00018433 | 8.6684e-05 | 0.00021184 | 0.00019701 | 0.00032159 | 4.2554e-05 | 0.00046475 | 2.5048e-05 | 0.00019291 | 4.2957e-05 | 3.9773e-05 | 1.9867e-05 | 0.00017033 | 0.00022391 | 8.0226e-05 | 0.00015656 | 0.00010638
4335 | 1.9061e-05 | 0.00017864 | 9.3561e-05 | 5.3109e-05 | 8.3336e-05 | 0.00011411 | 0.00025271 | 3.2796e-05 | 0.00028724 | 1.6529e-05 | 0.00021853 | 1.3422e-05 | 3.9458e-05 | 2.5887e-05 | 0.00013433 | 9.4025e-05 | 6.5314e-05 | 0.00016772 | 0.00011757
4336 | 2.6655e-05 | 0.00013756 | 9.8691e-05 | 6.2529e-05 | 1.2612e-05 | 8.6405e-05 | 0.0001591 | 3.5996e-05 | 0.0001915 | 4.2696e-05 | 0.00023271 | 4.2201e-05 | 2.91e-05 | 7.4747e-05 | 0.00018466 | 6.0347e-05 | 2.1456e-05 | 0.00015569 | 0.00011714
4337 | 2.4084e-05 | 0.00010069 | 8.4257e-05 | 4.6077e-05 | 3.4389e-06 | 5.7447e-05 | 9.2947e-05 | 1.9016e-05 | 0.00012271 | 2.4126e-05 | 0.00012347 | 4.8526e-05 | 2.1103e-05 | 1.588e-05 | 8.3522e-05 | 4.7767e-05 | 9.4775e-06 | 0.0001612 | 0.0001154
4338 | 1.2872e-05 | 9.7024e-05 | 7.5965e-05 | 2.8884e-05 | 2.4486e-07 | 6.3978e-05 | 6.0824e-05 | 1.4177e-05 | 0.00010334 | 8.6062e-06 | 6.054e-05 | 3.0535e-05 | 8.4009e-06 | 5.5655e-06 | 1.5248e-05 | 4.1788e-05 | 3.8439e-06 | 0.00016548 | 0.0001215
4339 | 7.5849e-06 | 8.5744e-05 | 4.3147e-05 | 1.0953e-05 | 0 | 5.9936e-05 | 3.801e-05 | 1.0815e-05 | 8.9739e-05 | 1.7639e-06 | 3.9296e-05 | 1.0728e-05 | 1.342e-06 | 3.4208e-07 | 7.7413e-06 | 2.6462e-05 | 5.2411e-06 | 0.00018292 | 0.00011588
4340 | 4.6732e-08 | 4.1722e-05 | 1.7336e-05 | 1.0075e-06 | 0 | 4.6845e-05 | 3.0948e-05 | 2.6146e-06 | 6.8048e-05 | 3.8099e-08 | 1.9016e-05 | 4.513e-06 | 3.0958e-09 | 1.0391e-07 | 7.4937e-06 | 9.2133e-07 | 1.885e-06 | 0.00020542 | 0.00011569
4341 | 0 | 1.6829e-05 | 5.6687e-06 | 0 | 0 | 2.5839e-05 | 1.7922e-05 | 8.1679e-08 | 3.8505e-05 | 0 | 4.1539e-06 | 1.2773e-06 | 4.6527e-10 | 1.0443e-09 | 7.4919e-06 | 0 | 3.7065e-07 | 0.00023071 | 0.00011315
4342 | 0 | 8.8056e-06 | 1.9323e-06 | 0 | 0 | 7.1389e-06 | 9.3562e-06 | 0 | 1.5411e-05 | 0 | 3.4645e-08 | 1.5898e-07 | 4.4737e-10 | 0 | 4.0087e-06 | 0 | 0 | 0.00024485 | 0.00011722
4343 | 0 | 3.8415e-06 | 5.41e-07 | 0 | 0 | 5.3256e-07 | 2.3107e-06 | 0 | 4.7634e-06 | 0 | 0 | 2.2674e-08 | 4.2948e-10 | 0 | 1.0511e-07 | 0 | 0 | 0.0002303 | 0.00011386
4344 | 0 | 2.9414e-07 | 1.0966e-08 | 0 | 0 | 9.6315e-08 | 1.1068e-08 | 0 | 9.3664e-07 | 1.2781e-08 | 0 | 0 | 5.7264e-10 | 0 | 0 | 0 | 0 | 0.00025151 | 0.00012121
4345 | 0 | 3.1447e-07 | 0 | 0 | 0 | 2.1248e-08 | 0 | 0 | 7.529e-08 | 0 | 0 | 0 | 5.5474e-10 | 0 | 0 | 0 | 0 | 0.00029209 | 0.00011925
4346 | 0 | 3.4469e-07 | 1.1998e-10 | 0 | 0 | 0 | 0 | 0 | 1.4127e-07 | 0 | 1.1548e-09 | 0 | 7.6948e-10 | 1.0744e-11 | 0 | 0 | 0 | 0.00032097 | 0.00011931
4347 | 0 | 2.1198e-07 | 0 | 0 | 0 | 2.2954e-07 | 0 | 0 | 1.8187e-07 | 0 | 0 | 0 | 7.8737e-10 | 0 | 0 | 0 | 0 | 0.00032283 | 0.00011789
4348 | 0 | 0 | 4.7991e-11 | 0 | 0 | 2.7916e-07 | 0 | 0 | 1.8171e-07 | 0 | 0 | 3.4312e-07 | 7.1579e-10 | 0 | 0 | 0 | 0 | 0.00031498 | 0.00012386
4349 | 4.2251e-08 | 1.795e-07 | 1.9547e-07 | 1.8678e-07 | 2.5015e-08 | 7.5877e-07 | 8.4172e-08 | 8.6339e-09 | 3.0857e-07 | 0 | 2.0935e-07 | 4.2384e-07 | 1.0337e-07 | 4.4818e-09 | 1.7669e-08 | 1.022e-07 | 2.4707e-07 | 0.00031003 | 0.00012162
4350 | 1.9934e-07 | 3.7551e-06 | 4.4816e-06 | 4.3954e-06 | 6.1897e-08 | 7.185e-06 | 4.7637e-06 | 1.2026e-06 | 6.9466e-06 | 4.9931e-07 | 2.4667e-06 | 8.2655e-07 | 3.7476e-06 | 1.3703e-06 | 4.3449e-06 | 3.4277e-06 | 1.6613e-06 | 0.00030451 | 0.0001192
4351 | 7.8424e-06 | 1.3045e-05 | 2.3281e-05 | 5.379e-06 | 5.1879e-06 | 1.8243e-05 | 1.6706e-05 | 1.1756e-05 | 2.252e-05 | 1.2246e-05 | 8.8306e-06 | 4.4376e-06 | 8.2525e-06 | 6.6971e-06 | 9.6752e-06 | 1.4554e-05 | 2.4976e-05 | 0.00027624 | 0.00010607
4352 | 1.9574e-05 | 3.5107e-05 | 6.1184e-05 | 2.0972e-05 | 5.1834e-05 | 3.7569e-05 | 3.447e-05 | 2.8275e-05 | 4.0639e-05 | 9.7496e-06 | 3.6003e-05 | 2.0151e-05 | 2.4674e-05 | 1.5957e-05 | 1.9895e-05 | 5.4015e-05 | 8.9561e-05 | 0.00029332 | 0.00011465
4353 | 2.5747e-05 | 8.7991e-05 | 0.00013961 | 3.4855e-05 | 6.5706e-05 | 7.0741e-05 | 7.9022e-05 | 2.94e-05 | 7.6556e-05 | 4.7738e-05 | 8.8197e-05 | 2.6176e-05 | 2.9099e-05 | 4.3965e-05 | 3.7496e-05 | 9.7349e-05 | 0.00012242 | 0.00027011 | 0.00010874
4354 | 4.6589e-05 | 0.00012365 | 0.00021059 | 0.00013461 | 0.00010257 | 0.00012113 | 0.00010819 | 0.00011265 | 0.00011585 | 7.5599e-05 | 0.00011483 | 6.8188e-05 | 3.0272e-05 | 5.0873e-05 | 8.594e-05 | 0.00012814 | 7.833e-05 | 0.00026955 | 9.9894e-05
4355 | 9.7306e-05 | 0.00017116 | 0.00022975 | 0.00016742 | 0.0002651 | 0.00016356 | 0.00011751 | 0.00013982 | 0.00013167 | 0.00013256 | 0.00017652 | 6.2509e-05 | 4.6412e-05 | 7.2594e-05 | 6.2224e-05 | 0.00022511 | 0.00024343 | 0.0002664 | 0.00010046
4356 | 9.0504e-05 | 0.0001612 | 0.00024812 | 0.00016014 | 0.00019521 | 0.00018129 | 0.00015045 | 0.0001594 | 0.00013089 | 0.0001356 | 0.00026215 | 5.8992e-05 | 5.6782e-05 | 7.9068e-05 | 6.4481e-05 | 0.00021686 | 0.00019363 | 0.00027439 | 0.00010476
4357 | 8.2076e-05 | 0.00018984 | 0.00026902 | 0.00027861 | 0.00018089 | 0.00018101 | 0.00017778 | 0.00015633 | 0.00012498 | 7.9178e-05 | 0.00031153 | 6.604e-05 | 6.6762e-05 | 7.754e-05 | 0.00010043 | 9.6257e-05 | 0.00017009 | 0.00028206 | 0.00010069
4358 | 0.00017469 | 0.00018527 | 0.0003002 | 0.00023424 | 9.3303e-05 | 0.0001942 | 0.00022399 | 0.0001342 | 0.00013518 | 7.5572e-05 | 0.00029809 | 9.0785e-05 | 6.6416e-05 | 5.8794e-05 | 7.7214e-05 | 0.00012639 | 0.0001768 | 0.00027339 | 0.00010248
4359 | 9.3423e-05 | 0.0002245 | 0.00032007 | 0.00015543 | 7.5314e-05 | 0.00015961 | 0.00023685 | 0.00012158 | 0.00015836 | 7.167e-05 | 0.00035813 | 0.00010594 | 7.0915e-05 | 6.6599e-05 | 0.00011961 | 0.00022435 | 9.7793e-05 | 0.00024057 | 9.7297e-05
4360 | 8.6088e-05 | 0.00023143 | 0.00030088 | 9.4613e-05 | 0.00017055 | 0.0001384 | 0.0001968 | 9.7134e-05 | 0.00015897 | 6.6979e-05 | 0.00029246 | 0.0001369 | 8.3534e-05 | 0.00011591 | 0.0001577 | 0.00034713 | 0.00010358 | 0.00020705 | 0.00010457
4361 | 5.0619e-05 | 0.00017068 | 0.00022492 | 5.6763e-05 | 0.00017174 | 0.00011052 | 0.00015117 | 6.9961e-05 | 0.00012772 | 3.4922e-05 | 0.00026091 | 8.8361e-05 | 3.8002e-05 | 3.0563e-05 | 0.00016501 | 0.00018499 | 6.5621e-05 | 0.0001739 | 0.00010223
4362 | 3.0531e-05 | 8.5821e-05 | 0.00012942 | 3.7602e-05 | 6.3927e-05 | 8.0463e-05 | 8.0633e-05 | 3.0288e-05 | 6.595e-05 | 1.265e-05 | 0.00015173 | 5.7622e-05 | 1.1083e-05 | 1.5707e-05 | 7.4692e-05 | 8.8403e-05 | 3.1466e-05 | 0.00013492 | 9.9445e-05
4363 | 8.0305e-07 | 2.2405e-05 | 6.2087e-05 | 2.1807e-06 | 9.5973e-06 | 3.1442e-05 | 2.3952e-05 | 1.2154e-05 | 2.7063e-05 | 5.34e-06 | 2.2629e-05 | 1.3354e-05 | 2.5509e-06 | 3.2751e-06 | 1.6661e-05 | 1.3728e-05 | 4.623e-06 | 0.00011271 | 8.2804e-05
4364 | 0 | 9.6118e-06 | 1.2285e-05 | 0 | 0 | 1.0676e-05 | 1.235e-05 | 2.4171e-06 | 7.2894e-06 | 5.4813e-07 | 4.6504e-06 | 7.4368e-07 | 5.9542e-07 | 2.2909e-07 | 0 | 0 | 1.2522e-07 | 0.0001265 | 6.8208e-05
4365 | 0 | 5.9027e-06 | 3.4123e-06 | 0 | 0 | 3.1847e-06 | 8.8775e-06 | 4.5473e-07 | 1.3565e-06 | 8.8487e-09 | 0 | 1.3405e-07 | 6.979e-10 | 4.7488e-09 | 0 | 0 | 5.0088e-09 | 0.00010947 | 5.2189e-05
4366 | 0 | 2.1264e-06 | 1.2313e-06 | 0 | 0 | 7.8316e-07 | 5.8618e-06 | 8.9445e-08 | 0 | 0 | 3.4645e-08 | 1.6976e-08 | 7.3369e-10 | 0 | 0 | 0 | 0 | 9.2628e-05 | 4.2761e-05
4367 | 0 | 2.3309e-07 | 3.1251e-07 | 0 | 0 | 4.2802e-08 | 8.1532e-07 | 0 | 1.4073e-07 | 9.3403e-09 | 0 | 0 | 6.8001e-10 | 1.0744e-11 | 0 | 0 | 0 | 8.4367e-05 | 5.1064e-05
4368 | 0 | 0 | 2.3995e-11 | 0 | 0 | 0 | 1.8128e-08 | 0 | 4.1097e-08 | 1.5731e-08 | 0 | 0 | 6.979e-10 | 0 | 0 | 0 | 0 | 9.0884e-05 | 4.9782e-05
4369 | 0 | 3.1447e-07 | 0 | 0 | 0 | 1.0966e-07 | 0 | 0 | 0 | 1.3273e-08 | 1.1548e-09 | 1.432e-07 | 1.1453e-07 | 2.1488e-11 | 0 | 0 | 0 | 0.00010484 | 4.0767e-05
4370 | 0 | 3.0133e-07 | 0 | 0 | 0 | 0 | 0 | 0 | 0 | 1.7697e-08 | 0 | 4.4146e-09 | 2.9545e-07 | 0 | 0 | 0 | 0 | 0.00012383 | 2.8361e-05
4371 | 0 | 0 | 0 | 0 | 0 | 0 | 0 | 0 | 0 | 1.8189e-08 | 0 | 0 | 6.8609e-08 | 0 | 0 | 0 | 0 | 0.00011721 | 1.2409e-05
4372 | 0 | 0 | 0 | 0 | 0 | 0 | 0 | 0 | 0 | 1.7697e-08 | 0 | 0 | 3.9038e-08 | 0 | 0 | 0 | 0 | 0.00010355 | 8.9549e-06
4373 | 2.1914e-06 | 2.3365e-06 | 1.4977e-06 | 2.7821e-06 | 5.5234e-07 | 3.9359e-06 | 9.7381e-07 | 2.4803e-06 | 3.9852e-06 | 1.0176e-06 | 1.855e-06 | 3.1888e-07 | 9.0146e-07 | 5.2634e-07 | 8.5384e-07 | 1.7205e-06 | 3.9806e-06 | 8.5295e-05 | 1.5416e-05
4374 | 4.8257e-05 | 3.5761e-05 | 4.1707e-05 | 3.5594e-05 | 3.2551e-05 | 4.3639e-05 | 2.6928e-05 | 4.0109e-05 | 4.1507e-05 | 2.669e-05 | 3.2694e-05 | 1.7624e-05 | 2.6146e-05 | 1.6224e-05 | 2.9315e-05 | 2.8631e-05 | 5.2562e-05 | 6.6976e-05 | 1.7602e-05
4375 | 0.00016182 | 0.00011966 | 0.00013038 | 0.00012825 | 0.00011541 | 0.00013818 | 9.3479e-05 | 0.00012129 | 0.00012133 | 5.7261e-05 | 0.00011392 | 6.0966e-05 | 8.0539e-05 | 4.883e-05 | 8.5811e-05 | 0.00012246 | 0.00015861 | 5.3857e-05 | 1.2748e-05
4376 | 0.00026369 | 0.00022107 | 0.00024226 | 0.00023617 | 0.00023131 | 0.00025973 | 0.00017527 | 0.00021341 | 0.00020182 | 7.2353e-05 | 0.00021142 | 0.00019334 | 0.00011565 | 8.3069e-05 | 0.00018628 | 0.00023627 | 0.00027762 | 3.2842e-05 | 3.9462e-06
4377 | 0.00032693 | 0.00030413 | 0.0003407 | 0.00031877 | 0.00035714 | 0.00035759 | 0.00026917 | 0.0002756 | 0.00029428 | 0.0002573 | 0.00030162 | 0.00030099 | 0.00011182 | 0.00013758 | 0.00032174 | 0.0003175 | 0.00031489 | 2.3459e-05 | 3.6456e-06
4378 | 0.000293 | 0.00038237 | 0.00040613 | 0.00031865 | 0.00038634 | 0.00042109 | 0.00034866 | 0.00035099 | 0.00035596 | 0.00034174 | 0.00038198 | 0.00033041 | 0.00010359 | 0.00018375 | 0.00042399 | 0.0003891 | 0.00036547 | 9.1367e-06 | 3.3427e-06
4379 | 0.00047748 | 0.00042562 | 0.0004152 | 0.00042059 | 0.00042123 | 0.00045077 | 0.00039512 | 0.00044366 | 0.00039264 | 0.00043331 | 0.0004446 | 0.00043188 | 0.00018111 | 0.00025685 | 0.00053438 | 0.00042031 | 0.00044324 | 4.4822e-06 | 1.1551e-08
4380 | 0.00046489 | 0.00043264 | 0.00047647 | 0.00049229 | 0.00043782 | 0.00047968 | 0.00043435 | 0.00047083 | 0.00041424 | 0.00044478 | 0.0004892 | 0.0004523 | 0.00029346 | 0.00029117 | 0.00054634 | 0.0004748 | 0.00050146 | 6.2393e-06 | 1.6121e-08
4381 | 0.00050159 | 0.00047479 | 0.00052206 | 0.00048385 | 0.00042211 | 0.00047728 | 0.00045075 | 0.00047677 | 0.00041772 | 0.00041686 | 0.00047135 | 0.00046604 | 0.00013577 | 0.00029466 | 0.0005255 | 0.0004655 | 0.00047216 | 2.1413e-05 | 2.1006e-08
4382 | 0.00048232 | 0.00047941 | 0.00049812 | 0.00039598 | 0.00041804 | 0.00044155 | 0.00044324 | 0.00040645 | 0.00043569 | 0.00042353 | 0.00045578 | 0.00046884 | 7.6726e-05 | 0.00030552 | 0.00047397 | 0.00042651 | 0.00043274 | 1.9768e-05 | 2.7427e-06
4383 | 0.00039501 | 0.00040901 | 0.00042813 | 0.00031099 | 0.00038722 | 0.00038008 | 0.00040774 | 0.00032775 | 0.00039872 | 0.00035897 | 0.00045883 | 0.00041977 | 5.7264e-05 | 0.00033262 | 0.00042224 | 0.00039196 | 0.00030808 | 1.4742e-05 | 7.6729e-06
4384 | 0.00024435 | 0.00035734 | 0.00033581 | 0.00024315 | 0.00032217 | 0.00029833 | 0.00033137 | 0.00023837 | 0.00031571 | 0.00028044 | 0.00039687 | 0.00032908 | 6.2281e-05 | 0.00033704 | 0.0003221 | 0.00032468 | 0.00021107 | 8.9064e-06 | 1.1439e-05
4385 | 0.00013937 | 0.00025737 | 0.00024149 | 0.00016304 | 0.00019017 | 0.00020083 | 0.00020895 | 0.00018174 | 0.00020514 | 0.00021698 | 0.00028146 | 0.00021939 | 6.169e-05 | 0.00027076 | 0.00019228 | 0.00020639 | 9.9091e-05 | 5.3691e-06 | 8.5924e-06
4386 | 8.9371e-05 | 0.00016046 | 0.00014344 | 9.7319e-05 | 8.4649e-05 | 0.00012332 | 0.00010613 | 0.00011008 | 0.00012645 | 0.00010207 | 0.00016633 | 0.00011928 | 1.9652e-05 | 0.00019404 | 7.6829e-05 | 0.00011546 | 7.1084e-05 | 5.5868e-06 | 9.0076e-06
4387 | 2.8676e-05 | 0.00010562 | 8.8348e-05 | 3.1078e-05 | 1.2229e-05 | 7.2359e-05 | 4.9913e-05 | 5.3628e-05 | 9.1999e-05 | 3.9224e-05 | 6.3862e-05 | 6.5834e-05 | 4.7165e-06 | 0.00013016 | 1.7445e-05 | 5.2799e-05 | 1.8324e-05 | 5.9652e-06 | 5.31e-06
4388 | 1.5432e-05 | 8.1414e-05 | 5.1562e-05 | 9.9749e-06 | 0 | 6.1648e-05 | 4.0172e-05 | 3.245e-05 | 6.9247e-05 | 1.5207e-05 | 3.7972e-05 | 4.6786e-05 | 1.7781e-06 | 7.0949e-05 | 7.5064e-06 | 2.2788e-05 | 5.6738e-06 | 6.0781e-06 | 1.7115e-05
4389 | 5.159e-06 | 3.6045e-05 | 2.3675e-05 | 2.5395e-06 | 0 | 3.9164e-05 | 2.5049e-05 | 2.2537e-05 | 3.671e-05 | 1.0361e-05 | 7.2276e-06 | 2.7101e-05 | 1.1221e-06 | 2.2167e-05 | 7.5154e-06 | 1.5497e-05 | 5.2965e-06 | 1.2036e-05 | 3.7619e-05
4390 | 3.0883e-07 | 1.3575e-05 | 7.7595e-06 | 0 | 0 | 1.165e-05 | 1.0499e-05 | 9.0377e-06 | 1.1399e-05 | 5.5437e-06 | 5.1967e-08 | 1.1e-05 | 1.1274e-09 | 2.9862e-06 | 7.0334e-06 | 0 | 2.4131e-06 | 1.1633e-05 | 5.4934e-05
4391 | 1.3402e-07 | 5.5581e-06 | 1.3976e-06 | 0 | 0 | 2.0665e-06 | 2.4914e-06 | 1.6752e-06 | 4.6269e-06 | 1.7329e-06 | 0 | 2.5449e-06 | 1.0916e-09 | 4.0022e-07 | 3.2077e-07 | 0 | 1.3524e-07 | 2.1021e-05 | 7.6407e-05
4392 | 0 | 1.0331e-06 | 4.7273e-07 | 0 | 0 | 1.7688e-07 | 3.3505e-08 | 4.9602e-07 | 6.7394e-07 | 0 | 0 | 1.5559e-07 | 8.0527e-10 | 1.2668e-07 | 0 | 0 | 0 | 3.2129e-05 | 9.8521e-05
4393 | 0 | 3.1359e-07 | 2.0941e-07 | 0 | 0 | 7.4361e-07 | 0 | 2.3401e-08 | 1.5317e-08 | 0 | 0 | 3.9911e-07 | 6.6211e-10 | 8.9303e-09 | 0 | 0 | 0 | 3.8606e-05 | 0.00010098
4394 | 0 | 3.4293e-07 | 7.3186e-09 | 0 | 0 | 2.9772e-07 | 0 | 7.3012e-08 | 4.713e-10 | 1.8681e-08 | 0 | 4.3177e-07 | 8.7685e-10 | 9.6695e-11 | 0 | 0 | 0 | 5.2466e-05 | 0.00010656
4395 | 0 | 3.425e-07 | 1.4397e-10 | 0 | 0 | 2.5927e-07 | 0 | 0 | 2.3565e-10 | 0 | 0 | 4.2818e-07 | 1.0737e-09 | 2.5785e-11 | 0 | 0 | 0 | 6.5549e-05 | 8.7823e-05
4396 | 0 | 2.4264e-07 | 2.3995e-11 | 0 | 0 | 2.5359e-07 | 0 | 0 | 2.3565e-10 | 0 | 0 | 7.5012e-08 | 1.02e-09 | 0 | 0 | 0 | 0 | 7.7981e-05 | 9.1553e-05
4397 | 3.0778e-08 | 1.8684e-07 | 3.2202e-09 | 3.1283e-09 | 0 | 1.5672e-07 | 4.5236e-07 | 1.1377e-08 | 9.3907e-07 | 3.7853e-08 | 2.1068e-07 | 2.4032e-08 | 3.0182e-07 | 2.2039e-08 | 3.7414e-07 | 7.7815e-09 | 2.5044e-09 | 0.00010969 | 9.5126e-05
4398 | 9.6308e-07 | 2.0667e-06 | 2.8428e-07 | 1.0823e-06 | 1.0028e-07 | 1.2375e-06 | 9.543e-06 | 1.6369e-06 | 1.7773e-05 | 2.0979e-06 | 1.964e-06 | 2.3421e-06 | 9.6232e-06 | 9.664e-07 | 3.7389e-06 | 0 | 1.4974e-06 | 0.00014989 | 9.0882e-05
4399 | 7.7698e-06 | 3.1575e-06 | 2.0323e-06 | 4.9202e-06 | 1.6881e-06 | 6.7284e-06 | 1.5438e-05 | 1.1462e-05 | 2.4693e-05 | 8.5118e-06 | 5.3365e-06 | 9.7126e-06 | 5.2186e-05 | 7.9503e-06 | 1.4324e-05 | 2.3594e-06 | 9.09e-06 | 0.00017012 | 9.1935e-05
4400 | 1.4579e-05 | 6.6285e-06 | 1.6551e-05 | 3.6318e-05 | 7.6708e-06 | 1.5881e-05 | 2.2908e-05 | 2.5054e-05 | 2.7712e-05 | 1.5512e-05 | 2.5565e-05 | 1.9412e-05 | 7.7408e-05 | 3.2399e-05 | 2.3415e-05 | 6.7998e-06 | 2.9251e-05 | 0.00016881 | 9.8054e-05
4401 | 2.2819e-05 | 1.5901e-05 | 2.4868e-05 | 3.7872e-05 | 1.6278e-05 | 2.6539e-05 | 3.4357e-05 | 5.1718e-05 | 3.2366e-05 | 4.9359e-05 | 5.2907e-05 | 3.3237e-05 | 0.00012903 | 8.0821e-05 | 5.3756e-05 | 2.07e-05 | 4.1477e-05 | 0.00021046 | 0.00010376
4402 | 3.6862e-05 | 2.1965e-05 | 2.1363e-05 | 4.9988e-05 | 2.5959e-05 | 3.2271e-05 | 4.7105e-05 | 7.1742e-05 | 4.5798e-05 | 0.00015479 | 3.4864e-05 | 4.274e-05 | 0.00018126 | 0.00017812 | 4.9349e-05 | 2.2029e-05 | 4.9098e-05 | 0.00024817 | 8.4539e-05
4403 | 6.1972e-05 | 2.8737e-05 | 3.7302e-05 | 0.00011441 | 4.5344e-05 | 3.7097e-05 | 3.5265e-05 | 0.00012789 | 4.7013e-05 | 0.00031117 | 1.0918e-05 | 0.00014334 | 0.00023449 | 0.00025928 | 2.1212e-05 | 2.5206e-05 | 6.4096e-05 | 0.00019583 | 8.1991e-05
4404 | 9.6452e-05 | 3.9699e-05 | 5.2039e-05 | 0.00021099 | 6.7026e-05 | 5.5922e-05 | 3.4772e-05 | 0.00016484 | 3.4727e-05 | 0.0003976 | 2.8882e-05 | 0.0001788 | 0.00020978 | 0.00026524 | 1.4283e-05 | 4.2651e-05 | 0.00013474 | 0.00019301 | 8.4686e-05
4405 | 8.5855e-05 | 5.4184e-05 | 5.395e-05 | 0.00021345 | 0.00010722 | 7.5775e-05 | 3.994e-05 | 0.0001732 | 3.2551e-05 | 0.00034431 | 3.6292e-05 | 0.00020309 | 0.00018501 | 0.00026441 | 2.0611e-05 | 6.2557e-05 | 0.00012066 | 0.00021363 | 9.3295e-05
4406 | 9.3994e-05 | 7.0017e-05 | 6.7916e-05 | 0.00023195 | 0.00013991 | 8.0584e-05 | 3.661e-05 | 0.00018989 | 2.962e-05 | 0.00032994 | 2.5679e-05 | 0.00017305 | 0.00016008 | 0.00019435 | 1.7054e-05 | 6.8308e-05 | 0.00011505 | 0.00020012 | 0.00010191
4407 | 0.00010472 | 9.5663e-05 | 7.3735e-05 | 0.00020785 | 0.00016239 | 8.8347e-05 | 3.3819e-05 | 0.00015285 | 2.6035e-05 | 0.00021346 | 3.1679e-05 | 0.00012415 | 0.00012365 | 0.00017547 | 2.8667e-05 | 9.2587e-05 | 0.00010838 | 0.00017732 | 9.3092e-05
4408 | 5.9633e-05 | 0.00011346 | 7.9577e-05 | 0.00018069 | 7.0584e-05 | 9.6376e-05 | 3.5556e-05 | 0.00011806 | 3.1618e-05 | 0.00016908 | 2.129e-05 | 0.000143 | 9.6189e-05 | 0.00022376 | 1.8742e-05 | 6.0444e-05 | 8.0031e-05 | 0.00015534 | 9.1773e-05
4409 | 2.5416e-05 | 6.0359e-05 | 5.0699e-05 | 0.00010527 | 2.3452e-05 | 5.983e-05 | 2.5407e-05 | 6.2594e-05 | 2.283e-05 | 0.00010806 | 6.4343e-06 | 0.00011769 | 7.1926e-05 | 0.00019138 | 8.9491e-06 | 2.6494e-05 | 6.5598e-05 | 0.00014675 | 9.599e-05
4410 | 5.0545e-06 | 1.6194e-05 | 2.9103e-05 | 5.0443e-05 | 1.1893e-05 | 3.3693e-05 | 7.7047e-06 | 2.9829e-05 | 1.1948e-05 | 6.0988e-05 | 3.3314e-06 | 8.2365e-05 | 4.2009e-05 | 0.00014264 | 4.0813e-06 | 1.0605e-05 | 2.8109e-05 | 0.00014013 | 8.5501e-05
4411 | 5.8912e-07 | 3.3714e-06 | 8.348e-06 | 1.1142e-05 | 1.3148e-06 | 5.0508e-06 | 9.3225e-07 | 1.049e-05 | 2.6752e-06 | 1.632e-05 | 1.0467e-07 | 2.5058e-05 | 8.7421e-06 | 9.8017e-05 | 3.1379e-07 | 2.0437e-06 | 2.5497e-06 | 0.00015318 | 7.6936e-05
4412 | 0 | 1.9329e-06 | 3.5616e-07 | 7.0664e-07 | 0 | 2.392e-06 | 1.3367e-06 | 3.555e-06 | 9.5014e-09 | 9.0561e-06 | 0 | 1.0748e-05 | 2.3542e-06 | 3.6411e-05 | 0 | 0 | 0 | 0.0001607 | 6.5609e-05
4413 | 0 | 4.6863e-08 | 3.9348e-07 | 0 | 0 | 1.1322e-06 | 0 | 1.7104e-06 | 0 | 3.6678e-06 | 1.1548e-09 | 2.6503e-06 | 1.4172e-06 | 4.8289e-06 | 0 | 0 | 0 | 0.00016957 | 7.8977e-05
4414 | 0 | 0 | 1.3032e-07 | 0 | 0 | 5.6884e-08 | 0 | 3.6234e-07 | 0 | 8.8979e-07 | 0 | 2.154e-07 | 3.2927e-09 | 1.0359e-06 | 0 | 0 | 0 | 0.0001867 | 8.8059e-05
4415 | 0 | 0 | 3.6137e-08 | 0 | 0 | 0 | 0 | 0 | 0 | 0 | 0 | 1.1736e-08 | 1.1632e-09 | 1.6757e-08 | 0 | 0 | 0 | 0.00018908 | 8.1971e-05
4416 | 0 | 0 | 0 | 0 | 0 | 0 | 0 | 0 | 0 | 2.3105e-08 | 0 | 9.3316e-09 | 9.6632e-10 | 7.9075e-09 | 0 | 0 | 0 | 0.0001966 | 9.6801e-05
4417 | 0 | 2.1899e-08 | 0 | 0 | 0 | 0 | 0 | 3.1202e-10 | 0 | 1.7697e-08 | 0 | 3.4419e-07 | 8.4106e-10 | 6.8761e-10 | 0 | 0 | 0 | 0.00022317 | 0.00010877
4418 | 0 | 0 | 0 | 0 | 0 | 0 | 0 | 0 | 0 | 1.6714e-08 | 0 | 2.2794e-07 | 9.6632e-10 | 0 | 0 | 0 | 0 | 0.00024763 | 8.6591e-05
4419 | 0 | 0 | 0 | 0 | 0 | 1.1983e-08 | 0 | 0 | 0 | 1.6714e-08 | 0 | 0 | 3.8206e-09 | 0 | 0 | 0 | 0 | 0.00024651 | 9.7169e-05
4420 | 0 | 0 | 2.3995e-11 | 0 | 0 | 0 | 0 | 0 | 0 | 1.6223e-08 | 0 | 0 | 7.3369e-10 | 0 | 0 | 0 | 0 | 0.00022727 | 7.7777e-05
4421 | 8.5365e-07 | 1.0203e-07 | 1.2236e-06 | 1.84e-07 | 0 | 5.4434e-07 | 5.1101e-07 | 2.5825e-07 | 3.8329e-07 | 3.8295e-08 | 1.1747e-07 | 2.865e-07 | 6.3591e-07 | 1.2379e-07 | 2.5643e-08 | 1.4878e-07 | 3.4604e-06 | 0.0002359 | 6.3623e-05
4422 | 1.1193e-05 | 8.5276e-06 | 2.3523e-05 | 7.5622e-07 | 2.8805e-06 | 7.7137e-06 | 1.1069e-05 | 3.3107e-06 | 6.0363e-06 | 7.4741e-06 | 9.8152e-06 | 6.2318e-06 | 1.5166e-05 | 8.9153e-06 | 8.8075e-06 | 1.4778e-05 | 2.801e-05 | 0.00022999 | 7.06e-05
4423 | 2.5873e-05 | 3.2769e-05 | 9.3365e-05 | 1.2541e-05 | 2.5651e-05 | 3.5365e-05 | 4.2007e-05 | 1.7938e-05 | 2.764e-05 | 8.0833e-05 | 5.4737e-05 | 3.0626e-05 | 5.6553e-05 | 3.7857e-05 | 4.4328e-05 | 4.2151e-05 | 5.9316e-05 | 0.00022195 | 6.8726e-05
4424 | 4.6163e-05 | 7.22e-05 | 0.00017579 | 0.00012272 | 9.4726e-05 | 9.1846e-05 | 9.813e-05 | 5.8554e-05 | 5.8274e-05 | 0.00017266 | 0.0001745 | 0.00011335 | 9.3543e-05 | 7.6614e-05 | 0.00011019 | 0.00010084 | 0.0001183 | 0.00021571 | 6.9131e-05
4425 | 6.925e-05 | 0.00014123 | 0.00028203 | 0.00019449 | 0.00015087 | 0.00020392 | 0.00017373 | 0.00011023 | 0.00010075 | 0.00019672 | 0.00024152 | 0.00023685 | 0.00013779 | 0.00017028 | 0.00019331 | 0.00015025 | 0.00016573 | 0.00021425 | 7.3612e-05
4426 | 7.6326e-05 | 0.00020378 | 0.00034032 | 0.00018556 | 0.00023329 | 0.00026207 | 0.00020867 | 0.00017486 | 0.00016711 | 0.00037158 | 0.00026762 | 0.00035695 | 0.00022836 | 0.00025308 | 0.00018014 | 0.00023022 | 0.00022838 | 0.00021632 | 7.5141e-05
4427 | 0.00013208 | 0.00023336 | 0.00036988 | 0.00028552 | 0.00028263 | 0.00031122 | 0.00019685 | 0.00033937 | 0.00019677 | 0.00043279 | 0.00024557 | 0.00042308 | 0.00026154 | 0.00032419 | 0.00030223 | 0.00025122 | 0.00032125 | 0.00021937 | 6.8249e-05
4428 | 0.00024906 | 0.00021495 | 0.00036461 | 0.00046617 | 0.0002538 | 0.00035474 | 0.00017957 | 0.00039176 | 0.00018977 | 0.00042352 | 0.00016847 | 0.00046778 | 0.00027696 | 0.00036185 | 0.00021141 | 0.00025168 | 0.00041463 | 0.0002167 | 5.5675e-05
4429 | 0.00036545 | 0.00022902 | 0.00031136 | 0.0004795 | 0.00040133 | 0.00037 | 0.00021375 | 0.00042602 | 0.00018801 | 0.00049004 | 0.00017812 | 0.00045617 | 0.00031102 | 0.00041825 | 0.00020641 | 0.00026508 | 0.00038521 | 0.00023478 | 6.4733e-05
4430 | 0.00040982 | 0.00025726 | 0.00029137 | 0.00043219 | 0.00036613 | 0.00035215 | 0.00016457 | 0.00040947 | 0.00018264 | 0.00049842 | 0.00021389 | 0.00043288 | 0.00032413 | 0.00047055 | 0.00024892 | 0.00033224 | 0.0003901 | 0.00022927 | 4.9153e-05
4431 | 0.00031685 | 0.00026717 | 0.00028399 | 0.00039574 | 0.00034593 | 0.00034378 | 0.00016062 | 0.00037912 | 0.00018368 | 0.00043631 | 0.00017612 | 0.00040233 | 0.00027234 | 0.00042084 | 0.00018167 | 0.00034167 | 0.00032308 | 0.00022647 | 3.6272e-05
4432 | 0.00031059 | 0.00025152 | 0.00023231 | 0.00033196 | 0.00021757 | 0.00028016 | 0.00014593 | 0.00030315 | 0.00017721 | 0.00034757 | 0.00023364 | 0.00031153 | 0.0002206 | 0.00036577 | 0.00012297 | 0.00026578 | 0.00024577 | 0.0002159 | 1.5654e-05
4433 | 0.00018577 | 0.0001755 | 0.00016697 | 0.00020857 | 0.00010205 | 0.00018719 | 0.0001085 | 0.00019093 | 0.00012975 | 0.00021374 | 0.00016735 | 0.0002073 | 0.00012387 | 0.00027826 | 7.2527e-05 | 0.00013754 | 0.00014459 | 0.0002151 | 2.0572e-05
4434 | 7.0654e-05 | 0.00011044 | 0.00010835 | 7.7361e-05 | 4.0135e-05 | 0.00011338 | 5.3055e-05 | 9.3715e-05 | 8.7381e-05 | 0.0001071 | 7.0721e-05 | 0.00011957 | 4.9088e-05 | 0.00019449 | 4.1379e-05 | 8.9554e-05 | 4.6371e-05 | 0.00021231 | 2.0462e-05
4435 | 1.2281e-05 | 4.5631e-05 | 5.5473e-05 | 2.9409e-05 | 6.2347e-06 | 6.7104e-05 | 1.4818e-05 | 4.0473e-05 | 4.2168e-05 | 3.8666e-05 | 1.5101e-05 | 6.3579e-05 | 9.2286e-06 | 0.000139 | 1.4183e-05 | 3.3974e-05 | 9.7872e-06 | 0.00020387 | 1.334e-05
4436 | 1.2524e-06 | 2.1935e-05 | 2.7685e-05 | 9.0421e-06 | 0 | 4.7032e-05 | 8.8612e-06 | 2.4644e-05 | 1.6386e-05 | 1.9083e-05 | 3.4183e-07 | 3.9706e-05 | 2.1398e-06 | 0.00011438 | 7.4375e-06 | 0 | 4.6398e-06 | 0.00020529 | 1.3536e-05
4437 | 7.6157e-08 | 1.1836e-05 | 8.5374e-06 | 1.9874e-07 | 0 | 2.4817e-05 | 6.615e-06 | 1.2139e-05 | 8.9815e-06 | 1.0477e-05 | 0 | 2.3554e-05 | 1.384e-06 | 5.0484e-05 | 1.979e-06 | 0 | 4.6476e-06 | 0.00020887 | 1.5198e-05
4438 | 0 | 4.9314e-06 | 3.4103e-06 | 0 | 0 | 7.1127e-06 | 1.4651e-06 | 3.8304e-06 | 2.7294e-06 | 5.1696e-06 | 0 | 1.0509e-05 | 2.695e-08 | 1.0306e-05 | 0 | 0 | 2.0875e-06 | 0.00020557 | 2.2335e-05
4439 | 0 | 4.6806e-07 | 9.1813e-07 | 0 | 0 | 9.8447e-07 | 7.5344e-09 | 1.8508e-06 | 8.8103e-08 | 1.6729e-06 | 0 | 2.3252e-06 | 1.2169e-09 | 7.811e-07 | 0 | 0 | 0 | 0.00020942 | 1.9969e-05
4440 | 0 | 8.7595e-11 | 1.1275e-07 | 0 | 0 | 7.4458e-08 | 0 | 5.9685e-07 | 5.2785e-08 | 8.3571e-09 | 1.1548e-09 | 1.6366e-07 | 1.2347e-09 | 1.3833e-07 | 0 | 0 | 0 | 0.0002236 | 3.0425e-05
4441 | 0 | 1.8789e-07 | 3.9184e-08 | 0 | 0 | 2.2177e-07 | 0 | 6.6563e-08 | 0 | 1.9172e-08 | 0 | 3.7872e-07 | 9.4843e-10 | 1.3337e-08 | 0 | 0 | 0 | 0.00021525 | 3.2067e-05
4442 | 0 | 2.0585e-07 | 2.3995e-11 | 0 | 0 | 2.8048e-07 | 0 | 0 | 0 | 2.458e-08 | 0 | 5.7442e-07 | 9.6632e-10 | 9.0248e-11 | 0 | 0 | 0 | 0.00020299 | 2.3471e-05
4443 | 0 | 6.0003e-08 | 1.1998e-10 | 0 | 0 | 1.9128e-07 | 0 | 0 | 0 | 1.6714e-08 | 0 | 4.3473e-07 | 9.3053e-10 | 2.5785e-11 | 0 | 0 | 0 | 0.00018417 | 2.2969e-05
4444 | 0 | 0 | 0 | 0 | 0 | 8.5224e-09 | 0 | 0 | 0 | 1.6714e-08 | 0 | 8.176e-08 | 7.3369e-10 | 1.9339e-11 | 0 | 0 | 0 | 0.00016745 | 2.3969e-05
4445 | 4.5649e-06 | 1.1646e-06 | 1.2906e-06 | 3.6724e-06 | 6.1479e-07 | 3.4861e-06 | 1.3404e-06 | 2.7944e-06 | 6.7872e-06 | 8.6573e-07 | 8.293e-07 | 1.0762e-06 | 9.4161e-07 | 9.1206e-07 | 1.1058e-06 | 1.6093e-06 | 4.4581e-06 | 0.00017248 | 1.6243e-05
4446 | 6.1193e-05 | 3.1168e-05 | 3.5634e-05 | 4.623e-05 | 3.2684e-05 | 4.3442e-05 | 3.0936e-05 | 3.7555e-05 | 3.9169e-05 | 3.6324e-05 | 3.3502e-05 | 3.0669e-05 | 2.3326e-05 | 2.5582e-05 | 4.1467e-05 | 3.6332e-05 | 5.5085e-05 | 0.00017026 | 2.4161e-05
4447 | 0.00016917 | 0.00010393 | 9.5065e-05 | 0.0001215 | 0.00011299 | 0.00012905 | 9.338e-05 | 0.00012893 | 8.9245e-05 | 0.00011265 | 8.7004e-05 | 0.00011623 | 9.525e-05 | 8.3987e-05 | 0.00010973 | 0.00011395 | 0.00017885 | 0.00016531 | 2.585e-05
4448 | 0.00029702 | 0.00019432 | 0.0001741 | 0.00024866 | 0.00023659 | 0.00024684 | 0.00017395 | 0.00025577 | 0.00015821 | 0.00024189 | 0.00014488 | 0.00023323 | 0.00019467 | 0.00017602 | 0.00017167 | 0.00019465 | 0.00030982 | 0.00017041 | 3.0668e-05
4449 | 0.00041484 | 0.00030604 | 0.00029296 | 0.00035358 | 0.00037813 | 0.0003621 | 0.00026848 | 0.00037527 | 0.00024137 | 0.0003858 | 0.00024647 | 0.00033605 | 0.00031215 | 0.0002606 | 0.00023911 | 0.00032991 | 0.000419 | 0.0001543 | 3.5019e-05
4450 | 0.00048257 | 0.00038319 | 0.00038074 | 0.00043617 | 0.00050385 | 0.0004347 | 0.00032401 | 0.00044174 | 0.00028756 | 0.00045315 | 0.00031493 | 0.00042251 | 0.00041103 | 0.00028002 | 0.00030391 | 0.00042531 | 0.00049038 | 0.00012346 | 3.6533e-05
4451 | 0.00052923 | 0.00044217 | 0.00045793 | 0.00048089 | 0.00056093 | 0.00048524 | 0.00039292 | 0.00048943 | 0.00034286 | 0.0003366 | 0.00042431 | 0.00045761 | 0.00046362 | 0.00031196 | 0.00042346 | 0.00049113 | 0.00053079 | 0.00010901 | 4.3978e-05
4452 | 0.0005441 | 0.00048064 | 0.00049739 | 0.00050952 | 0.00057673 | 0.00052434 | 0.00043973 | 0.00051443 | 0.00039827 | 0.00040454 | 0.00048343 | 0.00043262 | 0.00045532 | 0.00036459 | 0.00045252 | 0.0005295 | 0.00054846 | 0.00010717 | 5.3436e-05
4453 | 0.00053027 | 0.00051039 | 0.00044877 | 0.00050281 | 0.00057025 | 0.0005367 | 0.00042314 | 0.00049195 | 0.00040626 | 0.00047771 | 0.00049485 | 0.00029216 | 0.00043642 | 0.00039655 | 0.00047421 | 0.00052593 | 0.00053268 | 0.00014103 | 6.3282e-05
4454 | 0.00048909 | 0.00045324 | 0.00033207 | 0.00040534 | 0.00048557 | 0.00048034 | 0.00041026 | 0.00044987 | 0.00040405 | 0.00030332 | 0.00042083 | 0.00032315 | 0.00038787 | 0.00039732 | 0.00045549 | 0.00045545 | 0.00048418 | 0.00015214 | 6.462e-05
4455 | 0.00041289 | 0.0003284 | 0.00029997 | 0.00012859 | 0.00028766 | 0.00035107 | 0.00025546 | 0.00035012 | 0.00038421 | 0.00040317 | 0.00033321 | 0.00035759 | 0.00034933 | 0.00035931 | 0.00033221 | 0.00028059 | 0.00038281 | 0.00016359 | 6.9959e-05
4456 | 0.00028341 | 0.00020838 | 0.00027711 | 0.00028757 | 0.00020164 | 0.00023983 | 0.00014177 | 0.00030475 | 0.00026992 | 0.00035137 | 0.00016069 | 0.00025124 | 0.00027981 | 0.00031855 | 9.9194e-05 | 0.00023029 | 0.00025588 | 0.0001707 | 5.6512e-05
4457 | 0.00017824 | 0.00018185 | 0.00021627 | 0.00020466 | 0.00016988 | 0.00013765 | 0.00010144 | 0.00019247 | 0.00014919 | 0.00022342 | 0.00017324 | 0.00019676 | 0.00015641 | 0.00025284 | 5.647e-05 | 0.00021547 | 0.00015932 | 0.00016619 | 7.3687e-05
4458 | 7.2244e-05 | 0.00014085 | 0.00013736 | 9.1441e-05 | 6.9451e-05 | 0.00010759 | 7.4695e-05 | 9.9962e-05 | 0.00010759 | 0.00010273 | 0.00012188 | 0.00012329 | 5.9739e-05 | 0.00017894 | 4.638e-05 | 0.00011922 | 5.58e-05 | 0.00015078 | 6.931e-05
4459 | 2.4246e-05 | 9.0209e-05 | 8.2231e-05 | 3.3362e-05 | 9.3692e-06 | 6.9989e-05 | 4.3284e-05 | 5.0568e-05 | 8.872e-05 | 3.5261e-05 | 4.0414e-05 | 6.6936e-05 | 1.2805e-05 | 0.0001288 | 1.3298e-05 | 5.2298e-05 | 1.2023e-05 | 0.00015936 | 7.5954e-05
4460 | 1.8041e-05 | 5.5101e-05 | 4.8642e-05 | 1.2415e-05 | 0 | 5.668e-05 | 3.1258e-05 | 3.2315e-05 | 6.162e-05 | 1.5871e-05 | 1.5462e-05 | 4.3171e-05 | 3.8021e-06 | 9.4712e-05 | 7.5064e-06 | 2.1173e-05 | 5.5475e-06 | 0.00017995 | 7.937e-05
4461 | 7.4741e-06 | 2.2692e-05 | 1.9832e-05 | 3.0202e-06 | 0 | 3.6866e-05 | 1.714e-05 | 2.2666e-05 | 2.4576e-05 | 9.1527e-06 | 5.5258e-06 | 2.453e-05 | 1.6015e-06 | 3.8742e-05 | 7.4611e-06 | 1.1823e-05 | 5.2414e-06 | 0.00021771 | 8.0572e-05
4462 | 4.2826e-07 | 9.2946e-06 | 6.9775e-06 | 0 | 0 | 1.1378e-05 | 8.9103e-06 | 8.5272e-06 | 1.0037e-05 | 4.2906e-06 | 5.1967e-08 | 1.0615e-05 | 5.2611e-09 | 8.1119e-06 | 2.6622e-06 | 0 | 2.5188e-06 | 0.00023011 | 7.6891e-05
4463 | 1.3402e-07 | 2.9081e-06 | 1.4062e-06 | 0 | 0 | 2.0949e-06 | 2.2783e-06 | 1.668e-06 | 4.447e-06 | 2.2859e-07 | 0 | 1.5479e-06 | 1.1095e-09 | 8.0096e-07 | 0 | 0 | 2.4543e-07 | 0.0002373 | 7.917e-05
4464 | 0 | 1.9788e-07 | 4.7031e-07 | 0 | 0 | 3.0145e-07 | 5.8258e-09 | 2.2027e-07 | 6.6148e-07 | 2.3597e-08 | 0 | 1.6646e-07 | 1.199e-09 | 1.1812e-07 | 0 | 0 | 0 | 0.00022933 | 6.9973e-05
4465 | 0 | 0 | 1.7593e-07 | 0 | 0 | 2.4211e-07 | 0 | 0 | 2.8278e-08 | 1.8681e-08 | 0 | 3.7179e-07 | 1.2169e-09 | 2.5635e-09 | 0 | 0 | 0 | 0.00022151 | 5.1602e-05
4466 | 0 | 0 | 2.3995e-10 | 0 | 0 | 2.8029e-07 | 0 | 0 | 0 | 1.6714e-08 | 0 | 4.271e-07 | 9.6632e-10 | 6.4463e-11 | 0 | 0 | 0 | 0.00022934 | 4.3663e-05
4467 | 0 | 0 | 2.1596e-10 | 0 | 0 | 2.8029e-07 | 0 | 0 | 0 | 1.6714e-08 | 0 | 4.2746e-07 | 8.9474e-10 | 1.3615e-08 | 0 | 0 | 0 | 0.0002229 | 4.6568e-05
4468 | 0 | 0 | 0 | 0 | 0 | 2.3617e-07 | 0 | 0 | 0 | 1.6223e-08 | 1.1548e-09 | 1.0265e-07 | 8.4106e-10 | 9.9918e-11 | 0 | 0 | 0 | 0.00021924 | 4.6249e-05
4469 | 1.4433e-06 | 6.8824e-07 | 4.3865e-07 | 6.0103e-07 | 3.0442e-07 | 2.0554e-06 | 8.6366e-08 | 8.9139e-07 | 2.5179e-06 | 1.5436e-08 | 2.8795e-07 | 3.5078e-07 | 4.4017e-07 | 8.1531e-08 | 6.5241e-09 | 1.2399e-07 | 6.5202e-06 | 0.00020157 | 1.9796e-05
4470 | 1.5669e-05 | 1.1686e-05 | 2.6834e-05 | 8.8231e-06 | 1.0935e-05 | 2.4631e-05 | 8.1705e-06 | 8.4988e-06 | 2.0202e-05 | 2.2844e-05 | 1.4197e-05 | 2.177e-05 | 1.6879e-06 | 1.0488e-05 | 5.5304e-06 | 1.6309e-05 | 4.3427e-05 | 0.00020272 | 2.0448e-05
4471 | 3.7352e-05 | 5.0299e-05 | 8.9433e-05 | 0.00012193 | 7.3719e-05 | 9.4187e-05 | 4.5941e-05 | 7.7022e-05 | 7.177e-05 | 7.2494e-05 | 5.1582e-05 | 7.1366e-05 | 5.0341e-05 | 5.6009e-05 | 5.4187e-05 | 7.5181e-05 | 6.0918e-05 | 0.00021987 | 9.7747e-06
4472 | 0.00022919 | 0.00011584 | 0.00014903 | 0.00025566 | 0.0001941 | 0.00020215 | 0.00011161 | 0.00019739 | 0.00013792 | 0.00018306 | 9.0894e-05 | 0.00013204 | 0.00013274 | 0.00012365 | 0.00012179 | 0.00015742 | 0.00025387 | 0.00022139 | 6.5046e-06
4473 | 0.00035455 | 0.00019913 | 0.00023855 | 0.00033749 | 0.00025934 | 0.00031216 | 0.0002033 | 0.0002823 | 0.00022233 | 0.00032272 | 0.00011771 | 0.0002018 | 0.00020171 | 0.00019373 | 0.0002306 | 0.00026051 | 0.00035366 | 0.00023382 | 8.0768e-06
4474 | 0.00043632 | 0.00029625 | 0.00031804 | 0.00034558 | 0.00031215 | 0.00037862 | 0.00026865 | 0.00037072 | 0.00030222 | 0.00042831 | 0.00015587 | 0.00026946 | 0.00029491 | 0.00026302 | 0.00032262 | 0.00034611 | 0.00041207 | 0.00023039 | 1.151e-05
4475 | 0.00043739 | 0.00034065 | 0.0003567 | 0.00039333 | 0.00044009 | 0.00045302 | 0.00033122 | 0.00043384 | 0.00035228 | 0.00046418 | 0.00022841 | 0.00043133 | 0.0003935 | 0.00033368 | 0.00041673 | 0.00038354 | 0.00043434 | 0.00021706 | 2.7728e-05
4476 | 0.00047821 | 0.0003819 | 0.00039577 | 0.00048175 | 0.00047914 | 0.0004908 | 0.00036392 | 0.00047153 | 0.00037302 | 0.00047623 | 0.00027115 | 0.00047199 | 0.00049147 | 0.00038415 | 0.00038167 | 0.00038238 | 0.00047991 | 0.00021267 | 2.8331e-05
4477 | 0.00051 | 0.00038978 | 0.00046027 | 0.00043036 | 0.00052283 | 0.00050062 | 0.00037126 | 0.00049273 | 0.00039082 | 0.00051784 | 0.00028701 | 0.00049646 | 0.00051847 | 0.00042322 | 0.00028695 | 0.00042073 | 0.00045734 | 0.00021842 | 2.3993e-05
4478 | 0.00050657 | 0.0003869 | 0.00044893 | 0.00039969 | 0.00048871 | 0.0004693 | 0.00033077 | 0.00046909 | 0.00036822 | 0.00048086 | 0.00029199 | 0.00048274 | 0.00046577 | 0.0004626 | 0.00032618 | 0.00042226 | 0.00044984 | 0.00022261 | 2.6115e-05
4479 | 0.00042729 | 0.00035508 | 0.00038177 | 0.0004012 | 0.00039141 | 0.00041039 | 0.00028888 | 0.00041915 | 0.00031086 | 0.0004313 | 0.00029449 | 0.00042442 | 0.00041311 | 0.00040019 | 0.00023081 | 0.00036531 | 0.00041347 | 0.00021808 | 1.7867e-05
4480 | 0.00031757 | 0.00029927 | 0.00030535 | 0.00033426 | 0.00027809 | 0.00031248 | 0.00023329 | 0.00032178 | 0.00026004 | 0.00031614 | 0.00032706 | 0.00033318 | 0.00031173 | 0.0003112 | 0.00024082 | 0.00030853 | 0.00030708 | 0.00019863 | 1.4659e-05
4481 | 0.00018961 | 0.00019431 | 0.00023242 | 0.00020388 | 0.00018565 | 0.00019236 | 0.00016691 | 0.00019554 | 0.00018772 | 0.00014177 | 0.00023133 | 0.00021365 | 0.0001854 | 0.00023561 | 0.00013173 | 0.00021094 | 0.00017207 | 0.00017359 | 1.7939e-05
4482 | 7.5331e-05 | 0.00014179 | 0.00014272 | 8.7566e-05 | 8.4976e-05 | 0.00012188 | 9.6576e-05 | 9.7546e-05 | 0.00012999 | 6.8186e-05 | 9.0155e-05 | 0.00012144 | 6.3875e-05 | 0.00017878 | 5.4029e-05 | 0.0001262 | 5.7205e-05 | 0.00015571 | 2.8493e-05
4483 | 2.517e-05 | 9.5525e-05 | 8.1002e-05 | 3.4113e-05 | 8.7779e-06 | 7.4019e-05 | 4.4555e-05 | 5.0148e-05 | 8.1651e-05 | 3.4325e-05 | 2.4052e-05 | 6.3964e-05 | 1.7615e-05 | 0.00013197 | 1.4583e-05 | 5.2756e-05 | 1.2061e-05 | 0.00015468 | 3.8916e-05
4484 | 1.7131e-05 | 5.64e-05 | 4.6309e-05 | 1.5491e-05 | 0 | 5.9683e-05 | 2.7377e-05 | 3.3969e-05 | 5.4091e-05 | 1.382e-05 | 3.9651e-06 | 4.6812e-05 | 1.0319e-05 | 9.9668e-05 | 7.4973e-06 | 1.9323e-05 | 5.8063e-06 | 0.00016748 | 4.1509e-05
4485 | 7.1108e-06 | 1.9606e-05 | 1.6996e-05 | 3.1467e-06 | 0 | 3.8259e-05 | 1.406e-05 | 2.2131e-05 | 3.4805e-05 | 8.4854e-06 | 1.1721e-07 | 2.6004e-05 | 6.069e-06 | 3.1975e-05 | 3.9978e-06 | 0 | 5.2091e-06 | 0.00016052 | 4.0456e-05
4486 | 5.6455e-07 | 8.0983e-06 | 5.5341e-06 | 0 | 0 | 1.2547e-05 | 7.1718e-06 | 7.9194e-06 | 1.3434e-05 | 5.1111e-06 | 3.5799e-08 | 1.0207e-05 | 4.9321e-07 | 6.2896e-06 | 0 | 0 | 2.5211e-06 | 0.00016607 | 5.7812e-05
4487 | 1.35e-07 | 2.6736e-06 | 1.2715e-06 | 0 | 0 | 2.4946e-06 | 1.8401e-06 | 1.4826e-06 | 3.7173e-06 | 2.4703e-06 | 0 | 2.4214e-06 | 1.19e-09 | 7.8738e-07 | 0 | 0 | 2.7047e-07 | 0.00017697 | 6.2773e-05
4488 | 0 | 1.532e-07 | 3.9669e-07 | 0 | 0 | 1.4134e-07 | 1.4585e-08 | 1.4081e-07 | 4.4486e-07 | 9.3403e-09 | 0 | 3.9807e-07 | 1.1184e-09 | 1.3676e-07 | 0 | 0 | 0 | 0.00018699 | 6.3084e-05
4489 | 0 | 1.8745e-07 | 8.432e-08 | 0 | 0 | 2.4219e-07 | 6.5843e-10 | 0 | 0 | 1.6714e-08 | 0 | 5.4974e-07 | 8.3211e-10 | 2.9947e-08 | 0 | 0 | 0 | 0.00021935 | 6.463e-05
4490 | 0 | 2.0497e-07 | 0 | 0 | 0 | 2.7973e-07 | 0 | 0 | 0 | 2.5071e-08 | 0 | 4.332e-07 | 1.02e-09 | 7.7356e-11 | 0 | 0 | 0 | 0.00024075 | 6.9874e-05
4491 | 0 | 2.0453e-07 | 1.1998e-10 | 0 | 0 | 2.8029e-07 | 0 | 0 | 0 | 8.3571e-09 | 0 | 4.2638e-07 | 1.1721e-09 | 2.5785e-11 | 0 | 0 | 0 | 0.00022471 | 7.5692e-05
4492 | 0 | 9.5478e-08 | 0 | 0 | 0 | 1.3087e-07 | 0 | 0 | 0 | 1.6714e-08 | 0 | 9.5111e-08 | 9.6632e-10 | 0 | 0 | 0 | 0 | 0.00021457 | 7.1803e-05
4493 | 3.3952e-06 | 1.527e-06 | 5.2066e-07 | 3.1875e-06 | 1.675e-06 | 3.9072e-06 | 2.3557e-07 | 1.84e-06 | 5.1904e-07 | 3.4458e-07 | 1.1882e-07 | 1.5965e-06 | 1.8727e-06 | 1.1768e-06 | 1.3411e-08 | 1.9566e-06 | 5.9311e-06 | 0.00020913 | 7.0316e-05
4494 | 3.3733e-05 | 3.0537e-05 | 1.2004e-05 | 3.5129e-05 | 4.1473e-05 | 4.2105e-05 | 5.9316e-06 | 3.1561e-05 | 7.7331e-06 | 3.1843e-05 | 1.3613e-06 | 3.3952e-05 | 3.8191e-05 | 2.6901e-05 | 3.4951e-06 | 3.0433e-05 | 6.2097e-05 | 0.00017019 | 8.3287e-05
4495 | 9.1235e-05 | 7.3441e-05 | 4.5966e-05 | 0.00011705 | 0.0001011 | 0.00011598 | 2.3138e-05 | 0.00010203 | 4.0153e-05 | 0.00010013 | 1.6468e-05 | 8.1355e-05 | 0.00012115 | 7.3488e-05 | 1.4022e-05 | 6.1959e-05 | 0.00014542 | 0.00016006 | 8.5464e-05
4496 | 0.00014126 | 9.9054e-05 | 0.00010725 | 0.00015412 | 9.4145e-05 | 0.00019614 | 6.2663e-05 | 0.00019089 | 6.9542e-05 | 0.00013842 | 3.0796e-05 | 0.00011997 | 0.00018515 | 0.00011534 | 4.9574e-05 | 0.00010231 | 0.00029806 | 0.00017211 | 7.8021e-05
4497 | 0.00030936 | 0.00021133 | 0.00019501 | 0.0001323 | 0.00018502 | 0.00021052 | 0.00012584 | 0.0002471 | 0.00010948 | 0.00022478 | 7.6813e-05 | 0.00021151 | 0.00030859 | 0.00016062 | 0.000103 | 0.00022644 | 0.0004066 | 0.0001826 | 7.3702e-05
4498 | 0.00031226 | 0.00032707 | 0.00020422 | 0.00024484 | 0.0002773 | 0.00024304 | 0.00019486 | 0.00030016 | 0.00017288 | 0.00032243 | 0.00011296 | 0.00027702 | 0.00038415 | 0.00021554 | 0.00018829 | 0.00028744 | 0.00035113 | 0.00019436 | 7.6953e-05
4499 | 0.00034014 | 0.0003695 | 0.00024769 | 0.00038358 | 0.00035103 | 0.00031723 | 0.00020957 | 0.00037589 | 0.00029676 | 0.00024309 | 0.00015618 | 0.00031047 | 0.00042364 | 0.00023192 | 0.00015358 | 0.00029696 | 0.0003925 | 0.00020123 | 7.0732e-05
4500 | 0.00034637 | 0.0002448 | 0.00027417 | 0.00039288 | 0.00019019 | 0.0003355 | 0.00019639 | 0.00039366 | 0.00027428 | 0.00019693 | 0.00024476 | 0.00031787 | 0.0004587 | 0.00021101 | 0.00020188 | 0.00018002 | 0.00039703 | 0.00020688 | 7.3461e-05
4501 | 0.00037235 | 0.00024347 | 0.00031447 | 0.00036904 | 0.0002459 | 0.00030879 | 0.00021133 | 0.0003698 | 0.00017735 | 0.0001182 | 0.00027704 | 0.00036932 | 0.00043306 | 0.00019319 | 0.00024654 | 0.0002131 | 0.00041487 | 0.00024822 | 6.4958e-05
4502 | 0.00040592 | 0.00024448 | 0.0003096 | 0.00038849 | 0.00024407 | 0.0002911 | 0.00020257 | 0.00032769 | 0.00013059 | 0.00012134 | 0.00018931 | 0.0002881 | 0.00036452 | 0.00018379 | 0.00020664 | 0.00023681 | 0.00035809 | 0.00026144 | 6.8628e-05
4503 | 0.00028947 | 0.0002261 | 0.00031185 | 0.0003108 | 8.0918e-05 | 0.00025743 | 0.00013574 | 0.00026221 | 0.00014235 | 0.00010784 | 0.00019022 | 0.00025664 | 0.00029474 | 0.0002094 | 9.2256e-05 | 0.00018514 | 0.00032994 | 0.00025961 | 6.9545e-05
4504 | 0.00021536 | 0.00018277 | 0.00025851 | 0.00019807 | 7.4849e-05 | 0.00020377 | 0.00011547 | 0.00020047 | 0.0001333 | 9.8804e-05 | 0.00021676 | 0.00021897 | 0.00025537 | 0.00023561 | 0.000154 | 0.00012595 | 0.00024477 | 0.00025545 | 6.2745e-05
4505 | 0.00011444 | 0.00015661 | 0.00017638 | 0.00015434 | 3.7167e-05 | 0.00014303 | 7.7591e-05 | 0.00011568 | 0.00011741 | 0.0001206 | 6.8643e-05 | 0.00018397 | 0.00014773 | 0.00019862 | 3.6989e-05 | 0.00011596 | 0.00010062 | 0.00025352 | 6.2e-05
4506 | 6.1547e-05 | 0.00011992 | 9.0188e-05 | 7.706e-05 | 4.5252e-05 | 0.00010033 | 3.4068e-05 | 7.09e-05 | 8.1822e-05 | 5.9546e-05 | 3.0591e-05 | 0.00011391 | 5.3133e-05 | 0.00014961 | 5.4474e-06 | 7.5988e-05 | 5.8487e-05 | 0.00024738 | 6.9966e-05
4507 | 2.1418e-05 | 6.489e-05 | 5.1749e-05 | 2.7532e-05 | 4.2045e-06 | 6.4573e-05 | 1.5421e-05 | 4.3556e-05 | 4.2732e-05 | 1.6128e-05 | 7.0174e-06 | 6.3305e-05 | 9.7983e-06 | 9.0644e-05 | 7.2271e-06 | 1.5719e-05 | 1.1892e-05 | 0.00025282 | 7.7408e-05
4508 | 9.8427e-06 | 2.5136e-05 | 1.6775e-05 | 9.0725e-06 | 0 | 4.8036e-05 | 1.418e-05 | 2.7502e-05 | 1.6267e-05 | 2.8594e-06 | 2.7023e-07 | 3.0466e-05 | 4.6134e-06 | 2.5768e-05 | 2.3958e-06 | 0 | 5.543e-06 | 0.00025322 | 7.4323e-05
4509 | 5.9837e-07 | 1.0352e-05 | 5.829e-06 | 1.8549e-06 | 0 | 2.3985e-05 | 1.0014e-05 | 1.7823e-05 | 9.2939e-06 | 6.9044e-07 | 0 | 1.4377e-05 | 2.3968e-06 | 4.1441e-06 | 0 | 0 | 3.9202e-06 | 0.00023109 | 7.408e-05
4510 | 0 | 4.0947e-06 | 2.1422e-06 | 0 | 0 | 5.2174e-06 | 6.2308e-06 | 4.5624e-06 | 2.4028e-06 | 8.8487e-09 | 0 | 4.5009e-06 | 3.1674e-09 | 1.2323e-06 | 0 | 0 | 4.9587e-07 | 0.00022523 | 7.3786e-05
4511 | 0 | 3.6869e-07 | 5.0997e-07 | 0 | 0 | 1.0997e-06 | 1.0637e-06 | 7.1255e-07 | 5.3728e-07 | 0 | 0 | 7.6637e-07 | 9.6632e-10 | 6.6086e-08 | 0 | 0 | 0 | 0.00022197 | 6.792e-05
4512 | 0 | 9.3289e-08 | 3.4572e-07 | 0 | 0 | 2.946e-07 | 4.1672e-10 | 7.7137e-08 | 1.9653e-07 | 1.1307e-08 | 1.1548e-09 | 1.805e-07 | 1.02e-09 | 4.5124e-09 | 0 | 0 | 0 | 0.00021725 | 7.4594e-05
4513 | 0 | 2.1575e-07 | 6.078e-08 | 0 | 0 | 0 | 0 | 0 | 0 | 1.7697e-08 | 0 | 2.0924e-08 | 9.6632e-10 | 1.584e-08 | 0 | 0 | 0 | 0.00022169 | 8.1609e-05
4514 | 0 | 1.9551e-07 | 0 | 0 | 0 | 2.2783e-07 | 0 | 0 | 0 | 1.7206e-08 | 0 | 3.4348e-07 | 1.0737e-09 | 1.8166e-08 | 0 | 0 | 0 | 0.00022646 | 6.6409e-05
4515 | 0 | 1.5329e-08 | 0 | 0 | 0 | 2.7973e-07 | 0 | 0 | 0 | 1.6223e-08 | 0 | 4.2638e-07 | 7.6948e-10 | 7.0265e-09 | 0 | 0 | 0 | 0.00022766 | 8.1989e-05
4516 | 0 | 0 | 0 | 0 | 0 | 6.2498e-08 | 0 | 0 | 0 | 1.6714e-08 | 0 | 4.271e-07 | 6.979e-10 | 0 | 0 | 0 | 0 | 0.0002314 | 8.0662e-05
4517 | 8.9955e-07 | 9.3847e-08 | 2.2318e-08 | 1.0498e-06 | 0 | 1.4816e-06 | 1.937e-06 | 4.9105e-07 | 3.3425e-06 | 1.803e-07 | 1.964e-06 | 2.5705e-07 | 4.5036e-07 | 1.7595e-07 | 2.3891e-06 | 0 | 3.8524e-06 | 0.00023663 | 7.7833e-05
4518 | 1.3432e-05 | 2.075e-06 | 4.0711e-07 | 2.8846e-05 | 0 | 1.9724e-05 | 3.0325e-05 | 1.2409e-05 | 3.8282e-05 | 1.0797e-05 | 3.0696e-05 | 5.798e-06 | 1.8102e-05 | 9.5339e-06 | 4.1022e-05 | 2.5938e-09 | 4.7006e-05 | 0.00021545 | 7.4334e-05
4519 | 5.5549e-05 | 4.5627e-06 | 1.7775e-06 | 8.6744e-05 | 1.0028e-07 | 4.4485e-05 | 5.5445e-05 | 4.7426e-05 | 7.1431e-05 | 3.7592e-05 | 7.2492e-05 | 1.0483e-05 | 3.6887e-05 | 2.5412e-05 | 8.2974e-05 | 5.1877e-09 | 0.00011427 | 0.00021925 | 7.4973e-05
4520 | 0.00011522 | 9.8878e-06 | 7.5509e-06 | 0.00017122 | 3.5796e-07 | 8.8227e-05 | 0.00011064 | 0.00011454 | 9.822e-05 | 4.1297e-05 | 0.00012216 | 1.2549e-05 | 0.00010072 | 3.5572e-05 | 0.00015249 | 1.0402e-06 | 0.00021535 | 0.00021462 | 7.9253e-05
4521 | 0.00019438 | 2.1913e-05 | 1.8451e-05 | 0.00021962 | 1.5271e-07 | 0.00011578 | 0.00016802 | 0.00018528 | 0.00015464 | 4.304e-05 | 0.00019644 | 1.2313e-05 | 0.00015589 | 5.399e-05 | 0.00023876 | 7.0843e-07 | 0.00028882 | 0.00017444 | 7.5234e-05
4522 | 0.00031773 | 1.6171e-05 | 3.0016e-05 | 0.00018305 | 6.9275e-06 | 0.0001141 | 0.00018828 | 0.00021869 | 0.00019712 | 5.0324e-05 | 0.00017547 | 1.5484e-05 | 0.00022427 | 8.005e-05 | 0.00021561 | 1.014e-05 | 0.00038282 | 0.00015048 | 6.2988e-05
4523 | 0.00033075 | 3.9991e-05 | 7.7709e-05 | 0.00012838 | 2.0683e-05 | 8.233e-05 | 0.0001803 | 0.00023727 | 0.00016738 | 0.00011252 | 0.00015939 | 9.1617e-05 | 0.00026379 | 9.1932e-05 | 0.00021166 | 2.666e-05 | 0.0003531 | 0.00016419 | 5.2675e-05
4524 | 0.0003343 | 8.5569e-05 | 7.8865e-05 | 0.00019549 | 0.00017798 | 8.6875e-05 | 0.00019623 | 0.00027634 | 0.00017583 | 9.8431e-05 | 0.00024816 | 0.00015967 | 0.00034468 | 0.00012521 | 0.00027794 | 9.9211e-05 | 0.00032926 | 0.00020919 | 5.0487e-05
4525 | 0.00035167 | 9.9694e-05 | 0.00012509 | 0.00028904 | 0.00013991 | 0.00015798 | 0.00014623 | 0.00029376 | 0.00017922 | 0.00014165 | 0.00021766 | 0.00023164 | 0.00027867 | 0.00013057 | 0.00033116 | 9.2815e-05 | 0.0003269 | 0.00024275 | 5.7129e-05
4526 | 0.0003026 | 0.0001003 | 8.7016e-05 | 0.00034091 | 0.00016568 | 0.00022719 | 0.00014515 | 0.00027901 | 0.00013865 | 0.00013567 | 0.00012436 | 0.00017529 | 0.00021023 | 0.00010904 | 0.00018606 | 0.00015253 | 0.00030174 | 0.00025253 | 5.6634e-05
4527 | 0.00027526 | 9.8245e-05 | 4.1659e-05 | 0.00026924 | 8.1939e-05 | 0.00019557 | 0.00011419 | 0.00024686 | 0.00011146 | 0.00010372 | 0.00010009 | 0.00010585 | 0.00017014 | 0.00010721 | 0.00012619 | 9.1031e-05 | 0.00026491 | 0.00025015 | 5.4382e-05
4528 | 0.00019158 | 8.1819e-05 | 7.9539e-05 | 0.00016686 | 3.0345e-05 | 0.00014231 | 7.8141e-05 | 0.00016635 | 0.00010729 | 9.0081e-05 | 0.00013192 | 0.00011972 | 0.00013307 | 0.00018191 | 8.6235e-05 | 5.4264e-05 | 0.00020484 | 0.0002221 | 4.7711e-05
4529 | 7.4488e-05 | 3.9756e-05 | 3.5592e-05 | 0.00012461 | 1.8725e-05 | 8.9931e-05 | 5.6727e-05 | 0.00010171 | 8.1678e-05 | 6.3636e-05 | 4.1998e-05 | 0.00012314 | 9.3665e-05 | 0.00014476 | 2.8367e-05 | 1.9042e-05 | 9.9944e-05 | 0.00020916 | 4.9066e-05
4530 | 3.9693e-05 | 1.694e-05 | 1.8599e-05 | 5.5609e-05 | 2.1204e-05 | 6.8724e-05 | 3.2404e-05 | 6.5018e-05 | 5.6759e-05 | 4.6825e-05 | 3.2972e-05 | 6.1815e-05 | 4.362e-05 | 5.1886e-05 | 4.7168e-06 | 7.3581e-06 | 4.3583e-05 | 0.00017794 | 4.7178e-05
4531 | 1.6713e-05 | 4.0717e-06 | 4.4449e-06 | 1.8593e-05 | 3.4676e-06 | 2.6836e-05 | 1.4858e-05 | 2.9416e-05 | 4.2532e-05 | 1.262e-05 | 1.7557e-05 | 2.061e-05 | 7.7352e-06 | 1.0432e-05 | 7.6022e-06 | 6.2729e-07 | 1.0657e-05 | 0.00013257 | 4.2633e-05
4532 | 6.679e-06 | 3.6715e-06 | 1.0974e-06 | 6.5916e-06 | 0 | 9.4951e-06 | 1.0325e-05 | 1.724e-05 | 2.6519e-05 | 2.0165e-06 | 3.3963e-06 | 7.5228e-06 | 2.1639e-06 | 1.8335e-06 | 6.5096e-06 | 0 | 5.42e-06 | 0.0001155 | 4.4995e-05
4533 | 1.2111e-06 | 3.1928e-07 | 3.9801e-07 | 5.079e-07 | 0 | 2.2004e-06 | 1.4738e-06 | 6.1487e-06 | 1.3749e-05 | 5.5304e-08 | 3.4645e-08 | 1.3535e-06 | 1.4119e-06 | 7.6803e-07 | 1.3918e-06 | 0 | 3.6525e-06 | 0.00011998 | 6.187e-05
4534 | 7.6404e-08 | 9.1975e-09 | 7.2034e-08 | 0 | 0 | 5.9373e-07 | 0 | 1.5305e-06 | 1.7938e-06 | 0 | 1.7322e-08 | 2.3887e-07 | 3.3463e-09 | 2.8997e-07 | 0 | 0 | 5.3093e-07 | 0.00012389 | 6.0347e-05
4535 | 0 | 9.5478e-09 | 3.4409e-08 | 0 | 0 | 2.6514e-09 | 0 | 2.7853e-07 | 7.0695e-10 | 9.3403e-09 | 0 | 1.6241e-08 | 1.1632e-09 | 7.1973e-08 | 0 | 0 | 0 | 0.00014738 | 5.9229e-05
4536 | 0 | 0 | 0 | 0 | 0 | 0 | 0 | 0 | 0 | 0 | 0 | 2.1535e-10 | 1.199e-09 | 0 | 0 | 0 | 0 | 0.00016747 | 5.8877e-05
4537 | 0 | 3.8542e-09 | 0 | 0 | 0 | 1.2859e-07 | 0 | 0 | 0 | 9.8319e-09 | 0 | 3.4384e-07 | 8.7685e-10 | 0 | 0 | 0 | 0 | 0.00017433 | 6.0053e-05
4538 | 0 | 0 | 0 | 0 | 0 | 1.0038e-08 | 0 | 0 | 0 | 2.2122e-08 | 0 | 2.1427e-07 | 9.6632e-10 | 0 | 0 | 0 | 0 | 0.00017657 | 5.9243e-05
4539 | 0 | 0 | 0 | 0 | 0 | 0 | 0 | 0 | 0 | 1.6714e-08 | 0 | 0 | 9.8422e-10 | 0 | 0 | 0 | 0 | 0.00017091 | 6.2015e-05
4540 | 0 | 0 | 0 | 0 | 0 | 0 | 0 | 0 | 0 | 1.6223e-08 | 1.1548e-09 | 0 | 6.8001e-10 | 1.0744e-11 | 0 | 0 | 0 | 0.00017601 | 5.8007e-05
4541 | 7.0457e-07 | 7.852e-08 | 9.3948e-08 | 8.3016e-08 | 0 | 1.6896e-07 | 1.4283e-07 | 4.2272e-07 | 4.4612e-07 | 3.392e-08 | 1.1031e-07 | 7.7345e-09 | 1.1497e-06 | 2.3063e-08 | 5.8264e-08 | 2.5938e-09 | 1.7655e-06 | 0.00016687 | 6.2237e-05
4542 | 1.0694e-05 | 3.6966e-06 | 8.8435e-07 | 4.9231e-06 | 1.0558e-07 | 3.3189e-06 | 7.5352e-06 | 7.6487e-06 | 9.115e-06 | 2.111e-06 | 2.2145e-06 | 5.6686e-07 | 2.8471e-05 | 2.0666e-06 | 6.636e-06 | 2.1107e-06 | 3.1288e-05 | 0.00014959 | 6.2579e-05
4543 | 3.9111e-05 | 9.7935e-06 | 2.5583e-06 | 1.5079e-05 | 5.3262e-06 | 1.0744e-05 | 2.2692e-05 | 2.8126e-05 | 2.8927e-05 | 1.4003e-05 | 2.0681e-05 | 5.1175e-06 | 9.6546e-05 | 1.1019e-05 | 2.8511e-05 | 4.8679e-06 | 3.6819e-05 | 0.00017791 | 6.2078e-05
4544 | 7.3092e-05 | 1.76e-05 | 6.5839e-06 | 4.845e-05 | 6.5749e-06 | 3.2078e-05 | 3.1577e-05 | 6.2069e-05 | 5.9842e-05 | 3.0205e-05 | 3.9377e-05 | 9.2288e-06 | 0.00020131 | 1.8062e-05 | 4.3769e-05 | 7.309e-06 | 6.2379e-05 | 0.00017454 | 5.5866e-05
4545 | 0.00010845 | 2.0632e-05 | 1.9314e-05 | 6.3337e-05 | 4.6315e-06 | 4.4981e-05 | 3.8187e-05 | 7.5285e-05 | 6.9129e-05 | 4.4785e-05 | 4.2566e-05 | 1.7156e-05 | 0.00024888 | 3.5223e-05 | 5.0704e-05 | 1.0484e-05 | 9.8279e-05 | 0.00018226 | 6.3173e-05
4546 | 0.00013495 | 2.6268e-05 | 6.0051e-05 | 6.6698e-05 | 2.5123e-05 | 4.4827e-05 | 4.7545e-05 | 9.1054e-05 | 7.5802e-05 | 7.7974e-05 | 4.6058e-05 | 2.8538e-05 | 0.00028794 | 6.0324e-05 | 2.3539e-05 | 3.5196e-05 | 0.00013209 | 0.00015515 | 5.5501e-05
4547 | 0.00021271 | 7.7876e-05 | 7.905e-05 | 0.00013129 | 7.5243e-05 | 5.3688e-05 | 7.1536e-05 | 0.00013354 | 7.4696e-05 | 8.8866e-05 | 4.032e-05 | 6.1004e-05 | 0.00027664 | 5.424e-05 | 6.2646e-05 | 9.1596e-05 | 0.00014148 | 0.00013323 | 6.5169e-05
4548 | 0.0001792 | 9.2136e-05 | 6.0786e-05 | 0.00012368 | 4.1831e-05 | 7.9758e-05 | 7.337e-05 | 0.00016018 | 9.7214e-05 | 4.2657e-05 | 4.8536e-05 | 5.2054e-05 | 0.00026622 | 5.0884e-05 | 6.8717e-05 | 9.2211e-05 | 0.00018494 | 0.00013914 | 6.2433e-05
4549 | 0.00017599 | 8.5166e-05 | 7.7488e-05 | 0.0001148 | 6.0659e-05 | 8.4606e-05 | 7.8444e-05 | 0.00013849 | 9.6668e-05 | 2.2469e-05 | 5.212e-05 | 6.9654e-05 | 0.00029202 | 4.3007e-05 | 4.0291e-05 | 9.4948e-05 | 0.00024003 | 0.00017815 | 6.2847e-05
4550 | 0.00012877 | 8.1212e-05 | 8.1852e-05 | 7.548e-05 | 0.00010635 | 7.0893e-05 | 0.00010171 | 8.8483e-05 | 8.497e-05 | 8.1915e-05 | 7.6386e-05 | 0.00013696 | 0.00031715 | 6.1893e-05 | 6.7819e-05 | 0.00012055 | 0.00016418 | 0.00018751 | 6.1928e-05
4551 | 8.6383e-05 | 9.5941e-05 | 6.5371e-05 | 3.0686e-05 | 0.00012285 | 6.6084e-05 | 9.8125e-05 | 6.2595e-05 | 8.7363e-05 | 7.3538e-05 | 6.0434e-05 | 0.00010109 | 0.00024385 | 6.6155e-05 | 0.0001059 | 8.3263e-05 | 0.00010817 | 0.00021239 | 6.1267e-05
4552 | 6.6562e-05 | 9.1421e-05 | 9.754e-05 | 7.7218e-05 | 5.6321e-05 | 7.87e-05 | 9.3518e-05 | 8.2296e-05 | 9.1735e-05 | 5.4119e-05 | 7.2943e-05 | 8.2586e-05 | 0.00014578 | 0.00011526 | 7.0622e-05 | 6.6041e-05 | 6.1127e-05 | 0.00018371 | 6.0765e-05
4553 | 6.5007e-05 | 4.2431e-05 | 3.0277e-05 | 4.4291e-05 | 3.9685e-05 | 4.2182e-05 | 5.4611e-05 | 5.4377e-05 | 5.7583e-05 | 3.2311e-05 | 2.6055e-05 | 4.5709e-05 | 7.0823e-05 | 4.2577e-05 | 3.155e-05 | 3.7711e-05 | 7.92e-05 | 0.00017228 | 5.1847e-05
4554 | 3.7854e-05 | 1.3739e-05 | 6.6948e-06 | 1.9503e-05 | 6.4331e-06 | 2.8248e-05 | 1.064e-05 | 2.5716e-05 | 3.7827e-05 | 1.1131e-05 | 1.0272e-05 | 1.9848e-05 | 3.1493e-05 | 1.4825e-05 | 1.7446e-05 | 8.0558e-06 | 3.8411e-05 | 0.00014487 | 4.1636e-05
4555 | 9.4065e-07 | 1.6135e-06 | 2.3023e-06 | 1.3687e-06 | 1.5249e-07 | 4.094e-06 | 2.7661e-06 | 1.0225e-05 | 1.653e-05 | 1.4463e-06 | 2.8631e-06 | 4.6158e-06 | 7.0643e-06 | 1.8863e-06 | 3.0768e-06 | 9.6221e-07 | 5.2622e-06 | 0.00013345 | 5.0014e-05
4556 | 0 | 2.9984e-06 | 1.0619e-06 | 0 | 0 | 2.1353e-06 | 1.6189e-06 | 3.8075e-06 | 1.8254e-06 | 4.1171e-07 | 0 | 6.5841e-07 | 2.0529e-06 | 4.1024e-07 | 0 | 0 | 0 | 0.00014645 | 5.4852e-05
4557 | 0 | 4.293e-07 | 3.2344e-07 | 0 | 0 | 1.0601e-06 | 9.0013e-08 | 3.4252e-07 | 7.0224e-08 | 8.8487e-09 | 0 | 9.2347e-08 | 1.4117e-06 | 3.5031e-08 | 0 | 0 | 0 | 0.00013529 | 5.9738e-05
4558 | 0 | 0 | 8.9982e-09 | 0 | 0 | 2.9915e-07 | 0 | 0 | 2.4979e-09 | 0 | 1.1548e-09 | 1.2741e-08 | 8.5895e-10 | 7.7356e-10 | 0 | 0 | 0 | 0.00012271 | 6.9075e-05
4559 | 0 | 0 | 2.3995e-11 | 0 | 0 | 2.7272e-07 | 0 | 0 | 0 | 8.8487e-09 | 0 | 0 | 9.1264e-10 | 0 | 0 | 0 | 0 | 0.0001587 | 6.3509e-05
4560 | 0 | 0 | 1.9196e-10 | 0 | 0 | 3.409e-09 | 0 | 0 | 0 | 0 | 0 | 0 | 9.3053e-10 | 0 | 0 | 0 | 0 | 0.00016992 | 6.1842e-05
4561 | 0 | 0 | 6.4787e-10 | 0 | 0 | 6.8179e-10 | 0 | 0 | 0 | 9.8319e-09 | 0 | 1.7156e-07 | 8.4106e-10 | 1.0744e-11 | 0 | 0 | 0 | 0.00014833 | 6.3395e-05
4562 | 0 | 0 | 0 | 0 | 0 | 0 | 0 | 0 | 0 | 1.7697e-08 | 0 | 8.2549e-09 | 1.02e-09 | 0 | 0 | 0 | 0 | 0.00012454 | 6.0172e-05
4563 | 0 | 0 | 0 | 0 | 0 | 0 | 0 | 0 | 0 | 1.8189e-08 | 0 | 0 | 1.0558e-09 | 0 | 0 | 0 | 0 | 0.00010528 | 5.8546e-05
4564 | 0 | 0 | 0 | 0 | 0 | 0 | 0 | 0 | 0 | 9.8319e-09 | 0 | 0 | 1.02e-09 | 0 | 0 | 0 | 0 | 0.00010447 | 6.0323e-05
4565 | 1.5241e-07 | 4.4033e-07 | 2.0095e-08 | 1.624e-08 | 9.4099e-08 | 6.6098e-07 | 6.4277e-07 | 1.3149e-07 | 2.0506e-06 | 0 | 2.1638e-07 | 3.0364e-09 | 1.4688e-07 | 2.8511e-08 | 1.882e-07 | 3.7974e-07 | 3.1166e-09 | 7.424e-05 | 5.9626e-05
4566 | 7.3628e-06 | 9.256e-06 | 4.3038e-06 | 1.32e-07 | 5.6701e-06 | 1.3575e-05 | 1.4478e-05 | 5.4117e-06 | 2.4812e-05 | 9.8008e-07 | 1.2248e-05 | 1.9704e-07 | 1.142e-05 | 3.7588e-06 | 1.0345e-05 | 7.2257e-06 | 3.2517e-07 | 4.5431e-05 | 6.0621e-05
4567 | 2.5636e-05 | 1.8433e-05 | 1.9273e-05 | 1.6731e-06 | 1.4043e-05 | 1.9715e-05 | 5.1134e-05 | 2.0455e-05 | 5.7893e-05 | 6.9306e-06 | 5.4356e-05 | 4.7371e-06 | 6.9413e-05 | 8.7677e-06 | 7.3061e-05 | 2.2365e-05 | 4.5314e-07 | 5.3594e-05 | 5.9833e-05
4568 | 7.397e-05 | 4.0808e-05 | 4.2094e-05 | 1.1773e-05 | 4.2707e-05 | 2.6411e-05 | 9.4342e-05 | 3.5386e-05 | 0.00011722 | 1.1836e-05 | 0.00012053 | 2.9541e-05 | 0.00015899 | 3.2216e-05 | 0.00012712 | 5.124e-05 | 1.1591e-05 | 3.91e-05 | 6.0636e-05
4569 | 8.0453e-05 | 6.754e-05 | 6.0769e-05 | 3.1603e-05 | 8.9443e-05 | 5.4024e-05 | 0.00012307 | 5.1539e-05 | 0.00015987 | 0.00014292 | 0.00023245 | 4.8428e-05 | 0.00026596 | 6.6538e-05 | 0.00024689 | 7.8637e-05 | 4.0672e-05 | 4.0829e-05 | 6.4674e-05
4570 | 0.00015036 | 8.0243e-05 | 5.4143e-05 | 9.3668e-05 | 0.00011538 | 8.8178e-05 | 0.00014634 | 0.00011433 | 0.00020291 | 0.00014843 | 0.0001732 | 4.0561e-05 | 0.00030765 | 9.307e-05 | 0.00022597 | 8.4291e-05 | 2.7678e-05 | 4.5303e-05 | 5.1796e-05
4571 | 0.00013478 | 6.4687e-05 | 6.8262e-05 | 0.00016417 | 5.9237e-05 | 0.00010354 | 0.00013964 | 0.00011626 | 0.00022886 | 0.00011191 | 0.0001553 | 4.6439e-05 | 0.00032926 | 9.892e-05 | 0.00013542 | 6.6342e-05 | 0.00012711 | 3.5718e-05 | 5.0598e-05
4572 | 6.5616e-05 | 6.7537e-05 | 7.5337e-05 | 7.7641e-05 | 9.9087e-05 | 9.398e-05 | 0.00015025 | 0.00010574 | 0.00018752 | 7.3368e-05 | 0.0001486 | 5.2709e-05 | 0.00034184 | 7.8555e-05 | 0.00019448 | 9.0271e-05 | 0.00020997 | 6.1825e-05 | 5.4667e-05
4573 | 5.936e-05 | 7.1973e-05 | 6.8373e-05 | 9.1565e-05 | 0.00010988 | 8.7271e-05 | 0.00015018 | 0.0001078 | 0.00016144 | 8.3564e-05 | 8.52e-05 | 6.5304e-05 | 0.00034845 | 9.0671e-05 | 0.00015672 | 8.3595e-05 | 0.00017088 | 9.537e-05 | 6.3162e-05
4574 | 5.0123e-05 | 7.2195e-05 | 6.9313e-05 | 5.7364e-05 | 9.2083e-05 | 7.1144e-05 | 0.00012588 | 7.7679e-05 | 0.00013403 | 0.00010335 | 6.5806e-05 | 7.2345e-05 | 0.00028285 | 0.00010917 | 7.126e-05 | 8.1283e-05 | 0.00010788 | 0.00012132 | 6.6497e-05
4575 | 3.962e-05 | 6.8312e-05 | 7.8875e-05 | 4.7072e-05 | 8.0214e-05 | 8.2955e-05 | 9.3803e-05 | 8.3079e-05 | 0.00010979 | 8.5413e-05 | 7.2178e-05 | 8.3114e-05 | 0.00025487 | 0.00011 | 6.8912e-05 | 7.6832e-05 | 8.7765e-05 | 0.00013391 | 6.7463e-05
4576 | 3.7365e-05 | 0.0001 | 0.00011427 | 8.1951e-05 | 8.19e-05 | 6.9807e-05 | 0.00010111 | 7.19e-05 | 0.00010498 | 6.5915e-05 | 9.2983e-05 | 6.3624e-05 | 0.00015796 | 0.00014956 | 8.0279e-05 | 8.5966e-05 | 5.6333e-05 | 0.00015623 | 6.4863e-05
4577 | 5.4792e-05 | 6.1225e-05 | 6.3874e-05 | 2.3432e-05 | 3.555e-05 | 4.7545e-05 | 7.209e-05 | 4.9302e-05 | 8.4953e-05 | 2.7022e-05 | 8.314e-05 | 3.6135e-05 | 0.00010155 | 6.6612e-05 | 6.4959e-05 | 6.2289e-05 | 4.6673e-05 | 0.00016261 | 6.2341e-05
4578 | 1.8153e-05 | 2.0111e-05 | 2.867e-05 | 1.7054e-05 | 1.27e-05 | 3.4675e-05 | 3.5366e-05 | 2.1399e-05 | 6.3601e-05 | 1.0815e-05 | 3.0934e-05 | 1.8188e-05 | 4.4939e-05 | 1.1958e-05 | 3.7294e-05 | 1.7468e-05 | 2.4972e-05 | 0.00012091 | 6.7266e-05
4579 | 6.5458e-07 | 2.3111e-06 | 2.3004e-06 | 2.345e-07 | 1.5128e-06 | 5.606e-06 | 8.6883e-06 | 6.4528e-06 | 4.5809e-05 | 2.7634e-06 | 8.4932e-06 | 3.4958e-06 | 7.9782e-06 | 3.2104e-06 | 6.5488e-06 | 1.6894e-06 | 2.6222e-06 | 8.7839e-05 | 7.9533e-05
4580 | 0 | 3.3659e-06 | 6.4089e-07 | 0 | 0 | 1.4414e-06 | 6.2137e-06 | 2.0646e-06 | 2.4461e-05 | 6.7471e-07 | 0 | 6.3348e-07 | 3.0441e-06 | 1.0155e-06 | 3.1171e-07 | 0 | 0 | 8.5736e-05 | 8.4261e-05
4581 | 0 | 2.8657e-07 | 1.5395e-07 | 0 | 0 | 5.8303e-07 | 2.1047e-06 | 5.6215e-07 | 5.0905e-06 | 8.6029e-09 | 0 | 8.4595e-08 | 1.958e-06 | 4.7505e-08 | 0 | 0 | 0 | 0.00012436 | 7.784e-05
4582 | 0 | 4.3797e-09 | 1.099e-08 | 0 | 0 | 4.1741e-08 | 4.0245e-07 | 2.7405e-07 | 7.015e-07 | 0 | 1.1548e-09 | 1.5254e-08 | 5.1e-09 | 1.9793e-08 | 0 | 0 | 0 | 0.00017979 | 7.5377e-05
4583 | 0 | 0 | 6.0468e-09 | 0 | 0 | 9.886e-09 | 0 | 1.1441e-09 | 2.5384e-07 | 1.0815e-08 | 0 | 0 | 7.8737e-10 | 0 | 0 | 0 | 0 | 0.00017154 | 7.7688e-05
4584 | 0 | 0 | 3.4553e-09 | 0 | 0 | 0 | 0 | 0 | 1.6048e-07 | 9.3403e-09 | 0 | 0 | 8.2316e-10 | 0 | 0 | 0 | 0 | 0.0001747 | 8.2173e-05
4585 | 0 | 0 | 1.7277e-09 | 0 | 0 | 0 | 0 | 0 | 1.6071e-07 | 8.8487e-09 | 0 | 5.739e-08 | 7.1579e-10 | 0 | 0 | 0 | 0 | 0.00017695 | 7.3894e-05
4586 | 0 | 0 | 2.3995e-11 | 0 | 0 | 0 | 0 | 0 | 1.6401e-07 | 0 | 0 | 0 | 8.4106e-10 | 2.9008e-09 | 0 | 0 | 0 | 0.00019491 | 6.3744e-05
4587 | 0 | 0 | 0 | 0 | 0 | 0 | 0 | 0 | 1.6731e-08 | 0 | 0 | 0 | 8.5895e-10 | 0 | 0 | 0 | 0 | 0.00018081 | 6.3456e-05
4588 | 0 | 0 | 0 | 0 | 0 | 0 | 0 | 0 | 0 | 0 | 0 | 0 | 9.1264e-10 | 1.0744e-11 | 0 | 0 | 0 | 0.00017152 | 5.9759e-05
4589 | 5.3779e-09 | 3.4496e-07 | 1.3356e-07 | 2.3923e-09 | 0 | 1.1449e-08 | 1.2592e-06 | 1.7512e-07 | 6.3842e-07 | 3.4903e-08 | 1.7045e-06 | 9.2805e-09 | 1.0254e-08 | 6.6287e-09 | 1.7973e-06 | 1.3841e-07 | 7.8081e-08 | 0.00022603 | 5.7439e-05
4590 | 9.5024e-07 | 2.04e-05 | 1.1478e-05 | 1.3146e-06 | 1.7738e-06 | 3.8463e-06 | 2.8604e-05 | 1.4215e-06 | 1.6548e-05 | 2.2802e-06 | 3.0838e-05 | 1.9667e-06 | 3.3153e-06 | 2.9878e-06 | 3.9027e-05 | 8.1632e-06 | 5.5002e-06 | 0.00023371 | 6.1468e-05
4591 | 3.3091e-06 | 9.9123e-05 | 5.7198e-05 | 7.2415e-06 | 2.5697e-05 | 3.295e-05 | 0.00012053 | 8.6769e-06 | 8.3853e-05 | 2.9662e-05 | 0.00011665 | 1.2932e-05 | 5.4995e-06 | 1.9166e-05 | 0.00013371 | 4.7581e-05 | 1.4386e-05 | 0.00016643 | 5.7243e-05
4592 | 4.8884e-06 | 0.00016628 | 0.00017144 | 2.7783e-05 | 6.86e-05 | 8.0603e-05 | 0.00021672 | 3.6743e-05 | 0.00019759 | 9.1418e-05 | 0.00021174 | 3.602e-05 | 3.3574e-06 | 5.1208e-05 | 0.00023643 | 7.3514e-05 | 2.76e-05 | 0.00012847 | 6.6057e-05
4593 | 1.3658e-05 | 0.00025754 | 0.0002561 | 4.5193e-05 | 9.9026e-05 | 0.00013361 | 0.00034189 | 5.8594e-05 | 0.00029488 | 6.6505e-05 | 0.00033208 | 9.2045e-05 | 3.791e-05 | 6.6915e-05 | 0.00037697 | 0.00013645 | 6.1874e-05 | 8.8143e-05 | 6.6547e-05
4594 | 2.316e-05 | 0.00030101 | 0.00034765 | 7.7913e-05 | 0.00012679 | 0.00015604 | 0.00042377 | 0.00012077 | 0.00036587 | 8.5372e-05 | 0.00041274 | 0.00018933 | 6.0478e-05 | 0.00011665 | 0.00047817 | 0.0002122 | 0.00010935 | 5.6048e-05 | 4.8627e-05
4595 | 0.00012368 | 0.00034432 | 0.0004497 | 0.00012568 | 0.00014663 | 0.00017246 | 0.00046404 | 0.00022633 | 0.00036794 | 0.00018127 | 0.00044934 | 0.00017131 | 0.00012099 | 0.00018292 | 0.00054358 | 0.00029288 | 0.0001744 | 4.6216e-05 | 3.7165e-05
4596 | 0.00032754 | 0.0003735 | 0.00046515 | 0.00019574 | 0.00019286 | 0.00017851 | 0.00048907 | 0.00031171 | 0.00038703 | 0.00021714 | 0.00050174 | 0.00014704 | 7.7464e-05 | 0.00021607 | 0.0005394 | 0.00034074 | 0.00015526 | 3.2359e-05 | 4.4979e-05
4597 | 0.00029843 | 0.00039788 | 0.0004633 | 0.00019843 | 0.00028497 | 0.00017298 | 0.00049092 | 0.00027995 | 0.0003972 | 0.00032252 | 0.00047152 | 0.00019229 | 3.1556e-05 | 0.00023893 | 0.00051818 | 0.00040098 | 0.00017818 | 3.7716e-05 | 4.1701e-05
4598 | 0.00024503 | 0.00037821 | 0.00044388 | 0.00015841 | 0.00027294 | 0.00019645 | 0.00043559 | 0.00029516 | 0.00038945 | 0.00040635 | 0.0004494 | 0.00024793 | 2.3339e-05 | 0.00022273 | 0.00026027 | 0.00037307 | 0.00010006 | 4.1273e-05 | 3.2477e-05
4599 | 0.00025924 | 0.00030843 | 0.00040532 | 0.00018009 | 0.00031397 | 0.00019404 | 0.00033121 | 0.00024761 | 0.00029627 | 0.00025907 | 0.00044349 | 0.00024063 | 2.7883e-05 | 0.0001737 | 0.00023265 | 0.00038566 | 5.0871e-05 | 3.1717e-05 | 2.0741e-05
4600 | 0.00021241 | 0.00030364 | 0.00033545 | 0.00015287 | 0.00027951 | 0.00017187 | 0.00025403 | 0.00018237 | 0.0002437 | 0.00017759 | 0.00041046 | 0.00019318 | 5.1914e-05 | 0.00019379 | 0.0001777 | 0.00027393 | 2.2946e-05 | 2.5301e-05 | 7.3825e-06
4601 | 0.00012577 | 0.00020914 | 0.00023811 | 9.3513e-05 | 0.00020578 | 0.00011158 | 0.00016279 | 0.00010304 | 0.000134 | 8.8371e-05 | 0.00027226 | 0.00010398 | 6.4154e-05 | 0.00015904 | 9.7152e-05 | 0.00019368 | 1.9612e-05 | 1.4669e-05 | 1.2388e-05
4602 | 1.8681e-05 | 0.00012783 | 0.00013274 | 3.0917e-05 | 7.3449e-05 | 8.5512e-05 | 9.0073e-05 | 4.4168e-05 | 0.00010434 | 5.7922e-05 | 0.00016953 | 7.8915e-05 | 2.0965e-05 | 0.00011685 | 8.9476e-05 | 8.9864e-05 | 1.5666e-05 | 9.5315e-06 | 2.9293e-05
4603 | 4.0341e-06 | 8.577e-05 | 6.8735e-05 | 5.8138e-06 | 5.9483e-06 | 3.8317e-05 | 5.062e-05 | 2.5087e-05 | 9.0513e-05 | 2.554e-05 | 5.7675e-05 | 2.4103e-05 | 1.7658e-06 | 4.3456e-05 | 1.3181e-05 | 2.6546e-05 | 5.1021e-06 | 7.4461e-06 | 4.648e-05
4604 | 5.0441e-08 | 5.2837e-05 | 3.426e-05 | 0 | 0 | 1.7049e-05 | 3.6982e-05 | 1.1883e-05 | 6.1061e-05 | 1.0546e-05 | 3.9584e-05 | 5.9563e-06 | 8.5895e-10 | 7.6337e-06 | 7.5064e-06 | 0 | 2.0425e-07 | 1.049e-05 | 6.9724e-06
4605 | 0 | 1.915e-05 | 1.18e-05 | 0 | 0 | 6.3389e-06 | 2.1892e-05 | 5.8918e-06 | 3.9223e-05 | 1.5419e-06 | 1.9857e-05 | 2.1648e-06 | 8.4106e-10 | 2.1511e-06 | 7.5118e-06 | 0 | 1.6529e-07 | 1.4458e-05 | 4.0274e-06
4606 | 0 | 7.472e-06 | 3.62e-06 | 0 | 0 | 8.6462e-07 | 9.3291e-06 | 1.6236e-06 | 1.6904e-05 | 0 | 1.2784e-06 | 4.8797e-07 | 1.0379e-09 | 5.6447e-07 | 7.0642e-06 | 0 | 1.6529e-07 | 9.5366e-06 | 1.8841e-06
4607 | 0 | 1.3171e-06 | 7.2785e-07 | 0 | 0 | 2.1249e-08 | 2.3576e-06 | 4.1157e-07 | 4.6711e-06 | 0 | 0 | 2.6373e-07 | 1.02e-09 | 6.5785e-08 | 1.0348e-06 | 0 | 1.2522e-07 | 5.0174e-06 | 1.0739e-05
4608 | 0 | 1.0139e-07 | 6.2028e-08 | 0 | 0 | 0 | 1.3859e-07 | 0 | 7.5298e-07 | 0 | 0 | 1.8154e-07 | 1.02e-09 | 1.2635e-08 | 0 | 0 | 0 | 4.533e-06 | 1.1729e-05
4609 | 0 | 1.2395e-07 | 1.4397e-10 | 0 | 0 | 2.2916e-07 | 6.3342e-08 | 0 | 6.5982e-09 | 1.0323e-08 | 0 | 3.6515e-07 | 1.02e-09 | 2.5785e-11 | 0 | 0 | 0 | 5.6499e-06 | 1.0768e-05
4610 | 0 | 1.3621e-07 | 0 | 0 | 0 | 6.3679e-08 | 0 | 0 | 7.0695e-10 | 1.8681e-08 | 0 | 1.6941e-08 | 1.0916e-09 | 0 | 0 | 0 | 0 | 8.256e-06 | 9.2634e-06
4611 | 0 | 1.3533e-07 | 0 | 0 | 0 | 0 | 0 | 0 | 2.3565e-10 | 1.8681e-08 | 0 | 8.2549e-10 | 6.979e-10 | 0 | 0 | 0 | 0 | 1.0879e-05 | 7.6981e-06
4612 | 0 | 8.3653e-08 | 0 | 0 | 0 | 0 | 0 | 0 | 8.4834e-09 | 1.6223e-08 | 0 | 0 | 6.6211e-10 | 1.0744e-11 | 0 | 0 | 0 | 9.1389e-06 | 6.7926e-06
4613 | 2.1609e-06 | 8.2052e-07 | 2.273e-07 | 6.0383e-07 | 6.68e-08 | 1.1328e-06 | 1.1141e-06 | 3.4933e-06 | 2.7611e-06 | 4.4924e-07 | 2.4035e-07 | 1.2384e-06 | 8.5108e-08 | 3.326e-07 | 9.6117e-07 | 3.9198e-07 | 1.4296e-06 | 4.7077e-06 | 3.6279e-06
4614 | 1.4844e-05 | 1.7287e-05 | 1.2409e-05 | 2.4945e-05 | 9.3165e-06 | 2.3376e-05 | 2.0652e-05 | 2.0886e-05 | 3.8995e-05 | 1.9428e-05 | 9.8753e-06 | 2.4412e-05 | 7.6499e-06 | 1.3413e-05 | 2.7853e-05 | 8.1724e-06 | 4.5221e-05 | 3.7969e-06 | 1.6233e-06
4615 | 6.1232e-05 | 5.8416e-05 | 5.525e-05 | 4.3997e-05 | 6.3955e-05 | 7.4567e-05 | 6.089e-05 | 5.7432e-05 | 0.00011544 | 8.5146e-05 | 3.3625e-05 | 5.164e-05 | 4.6609e-05 | 4.4393e-05 | 7.5311e-05 | 4.4201e-05 | 7.0439e-05 | 1.0166e-06 | 8.485e-07
4616 | 0.00011697 | 0.00011474 | 9.456e-05 | 0.00010357 | 0.00016499 | 0.00012992 | 0.00010898 | 0.00010208 | 0.00022088 | 7.7343e-05 | 7.3614e-05 | 8.1878e-05 | 7.9283e-05 | 6.9609e-05 | 0.00012482 | 0.00013483 | 0.00011761 | 2.6098e-07 | 1.2474e-07
4617 | 0.0001153 | 0.00018985 | 0.00013016 | 0.00019653 | 0.0001688 | 0.00019968 | 0.00017485 | 0.00011328 | 0.00034757 | 7.3906e-05 | 0.00011248 | 0.00011997 | 7.3219e-05 | 0.00012105 | 0.00023243 | 0.00018299 | 0.0001672 | 1.9625e-08 | 8.7104e-08
4618 | 0.00017015 | 0.00026037 | 0.00015898 | 0.00021639 | 0.00016109 | 0.00026641 | 0.00026182 | 0.00013613 | 0.00042926 | 0.00013047 | 0.0001555 | 0.00017413 | 9.0234e-05 | 0.00016014 | 0.00036975 | 0.00020958 | 0.00020082 | 8.1993e-09 | 3.5338e-08
4619 | 0.00029574 | 0.00032802 | 0.00020637 | 0.00022652 | 0.00022676 | 0.00029159 | 0.00032592 | 0.00022098 | 0.00048646 | 0.00017604 | 0.00024383 | 0.0001812 | 9.1459e-05 | 0.00013889 | 0.00042 | 0.00025891 | 0.0002288 | 4.422e-08 | 5.0545e-08
4620 | 0.00028509 | 0.00037788 | 0.00027471 | 0.00029523 | 0.0002059 | 0.00029982 | 0.00038422 | 0.00023994 | 0.00048999 | 0.00019774 | 0.00022813 | 0.00019385 | 7.8775e-05 | 0.00015151 | 0.00042511 | 0.00020297 | 0.00027578 | 4.1571e-07 | 2.872e-07
4621 | 0.00024929 | 0.00041423 | 0.00028591 | 0.0002799 | 0.0002005 | 0.00030744 | 0.0004235 | 0.00023254 | 0.00051004 | 0.00020564 | 0.00030658 | 0.00021392 | 8.9072e-05 | 0.00012388 | 0.00040779 | 0.00023391 | 0.0002437 | 7.6759e-06 | 2.6739e-06
4622 | 0.00026417 | 0.00042585 | 0.00032953 | 0.00021949 | 0.00022965 | 0.00028934 | 0.00040921 | 0.00022836 | 0.00048818 | 0.00013259 | 0.00039528 | 0.00017072 | 9.6034e-05 | 9.1713e-05 | 0.00047116 | 0.00021351 | 0.00026433 | 8.6539e-06 | 1.8615e-06
4623 | 0.00019864 | 0.00038042 | 0.00033553 | 0.00021683 | 0.0001869 | 0.00026324 | 0.00038266 | 0.00018296 | 0.00040774 | 0.00010896 | 0.0003339 | 0.000214 | 7.0551e-05 | 0.00010845 | 0.00039265 | 0.00023714 | 0.00019071 | 7.1999e-06 | 3.4587e-07
4624 | 0.00012545 | 0.0003053 | 0.00027355 | 0.00017639 | 0.00016548 | 0.00020283 | 0.00028175 | 0.00011032 | 0.00030334 | 0.00010107 | 0.00033168 | 0.00020709 | 4.7234e-05 | 0.00017217 | 0.00025431 | 0.00023265 | 0.0001158 | 5.3503e-06 | 8.6039e-07
4625 | 6.3698e-05 | 0.0002141 | 0.00019381 | 0.00011559 | 0.00010672 | 0.00013821 | 0.00019096 | 5.8904e-05 | 0.00019609 | 8.1734e-05 | 0.00028272 | 0.00012272 | 3.1632e-05 | 0.00014921 | 0.00021441 | 0.00015395 | 5.2879e-05 | 6.731e-06 | 7.4252e-07
4626 | 3.1732e-05 | 0.00014309 | 0.00013209 | 5.1561e-05 | 4.7671e-05 | 9.4966e-05 | 0.00011105 | 3.2442e-05 | 0.00013047 | 4.7016e-05 | 0.00013495 | 7.7062e-05 | 1.4359e-05 | 7.7198e-05 | 9.095e-05 | 8.3495e-05 | 2.1551e-05 | 6.8838e-06 | 8.3291e-09
4627 | 8.2111e-06 | 9.5126e-05 | 6.606e-05 | 1.2927e-05 | 1.1123e-05 | 5.9916e-05 | 5.124e-05 | 1.9825e-05 | 9.8951e-05 | 1.7171e-05 | 4.387e-05 | 3.0749e-05 | 4.1112e-06 | 1.6338e-05 | 1.6271e-05 | 2.5555e-05 | 7.1254e-06 | 8.5958e-06 | 1.9584e-08
4628 | 4.2257e-07 | 5.8773e-05 | 1.2905e-05 | 5.6878e-06 | 0 | 3.7488e-05 | 3.1943e-05 | 1.0567e-05 | 8.0872e-05 | 2.8338e-06 | 1.2456e-05 | 1.0175e-05 | 2.0261e-07 | 2.0325e-06 | 7.5245e-06 | 0 | 5.4935e-06 | 8.307e-06 | 3.295e-07
4629 | 1.58e-07 | 1.8955e-05 | 4.3011e-06 | 0 | 0 | 2.0419e-05 | 2.0084e-05 | 3.1585e-06 | 5.0285e-05 | 6.2678e-07 | 4.6424e-07 | 2.3707e-06 | 1.1811e-09 | 3.9001e-07 | 7.5227e-06 | 0 | 1.053e-06 | 1.2419e-05 | 1.3273e-06
4630 | 0 | 7.5182e-06 | 2.0629e-06 | 0 | 0 | 5.6194e-06 | 8.1365e-06 | 3.6972e-07 | 2.0638e-05 | 0 | 3.4645e-08 | 4.0192e-07 | 1.2347e-09 | 1.2914e-08 | 7.2019e-06 | 0 | 4.007e-08 | 2.0424e-05 | 3.1075e-06
4631 | 0 | 2.0074e-06 | 5.4215e-07 | 0 | 0 | 7.5925e-07 | 1.9692e-06 | 1.8201e-08 | 5.1888e-06 | 2.9496e-09 | 0 | 7.9902e-08 | 1.1811e-09 | 9.6695e-11 | 2.7909e-07 | 0 | 0 | 2.6227e-05 | 4.1414e-07
4632 | 0 | 3.4337e-08 | 4.4631e-09 | 0 | 0 | 8.3633e-08 | 1.643e-07 | 0 | 1.1811e-06 | 2.3597e-08 | 0 | 4.1275e-09 | 9.6632e-10 | 0 | 0 | 0 | 0 | 2.5105e-05 | 1.1442e-06
4633 | 0 | 5.0061e-07 | 0 | 0 | 0 | 2.5151e-07 | 3.1254e-08 | 7.0724e-09 | 1.2737e-07 | 2.0155e-08 | 0 | 3.4348e-07 | 8.9474e-10 | 0 | 0 | 0 | 0 | 2.2261e-05 | 5.5609e-06
4634 | 0 | 5.4659e-07 | 0 | 0 | 0 | 2.8984e-07 | 0 | 0 | 1.0416e-07 | 1.7697e-08 | 0 | 3.1692e-07 | 1.02e-09 | 0 | 0 | 0 | 0 | 1.904e-05 | 3.6643e-06
4635 | 0 | 5.4615e-07 | 0 | 0 | 0 | 1.7329e-07 | 0 | 0 | 4.713e-10 | 1.7206e-08 | 1.1548e-09 | 8.9727e-09 | 6.6211e-10 | 1.0744e-11 | 0 | 0 | 0 | 1.3087e-05 | 3.9133e-06
4636 | 0 | 4.2265e-07 | 0 | 0 | 0 | 2.8408e-09 | 0 | 0 | 4.713e-10 | 1.6223e-08 | 0 | 0 | 9.3053e-10 | 0 | 0 | 0 | 0 | 5.5386e-06 | 3.8664e-06
4637 | 2.0994e-06 | 4.3665e-07 | 9.5004e-07 | 9.6903e-07 | 2.4759e-07 | 1.8029e-06 | 3.4823e-07 | 1.2074e-06 | 2.2076e-06 | 1.3189e-07 | 2.4712e-07 | 4.251e-07 | 7.0854e-07 | 2.3119e-07 | 7.819e-07 | 2.4797e-07 | 3.8745e-06 | 2.3219e-06 | 2.7277e-06
4638 | 3.1969e-05 | 1.9003e-05 | 2.0677e-05 | 1.8353e-05 | 1.529e-05 | 3.3359e-05 | 1.5689e-05 | 2.2448e-05 | 2.9339e-05 | 1.0818e-05 | 7.8918e-06 | 2.6983e-05 | 3.1836e-05 | 1.6458e-05 | 1.5914e-05 | 8.519e-06 | 5.077e-05 | 2.9575e-06 | 1.4022e-06
4639 | 0.00011872 | 7.0527e-05 | 6.0748e-05 | 5.1059e-05 | 6.1453e-05 | 0.00010557 | 5.4189e-05 | 7.4467e-05 | 9.009e-05 | 3.4543e-05 | 2.519e-05 | 9.0125e-05 | 0.00011799 | 6.7646e-05 | 4.4307e-05 | 4.188e-05 | 0.00015724 | 2.0981e-06 | 1.1769e-06
4640 | 0.00024419 | 0.00011769 | 0.00011168 | 0.00010031 | 0.0001378 | 0.00020521 | 9.228e-05 | 0.00016841 | 0.00017979 | 0.00011858 | 6.2364e-05 | 0.00014787 | 0.00026148 | 0.00012963 | 6.6339e-05 | 0.00011176 | 0.00027827 | 4.0758e-07 | 6.2756e-07
4641 | 0.0003871 | 0.00016356 | 0.00020705 | 0.0001917 | 0.00025009 | 0.00029104 | 0.00014695 | 0.00028867 | 0.00028461 | 0.00017205 | 0.00010924 | 0.00018885 | 0.00038602 | 0.00017647 | 9.3119e-05 | 0.00019653 | 0.00038887 | 5.0936e-07 | 1.2284e-07
4642 | 0.00045858 | 0.00021782 | 0.00033834 | 0.00034555 | 0.00026673 | 0.00036197 | 0.0002134 | 0.00037104 | 0.00035993 | 0.00024062 | 0.00016621 | 0.00027413 | 0.00040598 | 0.00020707 | 0.00013001 | 0.00021819 | 0.00043644 | 9.6408e-07 | 1.4513e-07
4643 | 0.00049943 | 0.00031032 | 0.0004089 | 0.00043276 | 0.00033957 | 0.00042377 | 0.00028226 | 0.00042586 | 0.00040472 | 0.00032861 | 0.0002861 | 0.00033174 | 0.00022639 | 0.00024569 | 0.00019047 | 0.00024311 | 0.00050166 | 2.1202e-06 | 9.3305e-08
4644 | 0.00052617 | 0.00040007 | 0.00044804 | 0.00046199 | 0.00049102 | 0.00045521 | 0.0003275 | 0.00045592 | 0.00042877 | 0.0003825 | 0.00033388 | 0.00035068 | 0.0001869 | 0.00027836 | 0.0002796 | 0.00034143 | 0.00052099 | 1.666e-06 | 0
4645 | 0.00052555 | 0.00042607 | 0.00043359 | 0.00046523 | 0.00051602 | 0.0004705 | 0.00037415 | 0.0004724 | 0.00044921 | 0.00043605 | 0.0003142 | 0.0003423 | 0.00020507 | 0.00030198 | 0.00037702 | 0.0004122 | 0.00051898 | 1.2833e-05 | 4.8851e-10
4646 | 0.00048802 | 0.00041803 | 0.00041919 | 0.00043894 | 0.00049685 | 0.00045841 | 0.00038269 | 0.00044973 | 0.00042254 | 0.00041405 | 0.00037035 | 0.00039015 | 0.00021037 | 0.00032925 | 0.00042466 | 0.00043469 | 0.00045527 | 1.3274e-05 | 9.7702e-10
4647 | 0.00041094 | 0.00039815 | 0.00040916 | 0.00037878 | 0.00043442 | 0.00039424 | 0.00035445 | 0.0003941 | 0.00034454 | 0.00027455 | 0.00036752 | 0.00037342 | 0.00021444 | 0.00034908 | 0.00037737 | 0.00041654 | 0.00039096 | 1.1251e-05 | 0
4648 | 0.00030103 | 0.00033346 | 0.00033291 | 0.00029097 | 0.00031858 | 0.00029877 | 0.00029226 | 0.00030047 | 0.00025922 | 0.00023715 | 0.00034844 | 0.00029007 | 0.00018449 | 0.0003376 | 0.00027557 | 0.00035138 | 0.00027875 | 9.6919e-06 | 0
4649 | 0.00017873 | 0.0002389 | 0.00023704 | 0.00018932 | 0.00017311 | 0.00018856 | 0.00019282 | 0.00018399 | 0.0001741 | 0.00016345 | 0.0002556 | 0.00019384 | 0.00013113 | 0.00024623 | 0.00017001 | 0.00023549 | 0.00016041 | 9.6924e-06 | 0
4650 | 7.3133e-05 | 0.00015497 | 0.00014214 | 9.9068e-05 | 6.9677e-05 | 0.00011513 | 0.00010677 | 9.2516e-05 | 0.00012429 | 7.1283e-05 | 0.000137 | 0.00010904 | 6.5298e-05 | 0.00018239 | 7.3213e-05 | 0.00011971 | 5.6568e-05 | 7.3792e-06 | 0
4651 | 2.2549e-05 | 0.00010258 | 7.7736e-05 | 3.3501e-05 | 8.4409e-06 | 6.9919e-05 | 4.7588e-05 | 4.9526e-05 | 9.8305e-05 | 3.3727e-05 | 4.0912e-05 | 5.8801e-05 | 2.2276e-05 | 0.0001178 | 1.8288e-05 | 5.4086e-05 | 9.2425e-06 | 5.6286e-06 | 2.9459e-07
4652 | 1.7924e-05 | 6.6203e-05 | 4.0888e-05 | 1.4865e-05 | 0 | 5.7633e-05 | 2.9865e-05 | 3.2932e-05 | 7.8152e-05 | 1.1263e-05 | 5.1638e-06 | 4.1512e-05 | 7.761e-06 | 6.8842e-05 | 7.5281e-06 | 1.2556e-05 | 5.5875e-06 | 3.2213e-06 | 3.8083e-07
4653 | 7.3127e-06 | 2.6277e-05 | 1.8169e-05 | 2.7695e-06 | 0 | 3.7021e-05 | 1.7969e-05 | 2.3762e-05 | 4.4201e-05 | 7.9638e-06 | 1.6572e-07 | 2.1263e-05 | 3.88e-06 | 1.2558e-05 | 6.5006e-06 | 0 | 5.2898e-06 | 2.6841e-06 | 0
4654 | 4.4013e-07 | 9.3249e-06 | 5.5028e-06 | 0 | 0 | 1.17e-05 | 5.6518e-06 | 8.6751e-06 | 1.646e-05 | 5.557e-06 | 1.7322e-08 | 7.6686e-06 | 4.0785e-07 | 2.9169e-06 | 7.4484e-07 | 0 | 2.4738e-06 | 7.5577e-07 | 0
4655 | 1.3377e-07 | 3.1041e-06 | 1.0686e-06 | 0 | 0 | 1.1869e-06 | 1.0958e-06 | 1.7914e-06 | 4.4158e-06 | 1.0274e-07 | 0 | 7.1499e-07 | 6.0843e-10 | 5.5048e-07 | 0 | 0 | 1.7531e-07 | 4.2773e-07 | 0
4656 | 0 | 1.7957e-07 | 2.9437e-07 | 0 | 0 | 1.5668e-07 | 8.3345e-09 | 2.7411e-07 | 9.4658e-07 | 1.7697e-08 | 0 | 1.4033e-07 | 6.2632e-10 | 6.6023e-08 | 0 | 0 | 0 | 1.6213e-07 | 0
4657 | 0 | 5.0192e-07 | 2.0473e-07 | 0 | 0 | 2.5969e-07 | 0 | 2.7735e-08 | 1.2501e-07 | 8.8487e-09 | 0 | 3.5851e-07 | 1.1274e-09 | 2.5141e-09 | 0 | 0 | 0 | 2.8999e-07 | 0
4658 | 0 | 5.4703e-07 | 9.8381e-09 | 0 | 0 | 2.623e-07 | 0 | 0 | 1.8616e-08 | 0 | 0 | 4.2922e-07 | 8.7685e-10 | 3.5175e-09 | 0 | 0 | 0 | 8.9549e-07 | 0
4659 | 0 | 5.4659e-07 | 1.1998e-10 | 0 | 0 | 2.8048e-07 | 0 | 0 | 4.713e-10 | 0 | 1.1548e-09 | 4.5108e-07 | 9.1264e-10 | 0 | 0 | 0 | 0 | 6.4742e-07 | 1.2158e-09
4660 | 0 | 4.1827e-07 | 0 | 0 | 0 | 2.4431e-07 | 0 | 0 | 2.3565e-10 | 0 | 0 | 1.1036e-07 | 8.7685e-10 | 0 | 0 | 0 | 0 | 1.5642e-06 | 1.4233e-06
4661 | 3.1839e-06 | 1.4696e-06 | 1.1325e-06 | 3.1907e-07 | 7.9375e-07 | 1.5323e-06 | 1.1164e-06 | 1.56e-06 | 2.0592e-06 | 4.0163e-07 | 1.1816e-06 | 7.3724e-07 | 1.4343e-06 | 4.983e-07 | 1.4952e-06 | 5.0901e-07 | 3.7528e-06 | 2.3112e-06 | 1.8488e-06
4662 | 4.6398e-05 | 2.9437e-05 | 2.8156e-05 | 1.7968e-05 | 1.4531e-05 | 2.7425e-05 | 2.929e-05 | 3.2519e-05 | 3.2184e-05 | 2.3194e-05 | 4.3079e-05 | 2.8366e-05 | 2.6531e-05 | 2.432e-05 | 3.6346e-05 | 1.8485e-05 | 4.3562e-05 | 2.2273e-06 | 9.7633e-07
4663 | 0.00014393 | 9.0655e-05 | 7.6457e-05 | 7.061e-05 | 7.8769e-05 | 8.8576e-05 | 9.1686e-05 | 0.0001069 | 9.3214e-05 | 8.2877e-05 | 0.00011783 | 0.0001053 | 4.5764e-05 | 8.023e-05 | 0.00011928 | 5.1158e-05 | 0.00013283 | 2.482e-06 | 6.2008e-08
4664 | 0.00026827 | 0.00017712 | 0.00017271 | 0.00015172 | 0.00017197 | 0.0001868 | 0.00018541 | 0.00021421 | 0.00018783 | 0.00019297 | 0.00019041 | 0.0001896 | 5.5203e-05 | 0.00014684 | 0.0002362 | 0.00014881 | 0.00024363 | 4.0529e-06 | 1.2795e-06
4665 | 0.00038513 | 0.0003067 | 0.00028875 | 0.00025999 | 0.00031865 | 0.00030123 | 0.00029999 | 0.00030631 | 0.00030773 | 0.00034659 | 0.00025203 | 0.00023312 | 9.1389e-05 | 0.00017991 | 0.00034295 | 0.00029624 | 0.00038175 | 5.5135e-06 | 3.9482e-06
4666 | 0.00035325 | 0.00038623 | 0.00036018 | 0.00034208 | 0.00045819 | 0.00038855 | 0.00036826 | 0.00030913 | 0.00037326 | 0.00037557 | 0.00028313 | 0.00024416 | 8.724e-05 | 0.00020477 | 0.00042365 | 0.00037807 | 0.00043497 | 8.0268e-06 | 6.5292e-06
4667 | 0.00026438 | 0.00044154 | 0.00040236 | 0.0002774 | 0.00050768 | 0.00043336 | 0.00043114 | 0.0002867 | 0.0004244 | 0.00024922 | 0.00038531 | 0.00031016 | 6.1423e-05 | 0.00024006 | 0.00045467 | 0.00043939 | 0.00041917 | 1.4094e-05 | 6.053e-06
4668 | 0.00026779 | 0.00045588 | 0.00044531 | 0.00029305 | 0.00048282 | 0.00043049 | 0.00045288 | 0.0002666 | 0.00045054 | 0.00025531 | 0.00039725 | 0.00034369 | 3.3911e-05 | 0.00024018 | 0.00048582 | 0.00048903 | 0.00037919 | 1.4742e-05 | 4.439e-06
4669 | 0.00028055 | 0.00049324 | 0.0004076 | 0.00028365 | 0.00039167 | 0.00041325 | 0.00045271 | 0.00024719 | 0.00046018 | 0.00030919 | 0.00044977 | 0.00039732 | 5.1476e-05 | 0.00025762 | 0.00044583 | 0.00046059 | 0.00038935 | 1.5699e-05 | 8.1658e-06
4670 | 0.00014028 | 0.00048286 | 0.00040142 | 0.00024022 | 0.000269 | 0.00037915 | 0.00043301 | 0.00018791 | 0.00042859 | 0.00037993 | 0.00041993 | 0.00042071 | 0.00013441 | 0.00026002 | 0.00043989 | 0.00034761 | 0.0003056 | 1.7627e-05 | 1.491e-05
4671 | 0.00012912 | 0.00041065 | 0.00037807 | 0.00017812 | 0.0001667 | 0.0003253 | 0.00038911 | 0.0001607 | 0.0003711 | 0.00039302 | 0.00036484 | 0.00035131 | 4.6827e-05 | 0.00024598 | 0.0003648 | 0.00030357 | 0.0001481 | 2.448e-05 | 1.4425e-05
4672 | 0.00013846 | 0.00032513 | 0.00032036 | 0.00022167 | 8.9921e-05 | 0.00025667 | 0.00029091 | 0.00015488 | 0.0002872 | 0.00025899 | 0.00033776 | 0.00030203 | 1.9794e-05 | 0.00025502 | 0.00029904 | 0.00027281 | 0.00016126 | 3.8298e-05 | 2.2555e-05
4673 | 8.8219e-05 | 0.00022177 | 0.0002163 | 0.00015287 | 0.00012339 | 0.00016401 | 0.00017613 | 0.00011597 | 0.00018061 | 0.00017061 | 0.0002328 | 0.00020907 | 2.6359e-05 | 0.00021591 | 0.0001704 | 0.00016461 | 0.0001393 | 5.0415e-05 | 2.0887e-05
4674 | 4.056e-05 | 0.00014834 | 0.00013513 | 7.8728e-05 | 6.9033e-05 | 0.00010851 | 9.079e-05 | 6.3576e-05 | 0.00011587 | 0.00011424 | 0.000139 | 0.0001225 | 2.5601e-05 | 0.00018736 | 6.2435e-05 | 9.4181e-05 | 6.0054e-05 | 5.1426e-05 | 2.226e-05
4675 | 1.7848e-05 | 0.00010118 | 7.3712e-05 | 2.5071e-05 | 6.3325e-06 | 6.9432e-05 | 4.7243e-05 | 3.4333e-05 | 8.6886e-05 | 3.8455e-05 | 5.3531e-05 | 6.7383e-05 | 5.1948e-06 | 0.00012872 | 1.2388e-05 | 5.2123e-05 | 9.9433e-06 | 5.0841e-05 | 2.198e-05
4676 | 8.878e-06 | 6.9069e-05 | 4.0847e-05 | 8.3467e-06 | 0 | 5.5285e-05 | 3.7047e-05 | 2.1873e-05 | 7.2644e-05 | 1.2511e-05 | 3.2001e-05 | 4.1386e-05 | 7.3476e-08 | 6.6242e-05 | 7.5118e-06 | 1.7573e-05 | 5.5736e-06 | 5.3252e-05 | 4.0051e-05
4677 | 5.0046e-07 | 2.6301e-05 | 2.0271e-05 | 1.8439e-06 | 0 | 3.3312e-05 | 2.2328e-05 | 1.219e-05 | 4.6357e-05 | 8.9126e-06 | 5.8898e-06 | 2.0347e-05 | 1.0379e-09 | 1.654e-05 | 7.5172e-06 | 0 | 4.8173e-06 | 4.9391e-05 | 6.8514e-05
4678 | 0 | 1.2983e-05 | 6.2182e-06 | 0 | 0 | 9.989e-06 | 1.0085e-05 | 1.9137e-06 | 1.6668e-05 | 2.9845e-06 | 5.1967e-08 | 7.1363e-06 | 1.1274e-09 | 1.1372e-06 | 7.066e-06 | 0 | 1.0591e-06 | 4.9159e-05 | 5.2441e-05
4679 | 0 | 3.2099e-06 | 1.0822e-06 | 0 | 0 | 1.3991e-06 | 2.5234e-06 | 8.674e-08 | 4.8544e-06 | 1.7727e-06 | 0 | 1.0939e-06 | 1.1274e-09 | 1.0759e-07 | 3.0265e-07 | 0 | 1.0018e-08 | 4.1802e-05 | 2.2073e-05
4680 | 0 | 1.7852e-07 | 3.6019e-07 | 0 | 0 | 1.1874e-07 | 1.4338e-07 | 0 | 8.8039e-07 | 1.8877e-07 | 0 | 1.4195e-07 | 1.1453e-09 | 1.9769e-09 | 0 | 0 | 0 | 3.9833e-05 | 1.5986e-05
4681 | 0 | 2.0541e-07 | 6.0732e-08 | 0 | 0 | 2.4999e-07 | 4.0006e-09 | 0 | 2.4508e-08 | 0 | 0 | 3.597e-07 | 1.1632e-09 | 3.2232e-10 | 0 | 0 | 0 | 3.3816e-05 | 1.256e-05
4682 | 0 | 0 | 0 | 0 | 0 | 2.8029e-07 | 0 | 0 | 4.713e-10 | 0 | 0 | 4.2821e-07 | 1.1274e-09 | 2.5398e-09 | 0 | 0 | 0 | 4.1352e-05 | 2.5503e-06
4683 | 0 | 0 | 1.4397e-10 | 0 | 0 | 2.801e-07 | 0 | 0 | 2.3565e-10 | 0 | 1.1548e-09 | 3.7398e-07 | 1.0021e-09 | 1.0744e-11 | 0 | 0 | 0 | 5.8817e-05 | 7.8297e-06
4684 | 0 | 0 | 0 | 0 | 0 | 2.303e-07 | 0 | 0 | 0 | 0 | 0 | 2.7636e-08 | 7.5158e-10 | 0 | 0 | 0 | 0 | 6.0676e-05 | 1.2826e-05
4685 | 2.1512e-09 | 1.2634e-06 | 8.158e-07 | 4.8305e-09 | 2.9227e-07 | 1.7182e-07 | 1.6201e-06 | 1.3139e-08 | 1.7846e-06 | 7.3887e-08 | 8.5083e-07 | 6.0568e-07 | 4.4612e-08 | 3.1525e-08 | 1.4754e-06 | 8.8564e-07 | 8.7862e-08 | 4.9504e-05 | 2.1384e-05
4686 | 1.4903e-07 | 2.5292e-05 | 3.2139e-05 | 2.5953e-06 | 3.3559e-05 | 6.0078e-06 | 3.6916e-05 | 1.8699e-06 | 2.7352e-05 | 1.0853e-05 | 3.3852e-05 | 2.5057e-05 | 5.4169e-06 | 8.279e-06 | 3.1915e-05 | 2.6676e-05 | 1.4309e-06 | 7.2588e-05 | 3.207e-05
4687 | 1.433e-06 | 7.1138e-05 | 0.00010233 | 2.1683e-05 | 0.00013612 | 2.1839e-05 | 0.0001169 | 1.8526e-05 | 7.6285e-05 | 2.7746e-05 | 8.1623e-05 | 0.00010984 | 1.7419e-05 | 3.4984e-05 | 0.00011733 | 0.00011945 | 2.6307e-06 | 7.7843e-05 | 3.3375e-05
4688 | 4.8608e-05 | 0.00013266 | 0.00015798 | 5.3844e-05 | 0.0002526 | 5.5603e-05 | 0.00020936 | 6.255e-05 | 0.00014804 | 0.00010506 | 0.00022052 | 0.00017003 | 4.5787e-05 | 7.8576e-05 | 0.00024174 | 0.0001551 | 1.8439e-05 | 7.2443e-05 | 2.9956e-05
4689 | 0.00012187 | 0.00020832 | 0.00022649 | 8.4242e-05 | 0.00026791 | 0.00011158 | 0.00034248 | 0.00010277 | 0.00018848 | 0.00019159 | 0.00032462 | 0.00020533 | 4.5471e-05 | 4.9148e-05 | 0.00036134 | 0.00022755 | 3.9765e-05 | 7.6825e-05 | 3.6559e-05
4690 | 8.9738e-05 | 0.00024353 | 0.00034885 | 0.0001291 | 0.00028263 | 0.00013153 | 0.00042256 | 0.00010858 | 0.00020317 | 0.00012796 | 0.00037433 | 0.0002587 | 6.5551e-05 | 3.8759e-05 | 0.0004843 | 0.00029706 | 5.2356e-05 | 6.8014e-05 | 5.0158e-05
4691 | 7.3074e-05 | 0.00029104 | 0.00043481 | 0.00012197 | 0.00042041 | 0.0001236 | 0.00044682 | 9.7784e-05 | 0.00023864 | 9.8546e-05 | 0.00043544 | 0.00030154 | 0.00012292 | 7.579e-05 | 0.00053562 | 0.00036496 | 8.4794e-05 | 6.2229e-05 | 4.5485e-05
4692 | 7.3262e-05 | 0.00030243 | 0.00045497 | 0.00012071 | 0.00047834 | 0.00014135 | 0.00042215 | 0.00011262 | 0.00024052 | 0.00022384 | 0.00041061 | 0.00038004 | 0.00019427 | 6.5066e-05 | 0.00049919 | 0.00045706 | 8.9914e-05 | 5.8837e-05 | 3.1049e-05
4693 | 0.00011594 | 0.00031196 | 0.0004201 | 8.2035e-05 | 0.0003822 | 0.00012726 | 0.00042826 | 7.842e-05 | 0.00024065 | 6.2065e-05 | 0.00037717 | 0.00033866 | 0.00015158 | 6.3986e-05 | 0.00048404 | 0.00040724 | 9.7582e-05 | 7.6196e-05 | 3.6765e-05
4694 | 8.3209e-05 | 0.00022437 | 0.00032554 | 5.1831e-05 | 0.00034252 | 9.6982e-05 | 0.0004032 | 8.1195e-05 | 0.00025174 | 0.00010762 | 0.00032561 | 0.00034078 | 0.00017001 | 0.00013039 | 0.00039891 | 0.00028779 | 6.1844e-05 | 7.267e-05 | 3.2691e-05
4695 | 4.2356e-05 | 0.00020413 | 0.00029044 | 0.0001154 | 0.00032755 | 8.9401e-05 | 0.00034889 | 9.9964e-05 | 0.00019947 | 0.00024439 | 0.00025755 | 0.00034192 | 0.00018348 | 0.00024788 | 0.00036488 | 0.00032291 | 6.9823e-05 | 7.2075e-05 | 2.096e-05
4696 | 5.7201e-05 | 0.00024551 | 0.00020238 | 0.00016079 | 0.00016425 | 0.00010924 | 0.00030287 | 9.3399e-05 | 0.0001705 | 0.00018847 | 0.00026689 | 0.00025676 | 9.5799e-05 | 0.00026063 | 0.00025602 | 0.00029956 | 6.5432e-05 | 5.3647e-05 | 9.8373e-06
4697 | 2.9612e-05 | 0.00018609 | 0.00019813 | 5.8107e-05 | 7.0312e-05 | 8.0681e-05 | 0.0002046 | 7.0694e-05 | 0.00014169 | 0.00016393 | 0.00019806 | 0.00012364 | 6.1819e-05 | 0.00021332 | 0.00015569 | 0.00010268 | 2.1682e-05 | 3.734e-05 | 3.2795e-06
4698 | 2.0395e-05 | 0.00013931 | 0.00014077 | 1.7878e-05 | 4.8124e-05 | 5.5865e-05 | 0.00010178 | 5.1257e-05 | 9.7178e-05 | 8.6553e-05 | 0.00013568 | 7.9883e-05 | 3.5229e-05 | 0.00010753 | 5.3799e-05 | 8.2071e-05 | 1.1865e-05 | 2.7405e-05 | 1.0988e-07
4699 | 2.5809e-06 | 8.0953e-05 | 6.7842e-05 | 1.2218e-06 | 8.7159e-06 | 2.3791e-05 | 5.0403e-05 | 1.1827e-05 | 6.8673e-05 | 1.2847e-05 | 5.5402e-05 | 4.8524e-05 | 1.082e-05 | 1.0611e-05 | 1.2907e-05 | 4.9974e-05 | 1.8406e-06 | 3.3167e-05 | 2.7174e-07
4700 | 0 | 2.7349e-05 | 3.2032e-05 | 0 | 0 | 8.496e-06 | 3.9373e-05 | 1.5519e-06 | 4.6513e-05 | 1.8784e-06 | 2.324e-05 | 2.4048e-05 | 1.6047e-06 | 1.9383e-06 | 7.5154e-06 | 1.2932e-06 | 0 | 4.2798e-05 | 7.7807e-06
4701 | 0 | 1.018e-05 | 1.4104e-05 | 0 | 0 | 5.2104e-07 | 2.2146e-05 | 1.0346e-07 | 2.8186e-05 | 3.4412e-08 | 5.0067e-06 | 9.0967e-06 | 1.4778e-07 | 3.1803e-07 | 7.519e-06 | 0 | 0 | 5.4309e-05 | 6.6367e-06
4702 | 0 | 4.3893e-06 | 5.6052e-06 | 0 | 0 | 0 | 9.2503e-06 | 0 | 1.0453e-05 | 0 | 3.5799e-08 | 3.0476e-06 | 1.1632e-09 | 5.4643e-08 | 6.9264e-06 | 0 | 0 | 5.498e-05 | 6.2295e-06
4703 | 0 | 2.1789e-07 | 9.1793e-07 | 0 | 0 | 9.5451e-09 | 1.5857e-06 | 0 | 8.0171e-07 | 0 | 0 | 4.3085e-07 | 1.0916e-09 | 2.282e-08 | 2.7909e-07 | 0 | 0 | 4.0784e-05 | 1.4524e-06
4704 | 0 | 4.3797e-10 | 3.1311e-07 | 0 | 0 | 0 | 1.1702e-08 | 0 | 3.8187e-07 | 0 | 0 | 1.3097e-07 | 1.0558e-09 | 0 | 0 | 0 | 0 | 4.9356e-05 | 4.8849e-07
4705 | 0 | 3.1079e-07 | 2.3635e-08 | 0 | 0 | 1.9867e-07 | 0 | 0 | 1.2018e-08 | 1.6223e-08 | 0 | 3.5866e-07 | 8.4106e-10 | 0 | 0 | 0 | 0 | 4.5024e-05 | 1.8045e-06
4706 | 0 | 0 | 0 | 0 | 0 | 3.2385e-08 | 0 | 0 | 2.3565e-10 | 9.8319e-09 | 0 | 4.276e-07 | 7.8737e-10 | 1.0744e-11 | 0 | 0 | 0 | 4.6891e-05 | 1.2778e-07
4707 | 0 | 0 | 1.4397e-10 | 0 | 0 | 0 | 0 | 0 | 0 | 0 | 0 | 3.939e-07 | 9.1264e-10 | 0 | 0 | 0 | 0 | 4.843e-05 | 0
4708 | 0 | 0 | 0 | 0 | 0 | 0 | 0 | 0 | 0 | 0 | 0 | 4.9565e-08 | 9.8422e-10 | 0 | 0 | 0 | 0 | 5.3316e-05 | 2.5641e-08
4709 | 1.6549e-06 | 1.3588e-06 | 9.976e-07 | 1.356e-06 | 2.9623e-07 | 5.6764e-07 | 2.1254e-06 | 8.2312e-07 | 1.8319e-06 | 2.8709e-08 | 9.5329e-07 | 6.9484e-07 | 2.3049e-08 | 2.4852e-07 | 1.2018e-06 | 1.1479e-06 | 7.2525e-07 | 6.1863e-05 | 4.8851e-10
4710 | 3.1345e-05 | 3.2985e-05 | 3.0684e-05 | 1.9576e-05 | 2.6144e-05 | 2.1869e-05 | 3.6204e-05 | 2.0151e-05 | 3.0085e-05 | 6.1046e-06 | 2.4189e-05 | 2.0479e-05 | 3.7656e-06 | 9.2733e-06 | 2.8397e-05 | 3.7554e-05 | 1.7597e-05 | 6.7531e-05 | 0
4711 | 6.8614e-05 | 0.00011258 | 0.00011132 | 6.55e-05 | 9.6974e-05 | 6.9777e-05 | 0.00013559 | 6.2209e-05 | 9.2809e-05 | 3.0683e-05 | 0.00011079 | 8.4361e-05 | 2.381e-05 | 3.603e-05 | 0.00012983 | 9.7101e-05 | 4.0612e-05 | 7.4232e-05 | 5.7151e-07
4712 | 0.00010775 | 0.00021721 | 0.00021976 | 9.3245e-05 | 0.0002289 | 0.00012218 | 0.00027498 | 0.0001038 | 0.00018673 | 9.9909e-05 | 0.00023555 | 0.00018033 | 8.8604e-05 | 8.8851e-05 | 0.00028175 | 0.00020021 | 6.9946e-05 | 5.5888e-05 | 9.1475e-07
4713 | 0.00017522 | 0.00027356 | 0.00031491 | 0.00017492 | 0.00036115 | 0.00018898 | 0.00038727 | 0.00015312 | 0.00025996 | 0.00028724 | 0.0003363 | 0.00028708 | 0.00017931 | 0.00018613 | 0.00041031 | 0.00030261 | 8.4387e-05 | 5.321e-05 | 8.6207e-07
4714 | 0.00026242 | 0.00034493 | 0.00035308 | 0.00018989 | 0.00048805 | 0.00022005 | 0.0004085 | 0.00016369 | 0.00028183 | 0.00038602 | 0.00036643 | 0.0002497 | 0.00019812 | 0.00024497 | 0.00046674 | 0.00041309 | 9.6102e-05 | 4.4033e-05 | 9.3313e-07
4715 | 0.00026002 | 0.00038216 | 0.00029839 | 0.00023864 | 0.00051235 | 0.00020723 | 0.00040286 | 0.00013272 | 0.00026207 | 0.00037244 | 0.00030266 | 0.00024044 | 0.00016619 | 0.00025564 | 0.00046713 | 0.00039995 | 0.0001568 | 3.8106e-05 | 2.353e-06
4716 | 0.00013901 | 0.00030406 | 0.00030125 | 0.00015262 | 0.0003889 | 0.00019736 | 0.00035365 | 0.00015057 | 0.00026551 | 0.00036052 | 0.00030791 | 0.00031882 | 9.4958e-05 | 0.00024032 | 0.00044654 | 0.00039232 | 0.00013978 | 3.5115e-05 | 2.3361e-06
4717 | 0.0002336 | 0.00030962 | 0.00037538 | 0.00012778 | 0.00045446 | 0.00022005 | 0.00027902 | 0.00019564 | 0.00026814 | 0.00039202 | 0.00026369 | 0.00033726 | 0.00013427 | 0.00024561 | 0.00029151 | 0.00035557 | 0.00019084 | 4.4892e-05 | 2.3725e-06
4718 | 0.00019047 | 0.00031899 | 0.00037641 | 0.00017751 | 0.00031019 | 0.00024422 | 0.00026787 | 0.00014294 | 0.00025359 | 0.00047982 | 0.00025865 | 0.00040879 | 0.00010527 | 0.00022935 | 0.00024323 | 0.00033235 | 0.00020727 | 4.7295e-05 | 6.1794e-06
4719 | 0.00012678 | 0.00031843 | 0.00035914 | 0.00012354 | 0.00033957 | 0.00020092 | 0.00028358 | 0.00011817 | 0.00023337 | 0.00039991 | 0.0002352 | 0.00035346 | 4.6061e-05 | 0.00022124 | 0.000224 | 0.00032949 | 0.00019032 | 3.8269e-05 | 6.9224e-06
4720 | 9.4249e-05 | 0.00029628 | 0.00030868 | 0.00011605 | 0.00025076 | 0.00016954 | 0.00027255 | 0.00013588 | 0.00020078 | 0.00032524 | 0.00021548 | 0.000267 | 4.0984e-05 | 0.00024995 | 0.00015648 | 0.00029456 | 0.00011661 | 2.7583e-05 | 4.3162e-06
4721 | 7.1945e-05 | 0.0002275 | 0.00022485 | 8.1731e-05 | 0.00017606 | 0.000135 | 0.0001931 | 6.955e-05 | 0.00016221 | 0.00014889 | 0.00017683 | 0.00016333 | 3.4852e-05 | 0.00020111 | 0.00012539 | 0.00023069 | 6.289e-05 | 2.893e-05 | 5.4293e-06
4722 | 3.6944e-05 | 0.00014518 | 0.0001294 | 4.1253e-05 | 6.3846e-05 | 9.6299e-05 | 9.8723e-05 | 3.9597e-05 | 0.00010011 | 8.5559e-05 | 0.00013668 | 9.6854e-05 | 2.4878e-05 | 0.00015629 | 5.1286e-05 | 9.7349e-05 | 1.9677e-05 | 2.8859e-05 | 3.1127e-06
4723 | 7.0054e-06 | 9.9726e-05 | 7.271e-05 | 7.6449e-06 | 9.5121e-06 | 5.3629e-05 | 4.7162e-05 | 1.7608e-05 | 7.7196e-05 | 3.0599e-05 | 2.7449e-05 | 5.9233e-05 | 5.7853e-06 | 0.00011313 | 1.3e-05 | 5.0594e-05 | 2.5823e-06 | 2.8041e-05 | 2.2963e-05
4724 | 2.6056e-06 | 5.9933e-05 | 3.7163e-05 | 0 | 0 | 3.3113e-05 | 3.6547e-05 | 5.358e-06 | 5.9664e-05 | 1.1288e-05 | 9.5336e-06 | 3.3445e-05 | 1.8991e-06 | 5.7848e-05 | 7.5118e-06 | 1.5483e-05 | 6.9844e-07 | 3.3291e-05 | 7.0933e-05
4725 | 2.0819e-07 | 2.1928e-05 | 1.6872e-05 | 0 | 0 | 1.3237e-05 | 1.9193e-05 | 1.5993e-06 | 3.0616e-05 | 7.8168e-06 | 3.4414e-07 | 1.6496e-05 | 4.6061e-08 | 1.2761e-05 | 7.4737e-06 | 0 | 0 | 3.6835e-05 | 5.3811e-05
4726 | 1.3105e-08 | 7.0737e-06 | 4.5036e-06 | 0 | 0 | 2.3933e-06 | 7.4369e-06 | 3.167e-07 | 8.7747e-06 | 5.4818e-06 | 1.7322e-08 | 5.0997e-06 | 9.4843e-10 | 1.9396e-06 | 2.5172e-06 | 0 | 0 | 3.5476e-05 | 8.1805e-05
4727 | 0 | 1.4715e-06 | 1.1613e-06 | 0 | 0 | 3.6006e-07 | 7.8396e-07 | 2.6579e-09 | 1.1601e-06 | 1.2133e-06 | 0 | 8.9433e-07 | 9.6632e-10 | 2.4926e-07 | 0 | 0 | 0 | 4.3911e-05 | 9.4425e-05
4728 | 0 | 3.6002e-08 | 3.9904e-07 | 0 | 0 | 4.837e-08 | 4.4089e-09 | 0 | 4.4938e-07 | 1.8189e-08 | 0 | 4.4203e-07 | 1.0021e-09 | 1.0792e-07 | 0 | 0 | 0 | 4.9712e-05 | 9.1112e-05
4729 | 0 | 5.0061e-07 | 6.7211e-08 | 0 | 0 | 2.5281e-07 | 0 | 0 | 1.0369e-08 | 1.7697e-08 | 0 | 4.0341e-07 | 1.02e-09 | 9.9853e-09 | 0 | 0 | 0 | 6.0873e-05 | 0.00010826
4730 | 0 | 5.4659e-07 | 0 | 0 | 0 | 1.0488e-07 | 0 | 5.7781e-10 | 7.0695e-10 | 1.7206e-08 | 0 | 4.453e-07 | 1.0021e-09 | 5.7566e-09 | 0 | 0 | 0 | 5.7881e-05 | 0.00010858
4731 | 0 | 5.4659e-07 | 1.1998e-10 | 0 | 0 | 6.2119e-09 | 0 | 0 | 2.3565e-10 | 1.6714e-08 | 0 | 4.2821e-07 | 1.0379e-09 | 1.5858e-08 | 0 | 0 | 0 | 6.0243e-05 | 0.00010606
4732 | 0 | 4.1695e-07 | 0 | 0 | 0 | 0 | 0 | 5.7781e-10 | 2.3565e-10 | 2.0155e-08 | 1.1548e-09 | 7.1423e-08 | 1.0558e-09 | 1.7512e-10 | 0 | 0 | 0 | 5.5456e-05 | 9.7539e-05
4733 | 2.7322e-09 | 2.2806e-06 | 6.5975e-07 | 1.7159e-07 | 1.1313e-06 | 9.5895e-07 | 2.0927e-06 | 8.5466e-08 | 1.7532e-06 | 5.2109e-08 | 1.2106e-06 | 3.7036e-07 | 1.8655e-08 | 3.4457e-08 | 9.4881e-07 | 1.7307e-06 | 1.0232e-07 | 5.7054e-05 | 8.4789e-05
4734 | 1.9625e-07 | 3.4815e-05 | 1.74e-05 | 1.1521e-05 | 1.2773e-05 | 1.7404e-05 | 4.0318e-05 | 6.7797e-06 | 3.1319e-05 | 2.0132e-06 | 3.3123e-05 | 1.9545e-05 | 4.7129e-06 | 4.2576e-06 | 3.7581e-05 | 2.3531e-05 | 8.5404e-07 | 4.7018e-05 | 5.9051e-05
4735 | 1.8165e-05 | 9.9131e-05 | 8.0379e-05 | 7.1106e-05 | 7.5054e-05 | 4.2979e-05 | 0.00013283 | 3.6839e-05 | 0.00010927 | 1.8578e-05 | 0.00011696 | 6.6041e-05 | 3.5712e-05 | 1.95e-05 | 0.00012941 | 7.5446e-05 | 3.0254e-05 | 4.5681e-05 | 5.5618e-05
4736 | 5.0184e-05 | 0.00016262 | 0.00016685 | 0.00015391 | 0.00026888 | 0.00010524 | 0.00023173 | 8.1139e-05 | 0.00019626 | 5.6857e-05 | 0.00016517 | 8.589e-05 | 0.0001208 | 3.3949e-05 | 0.00026254 | 0.0002241 | 6.8476e-05 | 3.9122e-05 | 4.3941e-05
4737 | 0.00010526 | 0.00025735 | 0.00014976 | 0.0002427 | 0.00010097 | 0.00020233 | 0.0003324 | 9.8618e-05 | 0.00028238 | 4.477e-05 | 0.00019885 | 0.00011492 | 0.00021541 | 4.731e-05 | 0.00036327 | 0.00016761 | 0.00015634 | 3.1766e-05 | 5.6914e-05
4738 | 0.00010047 | 0.00028416 | 0.00010774 | 0.00023691 | 0.00012297 | 0.00025141 | 0.00035776 | 9.2674e-05 | 0.0002907 | 6.232e-05 | 0.00033291 | 9.6376e-05 | 0.00026533 | 5.8886e-05 | 0.00025943 | 0.00012398 | 0.00028797 | 2.9252e-05 | 5.9582e-05
4739 | 6.9585e-05 | 0.00021938 | 8.2768e-05 | 0.00027604 | 0.00015453 | 0.00024421 | 0.00031356 | 9.4276e-05 | 0.00032428 | 6.2402e-05 | 0.0003013 | 8.5386e-05 | 0.00032178 | 5.973e-05 | 0.00030263 | 0.00012011 | 0.00017813 | 2.7082e-05 | 5.9861e-05
4740 | 5.6097e-05 | 0.00014732 | 7.1792e-05 | 0.00020252 | 0.00014108 | 0.00023091 | 0.00023723 | 9.676e-05 | 0.00032956 | 9.1756e-05 | 0.00015863 | 0.00010476 | 0.00021623 | 7.5772e-05 | 0.00030613 | 0.00013713 | 0.00011776 | 2.5873e-05 | 7.0159e-05
4741 | 4.9387e-05 | 0.00013024 | 6.9772e-05 | 0.00025512 | 0.00012072 | 0.00018959 | 0.00018674 | 7.6868e-05 | 0.00029995 | 9.5218e-05 | 0.00013035 | 0.00011592 | 0.00024178 | 7.5048e-05 | 0.00012203 | 9.3895e-05 | 0.00019031 | 3.563e-05 | 8.229e-05
4742 | 3.2846e-05 | 0.00010432 | 4.8515e-05 | 0.0001351 | 5.0189e-05 | 0.00015621 | 0.00018192 | 4.9952e-05 | 0.00025242 | 0.00011891 | 7.825e-05 | 0.00012543 | 0.00028744 | 5.6989e-05 | 0.00010516 | 4.0009e-05 | 0.00024707 | 3.2924e-05 | 7.9109e-05
4743 | 4.4745e-05 | 6.0223e-05 | 7.1558e-05 | 7.441e-05 | 3.5703e-05 | 0.00010666 | 0.00010926 | 5.8236e-05 | 0.00022108 | 9.8465e-05 | 3.6824e-05 | 0.00011975 | 0.00023282 | 6.6144e-05 | 6.2724e-05 | 2.652e-05 | 0.00018982 | 4.0363e-05 | 6.897e-05
4744 | 4.3367e-05 | 0.00010887 | 0.0001093 | 0.00013217 | 6.0161e-05 | 7.3725e-05 | 7.9287e-05 | 3.2495e-05 | 0.0001745 | 3.7206e-05 | 9.8436e-05 | 0.00011081 | 0.00016877 | 0.00014815 | 2.9444e-05 | 8.9382e-05 | 8.9618e-05 | 5.317e-05 | 6.3473e-05
4745 | 3.42e-05 | 0.0001129 | 6.4612e-05 | 6.6021e-05 | 4.8312e-05 | 5.2565e-05 | 6.7148e-05 | 2.3591e-05 | 0.00011658 | 2.0764e-05 | 7.6894e-05 | 4.9721e-05 | 0.00013872 | 9.2867e-05 | 3.8711e-05 | 6.5726e-05 | 4.3585e-05 | 6.5728e-05 | 6.2581e-05
4746 | 7.9475e-06 | 7.7623e-05 | 1.6431e-05 | 3.7338e-05 | 9.2332e-06 | 6.3179e-05 | 4.3914e-05 | 1.516e-05 | 8.4102e-05 | 1.5816e-05 | 2.1522e-05 | 2.6111e-05 | 7.2355e-05 | 2.9479e-05 | 2.5194e-05 | 1.9356e-05 | 1.8528e-05 | 8.135e-05 | 5.9982e-05
4747 | 1.3444e-07 | 2.2935e-05 | 3.6021e-06 | 1.0381e-05 | 0 | 4.5187e-05 | 2.894e-05 | 6.0415e-06 | 8.1023e-05 | 3.3078e-06 | 3.0619e-06 | 1.3518e-05 | 1.5992e-05 | 3.8943e-06 | 7.693e-06 | 4.3659e-07 | 5.4158e-06 | 0.00011869 | 6.804e-05
4748 | 0 | 1.237e-05 | 5.5158e-07 | 4.0742e-06 | 0 | 2.4362e-05 | 2.0001e-05 | 1.4602e-06 | 5.2637e-05 | 6.784e-07 | 1.1086e-07 | 4.9318e-06 | 7.1169e-06 | 3.672e-07 | 2.4357e-06 | 0 | 1.9757e-07 | 0.0001242 | 8.0036e-05
4749 | 0 | 3.3089e-06 | 1.1959e-07 | 0 | 0 | 5.6911e-06 | 5.7983e-06 | 2.1223e-07 | 2.0611e-05 | 1.1061e-08 | 0 | 1.0407e-06 | 3.4029e-06 | 1.0705e-07 | 0 | 0 | 0 | 0.00016212 | 7.4529e-05
4750 | 0 | 5.1089e-07 | 1.6941e-08 | 0 | 0 | 1.1286e-06 | 1.5015e-06 | 0 | 5.9661e-06 | 0 | 0 | 8.4918e-08 | 1.7372e-07 | 4.7767e-08 | 0 | 0 | 0 | 0.0001675 | 7.5156e-05
4751 | 0 | 0 | 2.2028e-08 | 0 | 0 | 7.4997e-09 | 3.7205e-07 | 0 | 8.1506e-07 | 1.229e-08 | 0 | 3.3091e-08 | 1.0558e-09 | 4.8347e-08 | 0 | 0 | 0 | 0.00018113 | 7.7345e-05
4752 | 0 | 0 | 0 | 0 | 0 | 9.5451e-09 | 0 | 0 | 3.5772e-07 | 9.3403e-09 | 0 | 2.0099e-09 | 1.0916e-09 | 2.7075e-09 | 0 | 0 | 0 | 0.00015918 | 7.6176e-05
4753 | 0 | 5.0104e-07 | 0 | 0 | 0 | 2.2916e-07 | 0 | 0 | 1.2018e-08 | 1.8189e-08 | 0 | 3.4312e-07 | 1.199e-09 | 1.0744e-11 | 0 | 0 | 0 | 0.00016966 | 7.0414e-05
4754 | 0 | 5.4966e-07 | 0 | 0 | 0 | 7.5755e-08 | 0 | 0 | 0 | 8.8487e-09 | 0 | 4.1957e-07 | 1.0558e-09 | 0 | 0 | 0 | 0 | 0.0001955 | 7.2878e-05
4755 | 0 | 3.2016e-07 | 0 | 0 | 0 | 1.0271e-08 | 0 | 0 | 2.3565e-10 | 0 | 0 | 4.9888e-08 | 1.1274e-09 | 0 | 0 | 0 | 0 | 0.00016878 | 7.1934e-05
4756 | 0 | 0 | 0 | 0 | 0 | 0 | 0 | 0 | 0 | 0 | 1.1548e-09 | 0 | 9.1264e-10 | 0 | 0 | 0 | 0 | 0.00020932 | 7.4921e-05
4757 | 6.9136e-07 | 1.4913e-07 | 1.4349e-08 | 2.1425e-07 | 0 | 1.2414e-07 | 4.1881e-09 | 3.1588e-07 | 5.8245e-08 | 5.383e-08 | 4.0419e-10 | 1.1749e-07 | 4.0577e-07 | 8.3861e-08 | 2.7184e-10 | 6.3289e-08 | 5.0961e-07 | 0.00021599 | 6.0911e-05
4758 | 1.441e-05 | 1.1873e-05 | 6.9979e-06 | 6.8952e-06 | 7.2169e-06 | 9.9872e-06 | 2.4561e-06 | 8.9306e-06 | 5.4214e-06 | 4.8703e-06 | 6.9289e-10 | 2.0271e-05 | 1.6945e-05 | 1.175e-05 | 1.5024e-07 | 4.9579e-06 | 1.2996e-05 | 0.00019846 | 5.3073e-05
4759 | 5.2408e-05 | 4.8931e-05 | 6.1442e-05 | 3.8896e-05 | 6.896e-05 | 4.2299e-05 | 1.0209e-05 | 3.7908e-05 | 2.6205e-05 | 2.9512e-05 | 3.8182e-06 | 6.2031e-05 | 8.4408e-05 | 3.683e-05 | 1.0414e-06 | 5.1873e-05 | 5.9505e-05 | 0.00018226 | 6.0171e-05
4760 | 9.9604e-05 | 0.00014736 | 0.00013567 | 6.4552e-05 | 0.00013315 | 8.052e-05 | 6.4188e-05 | 7.2864e-05 | 3.1403e-05 | 4.3918e-05 | 1.3366e-05 | 0.00013666 | 0.00014095 | 6.6279e-05 | 2.3588e-06 | 0.00012208 | 0.00010155 | 0.00018963 | 5.842e-05
4761 | 0.00012096 | 0.00022313 | 0.00019721 | 6.7144e-05 | 0.00019121 | 0.00013857 | 0.00012127 | 9.8074e-05 | 3.996e-05 | 7.9545e-05 | 2.9072e-05 | 0.0002563 | 0.00022823 | 0.00010383 | 1.5885e-06 | 0.00019289 | 0.00011695 | 0.0002071 | 4.1346e-05
4762 | 0.00016003 | 0.00023323 | 0.00027428 | 0.0002181 | 0.00029947 | 0.00020675 | 0.00013618 | 0.00015031 | 7.083e-05 | 0.00014063 | 9.2247e-05 | 0.00034008 | 0.00024751 | 0.00015493 | 3.1215e-05 | 0.00028733 | 0.00010894 | 0.00023255 | 3.9013e-05
4763 | 0.00018092 | 0.00027413 | 0.00024097 | 0.00040005 | 0.0002543 | 0.00026819 | 0.00018658 | 0.00016376 | 0.00010209 | 0.0003228 | 6.3524e-05 | 0.00027525 | 0.00033404 | 0.00019112 | 0.0001035 | 0.00027462 | 0.00019663 | 0.00023202 | 4.3351e-05
4764 | 0.00018532 | 0.00030421 | 0.0001968 | 0.00032363 | 0.00022787 | 0.0003019 | 0.00016725 | 0.00018093 | 0.00012549 | 0.00024049 | 9.2639e-05 | 0.00026275 | 0.00039104 | 0.0001653 | 0.00011328 | 0.00025963 | 0.000188 | 0.00023836 | 4.7548e-05
4765 | 0.00025999 | 0.00026633 | 0.00018642 | 0.0002125 | 0.00021542 | 0.00031186 | 0.00018049 | 0.00027269 | 0.00016288 | 0.00031424 | 8.0392e-05 | 0.00028687 | 0.00039023 | 0.00019143 | 0.00026771 | 0.00019455 | 0.00019589 | 0.00027795 | 4.7795e-05
4766 | 0.00032497 | 0.00017335 | 0.0001955 | 0.00023117 | 0.00018134 | 0.00023682 | 0.00016372 | 0.00027152 | 0.00018904 | 0.00026313 | 4.7496e-05 | 0.000219 | 0.00035285 | 0.00021936 | 0.00012018 | 0.0001102 | 0.00024065 | 0.00028872 | 4.9979e-05
4767 | 0.00028534 | 0.00016328 | 0.00020674 | 0.0002634 | 0.00023524 | 0.00020246 | 0.00010098 | 0.00021425 | 0.00015836 | 0.00020883 | 2.7963e-05 | 0.0002193 | 0.00028817 | 0.00022156 | 7.6435e-05 | 0.00017394 | 0.00024265 | 0.00028287 | 5.9739e-05
4768 | 0.00016399 | 0.0001855 | 0.00017418 | 0.00016638 | 0.00015859 | 0.00016856 | 7.1831e-05 | 0.00017273 | 0.00012998 | 0.00019086 | 3.68e-05 | 0.00017064 | 0.00016135 | 0.00023743 | 9.8985e-06 | 0.00022113 | 0.0002026 | 0.00028661 | 5.7822e-05
4769 | 0.00011142 | 0.000149 | 0.00011593 | 0.00011398 | 9.448e-05 | 0.0001174 | 5.7604e-05 | 0.00012446 | 7.6709e-05 | 0.00012927 | 8.7848e-06 | 0.00012066 | 9.537e-05 | 0.00019845 | 1.2659e-06 | 0.00014195 | 9.9712e-05 | 0.00027639 | 6.2368e-05
4770 | 3.941e-05 | 0.00012208 | 8.9244e-05 | 5.9664e-05 | 3.9168e-05 | 8.1682e-05 | 4.6255e-05 | 6.1733e-05 | 3.5202e-05 | 8.044e-05 | 1.1688e-05 | 8.2812e-05 | 4.9665e-05 | 0.0001486 | 7.1217e-06 | 5.1158e-05 | 3.6528e-05 | 0.0002353 | 6.8797e-05
4771 | 8.4734e-06 | 6.3224e-05 | 3.5802e-05 | 1.4791e-05 | 3.6288e-06 | 5.5449e-05 | 1.2055e-05 | 2.325e-05 | 1.8664e-05 | 2.3793e-05 | 5.3511e-06 | 4.215e-05 | 1.481e-05 | 6.8371e-05 | 6.0161e-06 | 5.5086e-06 | 8.0197e-06 | 0.00019783 | 8.4872e-05
4772 | 3.0932e-07 | 2.0784e-05 | 1.0062e-05 | 4.4165e-08 | 0 | 3.3746e-05 | 7.863e-06 | 9.1602e-06 | 8.0762e-06 | 1.0698e-05 | 0 | 1.9639e-05 | 9.5273e-06 | 1.2633e-05 | 1.2251e-06 | 0 | 1.7286e-06 | 0.00018563 | 7.9774e-05
4773 | 2.4157e-07 | 1.1185e-05 | 3.4039e-06 | 0 | 0 | 1.4948e-05 | 2.2661e-06 | 3.6522e-06 | 4.7966e-06 | 3.4257e-06 | 0 | 7.3959e-06 | 7.4023e-06 | 3.0395e-06 | 0 | 0 | 0 | 0.00018302 | 7.3052e-05
4774 | 3.5853e-08 | 4.7123e-06 | 1.4615e-06 | 0 | 0 | 4.048e-06 | 8.9804e-07 | 1.0357e-06 | 7.2073e-07 | 1.1798e-08 | 0 | 1.5702e-06 | 1.5092e-06 | 5.0669e-07 | 0 | 0 | 0 | 0.00019522 | 8.1642e-05
4775 | 0 | 6.818e-07 | 5.0419e-07 | 0 | 0 | 8.2501e-07 | 1.1168e-07 | 3.3253e-07 | 5.6556e-09 | 0 | 0 | 1.7852e-07 | 9.3053e-10 | 9.3974e-08 | 0 | 0 | 0 | 0.00020823 | 8.5057e-05
4776 | 0 | 4.7301e-09 | 4.7415e-08 | 0 | 0 | 5.4991e-08 | 0 | 1.1556e-09 | 0 | 0 | 1.1548e-09 | 8.4128e-08 | 8.9474e-10 | 3.2232e-09 | 0 | 0 | 0 | 0.00021969 | 8.5279e-05
4777 | 0 | 5.0104e-07 | 8.0864e-09 | 0 | 0 | 2.2935e-07 | 0 | 0 | 0 | 0 | 0 | 3.5101e-07 | 1.2974e-09 | 0 | 0 | 0 | 0 | 0.00021754 | 9.154e-05
4778 | 0 | 5.4922e-07 | 0 | 0 | 0 | 2.8048e-07 | 0 | 0 | 0 | 0 | 0 | 3.7793e-07 | 9.7527e-10 | 3.3263e-09 | 0 | 0 | 0 | 0.00022872 | 8.9893e-05
4779 | 0 | 3.1928e-07 | 0 | 0 | 0 | 1.4155e-07 | 0 | 0 | 0 | 2.6546e-08 | 0 | 2.297e-08 | 1.0021e-09 | 1.0744e-11 | 0 | 0 | 0 | 0.00022551 | 8.4433e-05
4780 | 0 | 0 | 0 | 0 | 0 | 0 | 0 | 0 | 0 | 1.7697e-08 | 0 | 0 | 1.3153e-09 | 0 | 0 | 0 | 0 | 0.00025039 | 8.1288e-05
4781 | 6.275e-07 | 5.5152e-08 | 1.4226e-08 | 4.9142e-07 | 1.0028e-07 | 4.9261e-07 | 1.1585e-09 | 6.6538e-07 | 6.182e-08 | 4.9651e-08 | 4.0419e-10 | 1.4899e-07 | 3.1558e-07 | 1.6042e-07 | 1.3592e-10 | 0 | 6.2118e-07 | 0.00025008 | 7.7164e-05
4782 | 1.9322e-05 | 4.9696e-06 | 1.108e-06 | 1.4816e-05 | 3.5177e-06 | 1.4996e-05 | 6.4438e-08 | 2.126e-05 | 3.3511e-06 | 7.0625e-06 | 9.2385e-10 | 8.5606e-06 | 1.592e-05 | 9.7216e-06 | 2.5372e-09 | 1.7999e-06 | 2.1285e-05 | 0.00024471 | 7.348e-05
4783 | 7.3902e-05 | 2.158e-05 | 8.719e-06 | 7.084e-05 | 2.2716e-05 | 5.1777e-05 | 2.3018e-06 | 5.985e-05 | 1.064e-05 | 3.8971e-05 | 1.3679e-06 | 4.6311e-05 | 4.413e-05 | 3.5812e-05 | 4.2312e-07 | 1.5843e-05 | 5.196e-05 | 0.00025251 | 7.3694e-05
4784 | 0.00011745 | 5.0511e-05 | 1.0545e-05 | 0.00012052 | 4.6176e-05 | 0.00010956 | 9.8027e-06 | 0.00011422 | 3.3521e-05 | 4.3788e-05 | 1.9197e-05 | 5.0207e-05 | 8.5462e-05 | 3.9948e-05 | 2.812e-05 | 3.2888e-05 | 0.00014517 | 0.00027022 | 7.682e-05
4785 | 0.00018463 | 3.9164e-05 | 1.177e-05 | 0.00014867 | 2.7184e-05 | 0.00015491 | 1.6123e-05 | 0.00015115 | 4.7678e-05 | 1.8518e-05 | 2.1056e-05 | 1.5856e-05 | 9.2664e-05 | 3.8043e-05 | 1.3274e-05 | 2.5939e-05 | 0.00025462 | 0.00026728 | 7.6097e-05
4786 | 0.00013463 | 1.721e-05 | 4.0985e-05 | 0.00011826 | 5.3984e-06 | 0.00012044 | 2.8453e-05 | 0.00010284 | 4.0679e-05 | 3.89e-05 | 3.6918e-05 | 4.6981e-05 | 0.00015545 | 5.9329e-05 | 1.7412e-05 | 7.6816e-06 | 0.0002774 | 0.00027735 | 7.6772e-05
4787 | 0.0001224 | 3.2598e-05 | 4.8553e-05 | 7.9009e-05 | 3.5281e-05 | 7.3141e-05 | 5.2325e-05 | 7.4529e-05 | 3.2116e-05 | 5.7944e-05 | 3.4791e-05 | 4.173e-05 | 0.00015202 | 8.9809e-05 | 4.5132e-05 | 4.7876e-05 | 0.0001438 | 0.00028531 | 7.368e-05
4788 | 0.00011284 | 3.965e-05 | 5.0772e-05 | 0.00010177 | 1.6529e-05 | 8.685e-05 | 5.9857e-05 | 9.1722e-05 | 5.5336e-05 | 5.5937e-05 | 2.3599e-05 | 0.00014454 | 0.00011523 | 0.00011907 | 4.3104e-05 | 1.4002e-05 | 0.00014313 | 0.000257 | 7.9297e-05
4789 | 7.6636e-05 | 4.3971e-05 | 4.2868e-05 | 0.00013597 | 8.0051e-05 | 7.4179e-05 | 7.2235e-05 | 8.7624e-05 | 8.6294e-05 | 0.00010574 | 2.2968e-05 | 0.00013769 | 0.00020107 | 0.00013287 | 2.0685e-05 | 6.4148e-05 | 0.00013609 | 0.00025268 | 6.7393e-05
4790 | 7.0171e-05 | 5.8562e-05 | 7.534e-05 | 6.5324e-05 | 6.3918e-05 | 7.8231e-05 | 5.4452e-05 | 7.9492e-05 | 7.676e-05 | 0.00011578 | 5.2049e-05 | 0.00011086 | 0.00021902 | 0.00014963 | 2.5176e-05 | 4.3684e-05 | 8.7297e-05 | 0.00023943 | 5.9355e-05
4791 | 8.3214e-05 | 3.303e-05 | 0.00010778 | 0.00010157 | 3.4756e-05 | 0.000101 | 6.2828e-05 | 9.286e-05 | 6.0182e-05 | 0.00017555 | 7.4109e-05 | 0.00010583 | 0.00023258 | 0.00016935 | 6.0056e-05 | 4.7527e-05 | 9.559e-05 | 0.00021593 | 4.5146e-05
4792 | 5.7485e-05 | 5.3413e-05 | 0.0001115 | 0.00011064 | 3.5907e-05 | 0.00011162 | 6.6133e-05 | 0.00010952 | 6.1128e-05 | 0.00014897 | 8.4025e-05 | 0.00011828 | 0.00016135 | 0.00022747 | 6.5131e-05 | 5.9464e-05 | 9.8389e-05 | 0.00020211 | 5.0148e-05
4793 | 3.0896e-05 | 3.1959e-05 | 3.9677e-05 | 5.9057e-05 | 2.1164e-05 | 8.7843e-05 | 5.523e-05 | 8.0272e-05 | 4.2609e-05 | 6.8304e-05 | 5.7577e-05 | 7.8462e-05 | 0.00012128 | 0.00016325 | 4.6927e-05 | 3.9136e-05 | 4.794e-05 | 0.00025517 | 4.7457e-05
4794 | 1.8029e-05 | 1.0272e-05 | 1.3251e-05 | 2.477e-05 | 9.8385e-06 | 5.9721e-05 | 2.346e-05 | 3.9106e-05 | 2.3728e-05 | 2.5998e-05 | 3.7879e-05 | 3.4389e-05 | 5.097e-05 | 6.1942e-05 | 3.0007e-05 | 1.4769e-05 | 3.4901e-05 | 0.00026854 | 2.959e-05
4795 | 1.2536e-06 | 1.8478e-06 | 1.8253e-06 | 3.4766e-06 | 1.526e-07 | 1.2336e-05 | 7.1392e-06 | 8.6348e-06 | 7.1168e-06 | 4.0854e-06 | 2.9833e-06 | 1.0726e-05 | 1.0382e-05 | 1.1104e-05 | 1.6251e-06 | 7.7078e-07 | 8.2951e-06 | 0.00025444 | 2.1167e-05
4796 | 0 | 8.3951e-07 | 4.5809e-07 | 0 | 0 | 2.7515e-06 | 1.08e-06 | 1.8752e-06 | 3.3081e-07 | 6.6611e-07 | 0 | 3.0716e-06 | 2.4512e-06 | 1.3822e-06 | 0 | 0 | 1.0018e-07 | 0.0002679 | 1.7064e-05
4797 | 0 | 1.7519e-10 | 2.2402e-07 | 0 | 0 | 6.3928e-07 | 0 | 2.7735e-09 | 0 | 2.458e-09 | 0 | 3.4854e-07 | 1.0058e-06 | 8.5043e-08 | 0 | 0 | 0 | 0.00025692 | 7.5497e-06
4798 | 0 | 2.6278e-10 | 3.4169e-08 | 0 | 0 | 5.968e-08 | 0 | 0 | 0 | 0 | 0 | 1.9309e-08 | 9.3053e-10 | 6.1992e-09 | 0 | 0 | 0 | 0.00022775 | 1.7758e-05
4799 | 0 | 1.7519e-10 | 1.5885e-08 | 0 | 0 | 0 | 0 | 0 | 0 | 9.3403e-09 | 0 | 0 | 8.0527e-10 | 3.0942e-09 | 0 | 0 | 0 | 0.00021843 | 4.8144e-05
4800 | 0 | 0 | 4.6071e-09 | 0 | 0 | 0 | 0 | 0 | 0 | 8.8487e-09 | 0 | 4.3069e-10 | 7.8737e-10 | 0 | 0 | 0 | 0 | 0.00022606 | 3.921e-05
4801 | 0 | 6.8324e-08 | 1.5717e-08 | 0 | 0 | 1.0587e-07 | 0 | 0 | 0 | 2.2122e-08 | 0 | 2.0433e-07 | 8.7685e-10 | 0 | 0 | 0 | 0 | 0.00020192 | 3.0565e-05
4802 | 0 | 0 | 2.3323e-08 | 0 | 0 | 0 | 0 | 0 | 0 | 1.6714e-08 | 0 | 4.9888e-09 | 8.9474e-10 | 0 | 0 | 0 | 0 | 0.00022594 | 2.4879e-05
4803 | 0 | 0 | 0 | 0 | 0 | 0 | 0 | 0 | 0 | 1.1798e-08 | 0 | 0 | 8.9474e-10 | 1.0744e-11 | 0 | 0 | 0 | 0.00022229 | 3.2438e-05
4804 | 0 | 0 | 0 | 0 | 0 | 0 | 0 | 0 | 0 | 1.7206e-08 | 0 | 0 | 9.6632e-10 | 0 | 0 | 0 | 0 | 0.00019716 | 5.6744e-05
4805 | 5.7728e-07 | 1.6133e-07 | 7.738e-07 | 3.4442e-07 | 0 | 1.2783e-06 | 1.076e-06 | 7.5482e-07 | 3.3883e-06 | 2.8714e-07 | 7.0266e-07 | 1.0837e-07 | 8.8079e-08 | 2.2221e-07 | 8.6173e-07 | 4.8764e-08 | 7.5833e-07 | 0.00018051 | 3.9257e-05
4806 | 1.6524e-05 | 2.2224e-05 | 2.8074e-05 | 1.0526e-05 | 1.1174e-05 | 1.5063e-05 | 3.8476e-05 | 1.0778e-05 | 3.9874e-05 | 2.8561e-05 | 2.7864e-05 | 1.1298e-05 | 1.4993e-05 | 7.0952e-06 | 4.3811e-05 | 2.1298e-05 | 1.6025e-05 | 0.00017847 | 3.4396e-05
4807 | 2.2104e-05 | 7.7708e-05 | 8.4901e-05 | 5.7631e-05 | 7.6276e-05 | 6.0867e-05 | 0.00010243 | 4.2808e-05 | 0.00012063 | 3.4303e-05 | 7.4234e-05 | 4.6445e-05 | 4.076e-05 | 8.3519e-06 | 0.00010855 | 7.0175e-05 | 2.1723e-05 | 0.00016752 | 5.1487e-05
4808 | 6.7498e-05 | 0.00013839 | 9.5425e-05 | 0.00015634 | 0.00011768 | 0.00013318 | 0.00017456 | 8.8782e-05 | 0.00022421 | 3.0296e-05 | 0.00014462 | 5.1116e-05 | 4.9459e-05 | 1.4487e-05 | 0.00019277 | 0.00014002 | 0.00012178 | 0.00013401 | 1.348e-05
4809 | 0.00021885 | 0.00016214 | 0.00012777 | 0.00020553 | 0.00015831 | 0.00019708 | 0.00024078 | 0.00017611 | 0.00031709 | 2.5426e-05 | 0.00018619 | 5.7292e-05 | 7.6684e-05 | 7.793e-06 | 0.00025216 | 0.00011797 | 0.00028896 | 0.00011164 | 3.5912e-05
4810 | 0.00024553 | 0.00017898 | 0.000156 | 0.00023868 | 0.00011116 | 0.00023768 | 0.00028601 | 0.00012297 | 0.0003706 | 3.6496e-05 | 0.00024974 | 7.136e-05 | 1.2976e-05 | 3.2251e-05 | 0.00032073 | 0.00011913 | 0.00033804 | 8.8807e-05 | 1.4058e-05
4811 | 0.00010909 | 0.00019708 | 0.0002333 | 0.00013288 | 0.00014133 | 0.00023094 | 0.00033941 | 7.0977e-05 | 0.00039848 | 0.00010472 | 0.00037632 | 0.00011072 | 7.6931e-05 | 8.772e-05 | 0.00034406 | 0.00019207 | 0.00028128 | 0.00010172 | 3.5206e-05
4812 | 4.9501e-05 | 0.00026753 | 0.00028557 | 0.00010266 | 0.00019304 | 0.00018114 | 0.00041839 | 0.00010473 | 0.00035942 | 0.00012011 | 0.00045176 | 0.00013595 | 0.00030612 | 0.00017966 | 0.00039302 | 0.00035583 | 0.00011292 | 7.633e-05 | 1.14e-05
4813 | 0.00010746 | 0.00033737 | 0.00032208 | 0.00029074 | 0.00021792 | 0.00018595 | 0.00046705 | 0.0002031 | 0.00038975 | 0.00021634 | 0.00048302 | 0.00029701 | 0.00029438 | 0.0002912 | 0.00041351 | 0.00035155 | 0.00013163 | 8.0612e-05 | 3.5514e-05
4814 | 0.00024822 | 0.00033013 | 0.00028014 | 0.0002192 | 0.00018834 | 0.00021633 | 0.00043655 | 0.00017907 | 0.00037071 | 0.000406 | 0.00045901 | 0.00030034 | 0.00028191 | 0.00030481 | 0.0004067 | 0.00039231 | 0.00026184 | 6.6137e-05 | 5.9586e-05
4815 | 0.00022202 | 0.00032474 | 0.00027717 | 0.00013978 | 0.00024044 | 0.00020589 | 0.00036578 | 0.00020265 | 0.00033956 | 0.00037518 | 0.00042162 | 0.00032591 | 0.00019374 | 0.00028333 | 0.00035504 | 0.00026121 | 0.00021857 | 7.3697e-05 | 4.7727e-05
4816 | 0.00019124 | 0.00031516 | 0.00019456 | 0.0001713 | 0.00021444 | 0.0002211 | 0.00029011 | 0.00025459 | 0.00028887 | 0.00016093 | 0.00037699 | 0.00027225 | 0.00018908 | 0.00022608 | 0.00031136 | 0.00027292 | 7.9408e-05 | 9.496e-05 | 1.6049e-05
4817 | 0.00014476 | 0.00022568 | 0.00013806 | 0.00017703 | 9.212e-05 | 0.00017387 | 0.00020049 | 0.00015402 | 0.00020847 | 9.2885e-05 | 0.0002174 | 0.00018093 | 0.00011453 | 0.00020302 | 0.00018137 | 0.00019679 | 9.2845e-05 | 9.9525e-05 | 3.4375e-06
4818 | 5.9764e-05 | 0.00014765 | 8.9698e-05 | 6.5851e-05 | 5.8658e-05 | 0.00010781 | 0.00010185 | 6.4997e-05 | 0.00012581 | 6.1112e-05 | 0.00011759 | 9.5278e-05 | 4.7886e-05 | 0.00015286 | 7.7186e-05 | 0.00012055 | 5.3296e-05 | 0.00010808 | 7.0664e-06
4819 | 3.26e-06 | 8.8987e-05 | 2.4934e-05 | 8.9972e-06 | 1.501e-05 | 5.1506e-05 | 4.6293e-05 | 1.7225e-05 | 9.3908e-05 | 1.9821e-05 | 3.4104e-05 | 3.7044e-05 | 1.0419e-05 | 4.1267e-05 | 1.6979e-05 | 3.2075e-05 | 9.591e-06 | 0.00011351 | 1.0549e-05
4820 | 4.6238e-08 | 3.5836e-05 | 9.8167e-06 | 2.8928e-06 | 0 | 2.4262e-05 | 3.3781e-05 | 4.5271e-06 | 7.2284e-05 | 7.7018e-06 | 2.1242e-05 | 1.3261e-05 | 3.0219e-06 | 6.9132e-06 | 7.5245e-06 | 0 | 1.019e-06 | 0.00014355 | 7.5861e-06
4821 | 0 | 1.0555e-05 | 4.9628e-06 | 0 | 0 | 8.2347e-06 | 1.7045e-05 | 8.6386e-07 | 4.4298e-05 | 1.4831e-06 | 9.1217e-06 | 3.0199e-06 | 4.947e-07 | 2.1231e-06 | 7.3777e-06 | 0 | 0 | 0.00016002 | 9.2746e-06
4822 | 0 | 3.8244e-06 | 2.0045e-06 | 0 | 0 | 1.6507e-06 | 8.2136e-06 | 2.2188e-08 | 1.5933e-05 | 4.9651e-08 | 0 | 4.1411e-07 | 9.4843e-10 | 5.537e-07 | 1.6636e-06 | 0 | 0 | 0.00015051 | 2.4388e-05
4823 | 0 | 7.6181e-07 | 3.0892e-07 | 0 | 0 | 2.5613e-07 | 1.1754e-06 | 0 | 3.5053e-06 | 1.8681e-08 | 0 | 1.1496e-07 | 1.1453e-09 | 7.7033e-09 | 0 | 0 | 0 | 0.00014125 | 3.6484e-05
4824 | 0 | 1.9446e-08 | 1.5549e-08 | 0 | 0 | 2.2499e-07 | 6.5843e-10 | 0 | 6.2592e-07 | 9.3403e-09 | 0 | 1.3028e-08 | 1.2169e-09 | 0 | 0 | 0 | 0 | 0.00014615 | 2.8474e-05
4825 | 0 | 5.0104e-07 | 3.3593e-10 | 0 | 0 | 1.3673e-08 | 0 | 0 | 1.0369e-08 | 1.8681e-08 | 0 | 0 | 1.199e-09 | 7.7356e-10 | 0 | 0 | 0 | 0.00015839 | 4.7449e-05
4826 | 0 | 5.4922e-07 | 2.8794e-10 | 0 | 0 | 2.2897e-07 | 0 | 0 | 2.3565e-10 | 1.8189e-08 | 0 | 3.4384e-07 | 1.0558e-09 | 2.5248e-09 | 0 | 0 | 0 | 0.00017091 | 6.3427e-05
4827 | 0 | 5.3827e-07 | 1.9196e-10 | 0 | 0 | 2.0264e-07 | 0 | 0 | 0 | 1.6714e-08 | 1.1548e-09 | 4.0593e-07 | 9.6632e-10 | 0 | 0 | 0 | 0 | 0.00016605 | 6.2376e-05
4828 | 0 | 6.5696e-09 | 1.6797e-10 | 0 | 0 | 1.0568e-08 | 0 | 0 | 0 | 8.3571e-09 | 0 | 3.6968e-08 | 9.4843e-10 | 0 | 0 | 0 | 0 | 0.00017598 | 6.8168e-05
4829 | 1.1482e-06 | 2.5626e-06 | 8.2602e-07 | 1.3599e-06 | 1.6687e-06 | 1.8555e-06 | 1.7881e-06 | 1.0932e-06 | 1.4663e-06 | 8.6029e-08 | 3.6277e-07 | 6.883e-07 | 6.6386e-08 | 1.7446e-07 | 1.4161e-06 | 2.8875e-06 | 2.7902e-06 | 0.00018085 | 7.0087e-05
4830 | 3.3767e-05 | 3.6521e-05 | 1.7906e-05 | 2.4351e-05 | 4.6073e-05 | 3.104e-05 | 2.6087e-05 | 2.771e-05 | 3.5187e-05 | 1.5956e-05 | 2.0667e-05 | 1.8745e-05 | 1.5239e-05 | 1.1356e-05 | 2.2697e-05 | 4.4583e-05 | 4.8804e-05 | 0.00016154 | 7.0553e-05
4831 | 9.7062e-05 | 0.00011257 | 3.2354e-05 | 9.0735e-05 | 0.00015267 | 0.0001054 | 8.0044e-05 | 7.8072e-05 | 0.00011312 | 6.0983e-05 | 7.0944e-05 | 2.6106e-05 | 5.1572e-05 | 2.4104e-05 | 9.2869e-05 | 0.00010911 | 0.00015933 | 0.00015331 | 6.9262e-05
4832 | 0.00012518 | 0.00013417 | 9.9886e-06 | 0.00022366 | 2.1683e-05 | 0.00022553 | 0.00011002 | 0.00015947 | 0.00020317 | 2.0729e-05 | 4.9233e-05 | 1.1345e-05 | 0.0001409 | 4.477e-05 | 0.00014118 | 5.7361e-05 | 0.00027968 | 0.000141 | 3.3134e-05
4833 | 0.00024645 | 4.4414e-05 | 3.3731e-05 | 0.00033515 | 2.2514e-07 | 0.00026056 | 9.5251e-05 | 0.00021675 | 0.00023418 | 5.2662e-06 | 7.0225e-05 | 1.4203e-05 | 0.00024343 | 8.737e-05 | 7.4076e-05 | 4.2727e-06 | 0.00034262 | 0.00012159 | 2.9542e-05
4834 | 0.0003069 | 2.4324e-05 | 0.00017968 | 8.1818e-05 | 1.4201e-05 | 0.00017266 | 0.00012122 | 0.00014133 | 0.00015351 | 3.499e-05 | 0.00028369 | 8.2118e-05 | 0.00033935 | 0.00012777 | 0.00021044 | 1.5274e-05 | 0.00032739 | 0.00014915 | 3.2023e-05
4835 | 0.00029918 | 8.3338e-05 | 0.0002143 | 1.6214e-06 | 0.00018774 | 7.4007e-05 | 0.00021613 | 8.7515e-05 | 0.00013477 | 0.00016989 | 0.00029023 | 0.00015827 | 0.0003851 | 0.00017983 | 0.00031714 | 0.00015899 | 0.00027235 | 0.00021216 | 3.0258e-05
4836 | 0.00020652 | 0.00018559 | 0.00027891 | 3.9827e-05 | 0.00020197 | 6.7e-05 | 0.00025782 | 0.00022868 | 0.00014752 | 0.00032908 | 0.00017913 | 0.00033124 | 0.00042319 | 0.00024006 | 0.00021944 | 0.00020501 | 2.6679e-05 | 0.00018438 | 6.9133e-05
4837 | 0.00041838 | 0.00025076 | 0.00033394 | 0.00024604 | 0.00033699 | 0.00016296 | 0.00026787 | 0.00039068 | 0.00021988 | 0.0004174 | 0.00025208 | 0.00037456 | 0.00043694 | 0.00029678 | 0.00025592 | 0.00033815 | 0.00019658 | 0.00019105 | 7.7292e-05
4838 | 0.00040746 | 0.00028792 | 0.00035 | 0.0003404 | 0.00041923 | 0.00026735 | 0.00031241 | 0.00040062 | 0.00021429 | 0.00039274 | 0.00036292 | 0.00038282 | 0.00036885 | 0.00026814 | 0.00033344 | 0.00038943 | 0.0004447 | 0.00020455 | 7.7669e-05
4839 | 0.00033354 | 0.0003493 | 0.00036171 | 0.00040825 | 0.00039351 | 0.000333 | 0.0003255 | 0.00034162 | 0.00018789 | 0.00039732 | 0.0003366 | 0.00029126 | 0.00031216 | 0.00028809 | 0.00038218 | 0.00038847 | 0.00040402 | 0.00021417 | 6.8148e-05
4840 | 0.00024754 | 0.00034704 | 0.00025672 | 0.00030766 | 0.00028336 | 0.00028133 | 0.00021018 | 0.00025436 | 0.00023085 | 0.00030797 | 0.0001777 | 0.00025844 | 0.00022818 | 0.00027366 | 0.00018619 | 0.00030125 | 0.00028709 | 0.00021788 | 7.3779e-05
4841 | 0.00015708 | 0.00023993 | 0.00014832 | 0.00020108 | 0.00015312 | 0.00018346 | 0.00010149 | 0.00015818 | 0.00017838 | 0.00017071 | 0.0001019 | 0.00016926 | 0.00014485 | 0.00021146 | 7.7133e-05 | 0.00021294 | 0.00014992 | 0.00019764 | 7.3654e-05
4842 | 5.269e-05 | 0.00011918 | 7.3473e-05 | 7.9966e-05 | 5.3558e-05 | 0.00010089 | 4.7726e-05 | 8.0565e-05 | 0.00010251 | 8.4601e-05 | 3.2329e-05 | 9.1142e-05 | 5.9499e-05 | 0.00016388 | 2.7444e-05 | 7.0126e-05 | 4.9004e-05 | 0.00020736 | 7.2715e-05
4843 | 1.8462e-05 | 3.2887e-05 | 3.412e-05 | 1.4365e-05 | 6.1858e-07 | 4.794e-05 | 1.8456e-05 | 3.6419e-05 | 6.4746e-05 | 1.8178e-05 | 1.2514e-05 | 4.1051e-05 | 1.5498e-05 | 7.8464e-05 | 8.1006e-06 | 1.1308e-05 | 8.5163e-06 | 0.00023009 | 6.5793e-05
4844 | 5.5563e-06 | 9.3429e-06 | 1.0729e-05 | 5.355e-06 | 0 | 1.9845e-05 | 1.2919e-05 | 1.813e-05 | 2.745e-05 | 1.0969e-05 | 5.341e-06 | 2.281e-05 | 5.5793e-06 | 3.6145e-05 | 7.5245e-06 | 0 | 4.8713e-06 | 0.00024024 | 7.5542e-05
4845 | 3.0932e-07 | 3.7147e-06 | 6.0138e-06 | 3.3124e-08 | 0 | 3.6498e-06 | 9.7475e-06 | 8.989e-06 | 5.4472e-06 | 4.7857e-06 | 0 | 1.1182e-05 | 2.6176e-06 | 6.7887e-06 | 6.0058e-06 | 0 | 2.5467e-06 | 0.00026215 | 7.3398e-05
4846 | 2.4726e-07 | 8.2252e-07 | 2.8427e-06 | 0 | 0 | 8.8433e-07 | 5.4596e-06 | 2.1612e-06 | 3.8529e-07 | 1.7697e-07 | 1.1548e-09 | 2.4267e-06 | 1.2985e-07 | 1.9102e-06 | 9.6049e-07 | 0 | 0 | 0.00026906 | 7.0121e-05
4847 | 4.0551e-08 | 7.2704e-08 | 6.5872e-07 | 0 | 0 | 2.6279e-08 | 6.7276e-07 | 5.8016e-07 | 0 | 0 | 0 | 2.447e-07 | 1.6105e-09 | 3.111e-07 | 0 | 0 | 0 | 0.00026084 | 7.172e-05
4848 | 0 | 0 | 4.7583e-08 | 0 | 0 | 9.5451e-09 | 2.7087e-08 | 0 | 1.6967e-10 | 0 | 0 | 2.012e-07 | 1.1453e-09 | 2.792e-08 | 0 | 0 | 0 | 0.00027992 | 7.7358e-05
4849 | 0 | 5.0017e-07 | 7.4146e-09 | 0 | 0 | 0 | 0 | 0 | 2.545e-10 | 0 | 0 | 6.7834e-09 | 1.1811e-09 | 0 | 0 | 0 | 0 | 0.00025174 | 7.8041e-05
4850 | 0 | 5.4834e-07 | 0 | 0 | 0 | 2.2897e-07 | 0 | 0 | 1.4309e-08 | 0 | 0 | 3.4276e-07 | 1.1811e-09 | 0 | 0 | 0 | 0 | 0.00022507 | 7.4863e-05
4851 | 0 | 2.4965e-08 | 2.9274e-09 | 0 | 0 | 9.7724e-08 | 0 | 0 | 1.6967e-10 | 0 | 0 | 4.2603e-07 | 8.9474e-10 | 0 | 0 | 0 | 0 | 0.0002188 | 6.5552e-05
4852 | 0 | 0 | 1.4397e-10 | 0 | 0 | 0 | 0 | 0 | 2.545e-10 | 0 | 0 | 4.1454e-07 | 9.8422e-10 | 1.0744e-11 | 0 | 0 | 0 | 0.00023738 | 4.1605e-05
4853 | 1.1838e-06 | 2.2381e-06 | 1.1544e-07 | 1.136e-06 | 9.8947e-08 | 3.5155e-06 | 3.8267e-07 | 8.4414e-07 | 5.0369e-07 | 0 | 3.6377e-09 | 3.4222e-08 | 4.7608e-07 | 2.5676e-08 | 4.44e-09 | 4.7426e-07 | 3.1705e-06 | 0.00021746 | 2.2719e-05
4854 | 3.3452e-05 | 2.4679e-05 | 1.8327e-05 | 2.9677e-06 | 1.0322e-05 | 2.2736e-05 | 6.9018e-06 | 1.001e-05 | 9.555e-06 | 5.1731e-06 | 5.1332e-06 | 1.286e-05 | 3.4979e-05 | 5.6255e-06 | 7.6219e-06 | 1.4453e-05 | 5.5998e-05 | 0.00021432 | 8.0082e-06
4855 | 0.00010364 | 6.1033e-05 | 7.7048e-05 | 2.9892e-05 | 1.4431e-05 | 5.801e-05 | 3.8633e-05 | 6.3408e-05 | 3.1101e-05 | 4.4179e-05 | 3.7546e-05 | 8.8678e-05 | 9.0294e-05 | 4.5016e-05 | 5.3804e-05 | 4.2745e-05 | 0.00010931 | 0.00022532 | 1.9771e-06
4856 | 0.00029043 | 0.00014572 | 0.00014084 | 0.00016318 | 8.9219e-05 | 0.00016978 | 7.6444e-05 | 0.00018237 | 5.5208e-05 | 0.0001564 | 4.9594e-05 | 0.00019303 | 0.00011155 | 0.00012099 | 5.0933e-05 | 6.0539e-05 | 0.00021305 | 0.00021577 | 7.2401e-06
4857 | 0.00033361 | 0.00021768 | 0.00017366 | 0.00034492 | 0.00018296 | 0.00029143 | 0.00012148 | 0.00030879 | 8.5624e-05 | 0.00028153 | 0.00014241 | 0.00021535 | 0.00020465 | 0.00021715 | 0.00010682 | 0.00020401 | 0.00036833 | 0.00021099 | 1.4698e-05
4858 | 0.00044796 | 0.00021359 | 0.00015679 | 0.00042965 | 0.00026753 | 0.00032364 | 0.00021819 | 0.00037494 | 0.00015401 | 0.00032034 | 0.00024683 | 0.00034852 | 0.00033742 | 0.0003044 | 0.00026131 | 0.00022687 | 0.00044684 | 0.00021069 | 2.8323e-05
4859 | 0.0004578 | 0.00024574 | 0.00022081 | 0.00044049 | 0.00029772 | 0.00038043 | 0.00030717 | 0.00040171 | 0.00034106 | 0.00047679 | 0.00024965 | 0.00033824 | 0.00038465 | 0.00032842 | 0.00035743 | 0.00026659 | 0.00046194 | 0.00021188 | 3.6153e-05
4860 | 0.00046701 | 0.00026463 | 0.00029436 | 0.00048466 | 0.00029918 | 0.00041324 | 0.00029709 | 0.00043579 | 0.0003845 | 0.00049663 | 0.00019509 | 0.000419 | 0.00036977 | 0.00034748 | 0.00022706 | 0.00027818 | 0.00039717 | 0.00021104 | 6.0499e-05
4861 | 0.00038037 | 0.00027637 | 0.00027792 | 0.00041782 | 0.00036577 | 0.00038562 | 0.00031582 | 0.00045043 | 0.00033644 | 0.00045123 | 0.00023167 | 0.00046211 | 0.000347 | 0.0003768 | 0.00026229 | 0.00036984 | 0.00040909 | 0.0002317 | 5.9078e-05
4862 | 0.00042646 | 0.0002802 | 0.00028756 | 0.00036243 | 0.00035413 | 0.00037811 | 0.00028874 | 0.00044627 | 0.00026487 | 0.00036422 | 0.00030729 | 0.00044396 | 0.0002748 | 0.00038258 | 0.00021557 | 0.00034536 | 0.00045679 | 0.00023757 | 4.7533e-05
4863 | 0.00039944 | 0.00026954 | 0.00027156 | 0.00035391 | 0.00033063 | 0.00036142 | 0.00028822 | 0.00038453 | 0.00025942 | 0.00033152 | 0.00028986 | 0.00028641 | 0.00028741 | 0.00033552 | 0.0001875 | 0.00037894 | 0.00036815 | 0.00022233 | 5.3021e-05
4864 | 0.00030963 | 0.00028019 | 0.00022061 | 0.00031255 | 0.00030444 | 0.00028373 | 0.00021887 | 0.00029792 | 0.00025315 | 0.00026416 | 0.00031924 | 0.00021837 | 0.00028682 | 0.00030095 | 0.00012648 | 0.00033439 | 0.00028227 | 0.00020888 | 4.2284e-05
4865 | 0.00017908 | 0.00022143 | 0.00014211 | 0.00018779 | 0.0001697 | 0.00018667 | 0.00015762 | 0.00019571 | 0.00016709 | 0.00016644 | 0.00019347 | 0.00016636 | 0.00018896 | 0.00024433 | 0.00015965 | 0.00020411 | 0.00016533 | 0.00020182 | 2.7007e-05
4866 | 6.7097e-05 | 0.00014249 | 8.6864e-05 | 8.4054e-05 | 6.531e-05 | 0.00010847 | 8.6219e-05 | 9.3542e-05 | 0.00010788 | 7.4941e-05 | 6.5707e-05 | 0.00010569 | 7.1673e-05 | 0.00017874 | 4.4667e-05 | 0.0001124 | 5.1027e-05 | 0.00020431 | 2.7878e-05
4867 | 2.1108e-05 | 7.0117e-05 | 2.9665e-05 | 3.0645e-05 | 7.5519e-06 | 6.5676e-05 | 3.141e-05 | 4.6167e-05 | 7.5755e-05 | 3.3679e-05 | 1.3881e-05 | 5.3626e-05 | 1.5653e-05 | 0.00013104 | 9.7052e-06 | 4.2863e-05 | 8.4953e-06 | 0.00020539 | 3.0237e-05
4868 | 1.7172e-05 | 2.7156e-05 | 1.317e-05 | 1.1323e-05 | 0 | 5.4418e-05 | 1.9983e-05 | 3.2142e-05 | 4.4041e-05 | 1.2457e-05 | 2.0123e-06 | 3.4088e-05 | 9.7992e-06 | 0.00010426 | 6.9065e-06 | 0 | 4.622e-06 | 0.0002206 | 3.1058e-05
4869 | 7.1916e-06 | 1.169e-05 | 4.7508e-06 | 2.5505e-06 | 0 | 2.9822e-05 | 1.0273e-05 | 2.1625e-05 | 1.6645e-05 | 9.0566e-06 | 0 | 1.9659e-05 | 5.1228e-06 | 3.7731e-05 | 1.8594e-06 | 0 | 4.6197e-06 | 0.00023381 | 4.3178e-05
4870 | 3.2317e-07 | 4.591e-06 | 1.5783e-06 | 0 | 0 | 8.2362e-06 | 7.4413e-06 | 7.6278e-06 | 4.191e-06 | 6.4291e-06 | 0 | 7.9515e-06 | 1.0611e-07 | 4.1621e-06 | 0 | 0 | 2.1426e-06 | 0.00023061 | 3.814e-05
4871 | 1.3105e-07 | 5.6665e-07 | 6.7655e-07 | 0 | 0 | 1.7575e-06 | 9.7015e-07 | 1.7274e-06 | 1.1436e-06 | 1.814e-06 | 0 | 1.4641e-06 | 1.3242e-09 | 5.3595e-07 | 0 | 0 | 0 | 0.00022171 | 3.232e-05
4872 | 0 | 1.4804e-08 | 3.5991e-07 | 0 | 0 | 4.5233e-07 | 6.2509e-10 | 2.4425e-07 | 5.5825e-07 | 1.7206e-08 | 1.1548e-09 | 1.6049e-07 | 1.199e-09 | 1.3125e-07 | 0 | 0 | 0 | 0.00021222 | 3.7018e-05
4873 | 0 | 5.0061e-07 | 5.1782e-08 | 0 | 0 | 5.3619e-07 | 0 | 2.6579e-08 | 3.7704e-08 | 1.7206e-08 | 0 | 3.9896e-07 | 1.2616e-09 | 2.8445e-08 | 0 | 0 | 0 | 0.00020379 | 5.7e-05
4874 | 0 | 5.4922e-07 | 0 | 0 | 0 | 2.8029e-07 | 0 | 0 | 5.0665e-08 | 1.6714e-08 | 0 | 4.4939e-07 | 9.7527e-10 | 1.0314e-10 | 0 | 0 | 0 | 0.00021812 | 5.5784e-05
4875 | 0 | 3.2235e-07 | 0 | 0 | 0 | 1.8325e-07 | 0 | 0 | 2.6393e-08 | 1.6714e-08 | 0 | 3.5711e-07 | 8.7685e-10 | 0 | 0 | 0 | 0 | 0.00024254 | 2.8565e-05
4876 | 0 | 0 | 1.1998e-10 | 0 | 0 | 0 | 0 | 0 | 3.8411e-08 | 1.6223e-08 | 0 | 1.0767e-08 | 1.02e-09 | 0 | 0 | 0 | 0 | 0.0002387 | 2.8194e-05
4877 | 1.5474e-06 | 1.5795e-06 | 2.4188e-07 | 1.3327e-06 | 3.0002e-07 | 2.297e-06 | 2.0381e-07 | 1.1851e-06 | 1.3591e-06 | 6.7375e-07 | 1.0393e-09 | 7.8608e-07 | 2.9844e-07 | 5.3299e-07 | 1.3592e-10 | 4.5122e-07 | 1.9778e-06 | 0.00021444 | 3.7798e-05
4878 | 3.9303e-05 | 3.0456e-05 | 2.8702e-05 | 3.8744e-05 | 3.0353e-05 | 3.6551e-05 | 8.6747e-06 | 3.2821e-05 | 2.2049e-05 | 2.629e-05 | 8.2692e-06 | 2.9829e-05 | 1.9225e-05 | 2.2348e-05 | 1.9492e-06 | 1.842e-05 | 4.1726e-05 | 0.00020203 | 3.9737e-05
4879 | 0.00016308 | 9.3265e-05 | 0.00010456 | 0.00013474 | 0.00011127 | 0.00012457 | 5.0365e-05 | 0.00011507 | 5.8782e-05 | 0.00011353 | 1.5738e-05 | 0.00013518 | 9.2017e-05 | 7.7709e-05 | 3.8123e-05 | 9.2418e-05 | 0.00014161 | 0.00021851 | 4.0151e-05
4880 | 0.00021765 | 0.00020099 | 0.00013561 | 0.00023052 | 0.00026577 | 0.00024232 | 9.4557e-05 | 0.00021398 | 0.00011097 | 0.00017939 | 2.3496e-05 | 0.00023022 | 0.00021209 | 0.00014429 | 4.0478e-05 | 0.00021131 | 0.00024566 | 0.00020862 | 3.7809e-05
4881 | 0.00029187 | 0.00022357 | 0.00010563 | 0.00034288 | 0.0003239 | 0.00034761 | 7.3864e-05 | 0.00029364 | 0.00014591 | 0.0002214 | 8.7352e-06 | 0.00022775 | 0.00030455 | 0.00019279 | 1.9851e-05 | 0.0002431 | 0.000364 | 0.00020678 | 4.4913e-05
4882 | 0.00032738 | 0.00019676 | 0.00011662 | 0.00038185 | 0.00026622 | 0.00038343 | 6.524e-05 | 0.00034293 | 0.00012804 | 0.00031264 | 2.5111e-05 | 0.00024649 | 0.0003995 | 0.00023064 | 1.6882e-05 | 0.0001901 | 0.00040649 | 0.00020385 | 4.1083e-05
4883 | 0.00038179 | 0.000184 | 0.00017495 | 0.00041018 | 0.00030857 | 0.00040974 | 0.0001338 | 0.00038953 | 0.00013247 | 0.00032798 | 0.00016061 | 0.00026282 | 0.00045718 | 0.00026649 | 0.00010733 | 0.00027483 | 0.00053317 | 0.00020531 | 4.5111e-05
4884 | 0.00039223 | 0.00025409 | 0.00016865 | 0.0004764 | 0.00043415 | 0.00039541 | 0.00026775 | 0.00040516 | 0.00017576 | 0.00041337 | 0.0001515 | 0.00034554 | 0.0004963 | 0.00028511 | 0.00023382 | 0.00031096 | 0.00051229 | 0.00021607 | 5.0227e-05
4885 | 0.00037071 | 0.000277 | 0.00014582 | 0.00043582 | 0.00032576 | 0.00041155 | 0.00016429 | 0.00041003 | 0.00029051 | 0.00045466 | 1.9564e-05 | 0.00029574 | 0.00049846 | 0.00030595 | 7.7493e-05 | 0.00021267 | 0.00043269 | 0.00020091 | 4.4485e-05
4886 | 0.00033628 | 0.00022585 | 0.00014989 | 0.00032505 | 0.0002942 | 0.00036697 | 9.9419e-05 | 0.00038133 | 0.00019721 | 0.0003688 | 1.7088e-05 | 0.00028456 | 0.00043734 | 0.00031698 | 5.0499e-05 | 0.00022192 | 0.00033522 | 0.00020597 | 3.3262e-05
4887 | 0.00031812 | 0.00019705 | 0.00016915 | 0.00028201 | 0.00020463 | 0.00027564 | 9.7726e-05 | 0.00032463 | 0.00013821 | 0.0003053 | 7.4537e-05 | 0.0002826 | 0.00034058 | 0.00034491 | 6.2418e-05 | 0.00019086 | 0.0002966 | 0.00019336 | 3.4153e-05
4888 | 0.00018779 | 0.00026416 | 0.000213 | 0.00022841 | 0.00021671 | 0.00022212 | 0.00011665 | 0.00024251 | 0.00016426 | 0.00023819 | 0.00011506 | 0.00026415 | 0.00019659 | 0.00031691 | 0.00010151 | 0.00025421 | 0.00021298 | 0.00017904 | 4.6326e-05
4889 | 0.00011388 | 0.00019064 | 0.0001172 | 0.00016651 | 8.8071e-05 | 0.00017617 | 6.9581e-05 | 0.00016153 | 0.00013403 | 0.00014118 | 2.7585e-05 | 0.00014778 | 0.00012232 | 0.00023068 | 3.0645e-05 | 0.00013966 | 0.00014641 | 0.00016535 | 5.2184e-05
4890 | 4.838e-05 | 0.00011856 | 5.0178e-05 | 6.8089e-05 | 3.5489e-05 | 0.00010105 | 3.5865e-05 | 7.8705e-05 | 7.316e-05 | 7.5145e-05 | 1.301e-05 | 9.1411e-05 | 6.261e-05 | 0.00017283 | 1.2465e-05 | 7.6725e-05 | 5.232e-05 | 0.00017358 | 5.8976e-05
4891 | 2.0614e-05 | 5.8453e-05 | 1.7216e-05 | 2.5225e-05 | 2.8595e-06 | 6.5861e-05 | 8.7712e-06 | 4.2539e-05 | 3.2421e-05 | 3.2141e-05 | 4.5026e-07 | 5.5586e-05 | 1.542e-05 | 0.00012932 | 5.699e-06 | 3.3484e-05 | 6.9559e-06 | 0.00020047 | 8.8064e-05
4892 | 1.4519e-05 | 3.4485e-05 | 8.4356e-06 | 8.1252e-06 | 0 | 5.5394e-05 | 8.1457e-06 | 2.9126e-05 | 1.3341e-05 | 1.2631e-05 | 0 | 3.5541e-05 | 9.7892e-06 | 9.7914e-05 | 0 | 0 | 4.6281e-06 | 0.00022346 | 8.224e-05
4893 | 1.805e-06 | 1.0199e-05 | 3.4976e-06 | 2.3407e-06 | 0 | 3.1214e-05 | 1.8154e-06 | 2.0238e-05 | 8.3707e-06 | 9.3914e-06 | 0 | 1.6471e-05 | 7.4511e-06 | 3.1103e-05 | 0 | 0 | 4.6186e-06 | 0.00025913 | 8.8481e-05
4894 | 2.8831e-07 | 3.9928e-06 | 8.4659e-07 | 0 | 0 | 9.2883e-06 | 1.6002e-08 | 7.5065e-06 | 5.8893e-06 | 3.0621e-06 | 0 | 4.9408e-06 | 1.4708e-06 | 3.9006e-06 | 0 | 0 | 3.7287e-07 | 0.00026937 | 7.48e-05
4895 | 6.4783e-08 | 1.701e-06 | 4.6253e-07 | 0 | 0 | 1.3328e-06 | 0 | 1.7511e-06 | 2.4072e-06 | 5.2109e-08 | 1.1548e-09 | 6.7259e-07 | 9.4843e-10 | 5.0765e-07 | 0 | 0 | 0 | 0.00025388 | 8.944e-05
4896 | 0 | 1.4506e-07 | 3.4623e-07 | 0 | 0 | 1.7339e-07 | 0 | 2.7722e-07 | 1.1929e-07 | 8.3571e-09 | 0 | 1.0505e-07 | 1.1274e-09 | 9.0596e-08 | 0 | 0 | 0 | 0.0002455 | 8.2745e-05
4897 | 0 | 5.0061e-07 | 5.5621e-08 | 0 | 0 | 2.4874e-07 | 0 | 2.8313e-08 | 0 | 2.0155e-08 | 0 | 3.5205e-07 | 1.8879e-09 | 5.3075e-10 | 0 | 0 | 0 | 0.00024726 | 7.5732e-05
4898 | 0 | 4.3272e-07 | 0 | 0 | 0 | 2.8029e-07 | 0 | 0 | 1.4139e-08 | 1.6714e-08 | 0 | 4.2603e-07 | 1.3779e-09 | 4.448e-10 | 0 | 0 | 0 | 0.00025435 | 6.8751e-05
4899 | 0 | 0 | 0 | 0 | 0 | 2.801e-07 | 0 | 0 | 0 | 8.3571e-09 | 0 | 4.2786e-07 | 1.2526e-09 | 2.0091e-09 | 0 | 0 | 0 | 0.00025694 | 3.2226e-05
4900 | 0 | 0 | 2.3995e-11 | 0 | 0 | 2.303e-07 | 0 | 0 | 0 | 1.6223e-08 | 0 | 6.2809e-08 | 1.4137e-09 | 5.5868e-10 | 0 | 0 | 0 | 0.00024777 | 3.2688e-05
4901 | 4.6785e-07 | 6.395e-07 | 6.4379e-07 | 2.0847e-07 | 3.6846e-06 | 9.1515e-07 | 4.7881e-07 | 5.5262e-07 | 5.0632e-07 | 3.9567e-07 | 5.1692e-08 | 4.4699e-07 | 3.6786e-07 | 3.1832e-07 | 1.3429e-07 | 3.5218e-06 | 8.7241e-07 | 0.00023763 | 3.9273e-05
4902 | 2.8668e-05 | 2.677e-05 | 9.7536e-06 | 2.6807e-05 | 3.4024e-05 | 2.6678e-05 | 1.136e-05 | 2.5605e-05 | 1.2476e-05 | 1.9382e-05 | 1.0479e-05 | 2.3347e-05 | 2.1762e-05 | 1.956e-05 | 6.7225e-06 | 2.7508e-05 | 3.4034e-05 | 0.00024473 | 5.7302e-05
4903 | 0.00013918 | 6.5793e-05 | 8.275e-06 | 6.6918e-05 | 5.1027e-05 | 9.8124e-05 | 5.1746e-05 | 0.00010266 | 5.9278e-05 | 4.2488e-05 | 3.9579e-05 | 4.0743e-05 | 7.2551e-05 | 5.3562e-05 | 4.2958e-05 | 2.8444e-05 | 0.00012201 | 0.00024775 | 6.3797e-05
4904 | 0.00025816 | 7.3198e-05 | 1.1242e-05 | 0.00017359 | 6.2382e-05 | 0.00016879 | 4.9426e-05 | 0.00016089 | 0.00012887 | 8.6286e-05 | 3.7776e-05 | 4.8897e-05 | 0.00015311 | 8.0148e-05 | 4.9024e-05 | 4.4176e-05 | 0.00021362 | 0.00027779 | 5.3497e-05
4905 | 0.00029702 | 7.4761e-05 | 2.8469e-05 | 0.00020534 | 4.8085e-05 | 0.00022796 | 7.2185e-05 | 0.00023892 | 0.0001457 | 8.1922e-05 | 4.0252e-05 | 6.3568e-05 | 0.00028736 | 0.0001057 | 5.0007e-05 | 3.4644e-05 | 0.00034208 | 0.00028771 | 4.3894e-05
4906 | 0.00033526 | 7.1281e-05 | 4.7487e-05 | 0.00027261 | 6.0623e-05 | 0.00023871 | 7.5679e-05 | 0.00024446 | 0.00012847 | 0.00013265 | 5.9658e-05 | 7.9337e-05 | 0.00034948 | 0.00013675 | 5.2073e-05 | 4.5528e-05 | 0.00042018 | 0.00026582 | 4.8729e-05
4907 | 0.00039629 | 8.6655e-05 | 8.1776e-05 | 0.00019734 | 6.4568e-05 | 0.00022479 | 0.00011332 | 0.00028611 | 0.00015402 | 0.00018602 | 8.1751e-05 | 9.0482e-05 | 0.00040036 | 0.00020072 | 7.6563e-05 | 6.0686e-05 | 0.00040797 | 0.00026063 | 4.9355e-05
4908 | 0.00037727 | 0.00010747 | 0.00012349 | 0.00022474 | 0.00012589 | 0.00019098 | 0.00015469 | 0.00026035 | 0.00013021 | 0.00020505 | 8.3383e-05 | 0.00016268 | 0.00047886 | 0.00025285 | 8.3253e-05 | 0.00013489 | 0.00046908 | 0.0002378 | 4.9538e-05
4909 | 0.00031874 | 0.00013276 | 0.00015378 | 0.00021262 | 0.00014288 | 0.00016596 | 0.00013806 | 0.00026193 | 0.00011612 | 0.00026323 | 0.00013922 | 0.0001787 | 0.0004779 | 0.00025663 | 0.00011605 | 0.00014224 | 0.00040056 | 0.00024386 | 5.6154e-05
4910 | 0.00027872 | 0.00011896 | 0.00011874 | 0.00019057 | 0.00012662 | 0.00014916 | 0.00014231 | 0.000253 | 0.00015656 | 0.00032738 | 0.00012807 | 0.00019899 | 0.00040601 | 0.00030365 | 0.00017546 | 0.00010876 | 0.00028303 | 0.00023058 | 3.822e-05
4911 | 0.00024436 | 0.00011687 | 8.1511e-05 | 0.00021614 | 0.00011383 | 0.00015904 | 0.00010603 | 0.00024328 | 0.0001445 | 0.00034976 | 0.00010514 | 0.00014166 | 0.00033107 | 0.00029154 | 0.00014208 | 8.256e-05 | 0.00022605 | 0.00019574 | 3.8192e-05
4912 | 0.00020074 | 0.00013417 | 0.00010286 | 0.00017873 | 5.1738e-05 | 0.00012005 | 9.6285e-05 | 0.00018713 | 0.00010062 | 0.0001945 | 0.00010903 | 0.00012324 | 0.00023334 | 0.00026351 | 7.4327e-05 | 7.6726e-05 | 0.00016672 | 0.0001778 | 5.2472e-05
4913 | 0.00010942 | 8.4924e-05 | 2.7577e-05 | 0.00010898 | 3.7904e-05 | 8.0628e-05 | 8.0463e-05 | 0.0001267 | 8.3562e-05 | 9.4228e-05 | 6.9564e-05 | 7.7124e-05 | 0.00013742 | 0.00021507 | 5.3491e-05 | 3.4321e-05 | 9.2022e-05 | 0.00017643 | 6.4177e-05
4914 | 4.3119e-05 | 2.9317e-05 | 2.0444e-05 | 5.8451e-05 | 7.3163e-06 | 6.9876e-05 | 2.7291e-05 | 7.2972e-05 | 5.6011e-05 | 5.882e-05 | 4.0742e-05 | 3.7808e-05 | 5.8262e-05 | 0.00016987 | 1.9119e-05 | 9.1292e-06 | 3.3897e-05 | 0.00017953 | 6.1242e-05
4915 | 1.8436e-05 | 3.4297e-06 | 7.7028e-06 | 1.6849e-05 | 2.3177e-07 | 4.578e-05 | 1.2635e-05 | 3.4578e-05 | 3.8843e-05 | 1.8717e-05 | 2.8487e-05 | 1.8747e-05 | 1.4518e-05 | 0.00011394 | 1.2292e-05 | 9.4447e-07 | 6.5284e-06 | 0.00019349 | 4.4073e-05
4916 | 1.1412e-05 | 4.2422e-06 | 2.4752e-06 | 7.8754e-06 | 0 | 2.242e-05 | 5.8377e-06 | 2.0749e-05 | 8.4027e-06 | 1.0628e-05 | 1.5192e-05 | 7.2856e-06 | 9.5967e-06 | 5.799e-05 | 0 | 0 | 4.9253e-06 | 0.00019902 | 4.342e-05
4917 | 9.574e-07 | 1.4087e-06 | 5.5136e-07 | 2.6499e-07 | 0 | 4.8862e-06 | 7.6229e-07 | 9.2816e-06 | 7.7017e-07 | 1.4192e-06 | 2.4251e-07 | 1.0736e-06 | 7.4422e-06 | 1.438e-05 | 0 | 0 | 4.4867e-06 | 0.00017895 | 6.4958e-05
4918 | 1.3402e-07 | 2.1899e-08 | 3.5561e-08 | 0 | 0 | 1.2169e-06 | 0 | 2.949e-06 | 1.0802e-07 | 0 | 3.5799e-08 | 1.3262e-07 | 1.075e-06 | 1.6212e-06 | 0 | 0 | 1.9668e-06 | 0.00016583 | 8.5569e-05
4919 | 0 | 0 | 1.159e-08 | 0 | 0 | 1.8219e-08 | 0 | 3.1985e-07 | 2.9692e-09 | 0 | 0 | 6.9987e-09 | 9.3053e-10 | 1.8121e-07 | 0 | 0 | 0 | 0.00016995 | 7.6519e-05
4920 | 0 | 0 | 0 | 0 | 0 | 0 | 0 | 1.7334e-08 | 0 | 0 | 0 | 0 | 9.8422e-10 | 5.1237e-09 | 0 | 0 | 0 | 0.00016927 | 5.6442e-05
4921 | 0 | 3.1841e-07 | 0 | 0 | 0 | 0 | 0 | 0 | 0 | 0 | 0 | 0 | 1.6016e-09 | 3.9752e-10 | 0 | 0 | 0 | 0.00017287 | 3.5181e-05
4922 | 0 | 0 | 0 | 0 | 0 | 2.0757e-07 | 0 | 0 | 0 | 0 | 0 | 3.4276e-07 | 1.0916e-09 | 4.405e-10 | 0 | 0 | 0 | 0.00016637 | 3.5543e-05
4923 | 0 | 0 | 1.1998e-10 | 0 | 0 | 3.0491e-08 | 0 | 0 | 0 | 0 | 0 | 3.1082e-07 | 8.5895e-10 | 3.438e-10 | 0 | 0 | 0 | 0.00017223 | 6.8319e-05
4924 | 0 | 0 | 0 | 0 | 0 | 0 | 0 | 0 | 0 | 0 | 0 | 6.4604e-09 | 8.0527e-10 | 3.6529e-10 | 0 | 0 | 0 | 0.00015154 | 4.122e-05
4925 | 1.6445e-07 | 5.4859e-07 | 7.4454e-08 | 4.748e-07 | 2.8247e-08 | 1.2407e-06 | 2.3584e-07 | 7.3913e-07 | 5.7401e-06 | 1.4473e-07 | 1.0379e-07 | 1.3948e-07 | 2.0101e-07 | 1.7715e-07 | 1.8666e-08 | 3.0701e-07 | 6.7e-07 | 0.00015282 | 4.0575e-05
4926 | 1.2619e-05 | 1.6709e-05 | 6.8704e-06 | 3.7326e-05 | 1.2427e-05 | 3.0222e-05 | 8.1778e-06 | 2.2603e-05 | 1.9665e-05 | 2.1335e-05 | 1.2595e-05 | 1.7872e-05 | 2.0189e-05 | 2.0957e-05 | 5.9089e-06 | 1.2506e-05 | 4.0064e-05 | 0.00015079 | 2.7648e-05
4927 | 6.676e-05 | 4.865e-05 | 4.7735e-05 | 0.00011226 | 7.066e-05 | 9.6697e-05 | 3.5247e-05 | 9.8241e-05 | 2.6075e-05 | 9.9096e-05 | 3.624e-05 | 8.2213e-05 | 9.1784e-05 | 9.0359e-05 | 2.5954e-05 | 4.8762e-05 | 0.00011566 | 0.00014952 | 2.2219e-05
4928 | 8.3233e-05 | 6.4056e-05 | 0.00010793 | 0.00020422 | 5.7216e-05 | 0.00017146 | 0.0001093 | 0.00016247 | 4.7316e-05 | 0.00020657 | 0.00011082 | 0.00018717 | 0.00019258 | 0.00017371 | 0.00012335 | 2.0669e-05 | 0.00023746 | 0.00015 | 2.9355e-05
4929 | 9.9818e-05 | 0.00014447 | 0.00020341 | 0.00031044 | 0.00014239 | 0.00021102 | 0.00022632 | 0.00021547 | 0.0001168 | 0.0002302 | 0.00016519 | 0.00032979 | 0.00029835 | 0.00024108 | 0.00022842 | 0.00010119 | 0.00032815 | 0.00014014 | 1.9618e-05
4930 | 0.00018877 | 0.00025997 | 0.00027124 | 0.00038742 | 0.00032998 | 0.00021733 | 0.00029589 | 0.00030236 | 0.00024497 | 0.00041215 | 0.00027841 | 0.00039562 | 0.00033244 | 0.00029068 | 0.00031972 | 0.00024167 | 0.00037571 | 0.00015893 | 1.1558e-05
4931 | 0.00039577 | 0.0003551 | 0.0003501 | 0.00029397 | 0.00043113 | 0.00026679 | 0.00030755 | 0.0003531 | 0.0003492 | 0.00045816 | 0.00036507 | 0.00044454 | 0.00035726 | 0.00032032 | 0.00028532 | 0.00028477 | 0.00052248 | 0.00015587 | 1.3651e-05
4932 | 0.00025319 | 0.00038117 | 0.00037037 | 0.0001135 | 0.00042918 | 0.00026694 | 0.0003531 | 0.00029396 | 0.00034981 | 0.00034947 | 0.00038919 | 0.0004863 | 0.00037463 | 0.00033792 | 0.0003189 | 0.00033807 | 0.00047672 | 0.00014359 | 1.8002e-05
4933 | 0.00023346 | 0.00032385 | 0.00037771 | 0.00019165 | 0.00044775 | 0.00031024 | 0.00036679 | 0.00030286 | 0.00027532 | 0.00038662 | 0.00041047 | 0.00047391 | 0.00045551 | 0.00039784 | 0.00040014 | 0.00033588 | 0.00036267 | 0.00014141 | 2.4527e-05
4934 | 0.00033437 | 0.00027194 | 0.00037485 | 0.00039045 | 0.00044823 | 0.00032919 | 0.00035609 | 0.00023471 | 0.00027418 | 0.00040809 | 0.00036589 | 0.00044514 | 0.00038912 | 0.0004379 | 0.00031273 | 0.0003268 | 0.00042691 | 0.00012734 | 3.6757e-05
4935 | 0.00024615 | 0.00028245 | 0.00038523 | 0.00027612 | 0.00034053 | 0.00024891 | 0.00029989 | 0.00030407 | 0.0002807 | 0.0004107 | 0.0003156 | 0.00036993 | 0.00032023 | 0.00037263 | 0.00031268 | 0.00027251 | 0.00040771 | 0.00010764 | 3.8356e-05
4936 | 0.00016754 | 0.00027926 | 0.00034763 | 0.0001245 | 0.00033759 | 0.00018366 | 0.00024366 | 0.00021777 | 0.00025194 | 0.00031719 | 0.00029172 | 0.0003003 | 0.00024519 | 0.0003418 | 0.000241 | 0.00031311 | 0.00027658 | 9.0759e-05 | 2.9271e-05
4937 | 0.00012979 | 0.00022751 | 0.00023935 | 0.00012606 | 0.00019537 | 0.00014404 | 0.00018214 | 0.00010866 | 0.00016507 | 0.00020063 | 0.00020799 | 0.00020105 | 0.00016074 | 0.00026698 | 0.00016208 | 0.00020546 | 0.00012775 | 7.8798e-05 | 3.3707e-05
4938 | 4.7537e-05 | 0.00014849 | 0.00012849 | 5.8804e-05 | 6.3772e-05 | 0.00010207 | 9.1381e-05 | 6.825e-05 | 0.00011011 | 6.9142e-05 | 0.00010041 | 0.00011133 | 7.7261e-05 | 0.00018251 | 6.026e-05 | 8.9338e-05 | 4.4081e-05 | 8.1912e-05 | 4.0219e-05
4939 | 1.6939e-05 | 8.461e-05 | 6.689e-05 | 2.3834e-05 | 6.3032e-06 | 6.2189e-05 | 3.3321e-05 | 4.0773e-05 | 7.8011e-05 | 3.2492e-05 | 4.1948e-05 | 6.1814e-05 | 1.7068e-05 | 0.00013516 | 1.4819e-05 | 4.6457e-05 | 8.8996e-06 | 0.00011382 | 3.6998e-05
4940 | 4.2516e-06 | 4.2741e-05 | 2.8878e-05 | 9.242e-06 | 0 | 4.0504e-05 | 2.3429e-05 | 2.2466e-05 | 5.0045e-05 | 1.3149e-05 | 2.3976e-05 | 3.9285e-05 | 9.3563e-06 | 0.00011074 | 6.5984e-06 | 4.7891e-06 | 4.6225e-06 | 0.00012434 | 1.0914e-05
4941 | 8.6378e-07 | 1.7308e-05 | 1.3175e-05 | 2.2828e-06 | 0 | 2.0035e-05 | 1.1506e-05 | 1.1241e-05 | 2.0724e-05 | 9.2277e-06 | 5.7344e-06 | 2.0774e-05 | 5.7937e-06 | 4.7309e-05 | 5.0344e-06 | 0 | 4.6248e-06 | 0.00013054 | 2.0965e-05
4942 | 2.1017e-08 | 7.6912e-06 | 4.2757e-06 | 0 | 0 | 5.2405e-06 | 6.7941e-06 | 2.9027e-06 | 6.0331e-06 | 6.6798e-06 | 0 | 8.1384e-06 | 6.9022e-07 | 8.5533e-06 | 5.2374e-07 | 0 | 2.2033e-06 | 0.00013849 | 4.0768e-05
4943 | 0 | 1.6258e-06 | 1.0337e-06 | 0 | 0 | 5.4209e-07 | 6.4656e-07 | 5.3124e-07 | 1.25e-06 | 1.492e-06 | 0 | 1.3922e-06 | 1.6463e-08 | 4.3201e-07 | 0 | 0 | 0 | 0.00013724 | 4.9371e-05
4944 | 0 | 3.8367e-08 | 4.0147e-07 | 0 | 0 | 1.3787e-08 | 1.0626e-08 | 0 | 4.1993e-07 | 0 | 0 | 1.9063e-07 | 9.1264e-10 | 3.2318e-08 | 0 | 0 | 0 | 0.00015149 | 4.2663e-05
4945 | 0 | 5.6805e-07 | 9.6797e-08 | 0 | 0 | 0 | 0 | 1.4977e-08 | 5.6556e-09 | 2.163e-08 | 0 | 1.8197e-08 | 1.4942e-09 | 6.7471e-10 | 0 | 0 | 0 | 0.00015819 | 3.6345e-05
4946 | 0 | 6.2236e-07 | 0 | 0 | 0 | 2.486e-07 | 0 | 1.1441e-09 | 0 | 1.6714e-08 | 0 | 3.4455e-07 | 6.8001e-10 | 4.2975e-10 | 0 | 0 | 0 | 0.00015969 | 1.9947e-05
4947 | 0 | 6.2543e-07 | 1.4397e-10 | 0 | 0 | 2.8885e-07 | 0 | 0 | 0 | 1.6714e-08 | 0 | 4.2854e-07 | 5.9053e-10 | 1.0121e-09 | 0 | 0 | 0 | 0.00015915 | 1.0087e-05
4948 | 0 | 2.4789e-07 | 0 | 0 | 0 | 1.8655e-07 | 0 | 0 | 0 | 0 | 1.1548e-09 | 4.2818e-07 | 6.0843e-10 | 3.6529e-10 | 0 | 0 | 0 | 0.00014485 | 7.2888e-06
4949 | 7.9565e-07 | 4.3442e-07 | 8.6302e-07 | 7.2242e-07 | 2.8676e-07 | 1.1265e-06 | 9.8189e-07 | 7.4634e-07 | 1.3693e-06 | 2.1747e-07 | 7.8683e-07 | 4.0254e-07 | 1.8082e-07 | 1.9405e-07 | 1.0844e-06 | 6.4441e-07 | 1.1134e-06 | 0.00010522 | 9.3344e-06
4950 | 4.1437e-05 | 2.7678e-05 | 3.3266e-05 | 2.5025e-05 | 2.5037e-05 | 2.7674e-05 | 4.1784e-05 | 2.8937e-05 | 2.7386e-05 | 2.4869e-05 | 3.044e-05 | 2.446e-05 | 1.2362e-05 | 2.0295e-05 | 3.3329e-05 | 2.2915e-05 | 4.2375e-05 | 7.8632e-05 | 5.4418e-05
4951 | 0.00013261 | 0.00011471 | 0.00011099 | 0.00012087 | 0.00012189 | 0.00010768 | 0.0001121 | 0.00010119 | 8.8015e-05 | 0.00011842 | 9.3693e-05 | 0.00012119 | 9.9882e-05 | 8.5052e-05 | 8.5449e-05 | 9.0345e-05 | 0.00015805 | 6.9438e-05 | 4.4775e-05
4952 | 0.0002187 | 0.00021438 | 0.00022337 | 0.00021045 | 0.00023884 | 0.00020859 | 0.0002048 | 0.00020271 | 0.00017876 | 0.00025159 | 0.00016594 | 0.00025301 | 0.00021148 | 0.0001544 | 0.00016428 | 0.0001516 | 0.00023171 | 6.3124e-05 | 4.6234e-05
4953 | 0.00029024 | 0.00030178 | 0.00032284 | 0.00031282 | 0.00036552 | 0.00030139 | 0.00028846 | 0.0002945 | 0.00026077 | 0.00033479 | 0.0002578 | 0.00036212 | 0.00030946 | 0.00022674 | 0.0002106 | 0.00029263 | 0.0003181 | 6.4677e-05 | 6.7631e-05
4954 | 0.00039349 | 0.00033414 | 0.00035581 | 0.00036101 | 0.0004078 | 0.00034723 | 0.00033609 | 0.0003579 | 0.00032294 | 0.00041774 | 0.00030673 | 0.00040671 | 0.00039356 | 0.00028394 | 0.0003007 | 0.00036653 | 0.00044193 | 5.9664e-05 | 7.42e-05
4955 | 0.00045925 | 0.00037514 | 0.00035743 | 0.00036066 | 0.00043677 | 0.00037038 | 0.00038207 | 0.00041259 | 0.00036054 | 0.00047707 | 0.00029877 | 0.00041315 | 0.00043466 | 0.00032117 | 0.00033216 | 0.00036463 | 0.00050736 | 5.8621e-05 | 7.9263e-05
4956 | 0.00048777 | 0.00039153 | 0.00042382 | 0.00044706 | 0.00035718 | 0.00039121 | 0.0003689 | 0.00042916 | 0.000372 | 0.00050791 | 0.00035548 | 0.00040763 | 0.0004253 | 0.0003585 | 0.00025892 | 0.00037789 | 0.00053999 | 6.0768e-05 | 7.9469e-05
4957 | 0.00047662 | 0.00038276 | 0.00044344 | 0.00036821 | 0.00028149 | 0.00039823 | 0.00038205 | 0.00044315 | 0.00037417 | 0.00045158 | 0.00038721 | 0.00038982 | 0.00038395 | 0.00041011 | 0.0002456 | 0.00039344 | 0.0004909 | 7.626e-05 | 8.0991e-05
4958 | 0.00044421 | 0.00039548 | 0.00040564 | 0.00042885 | 0.00042559 | 0.00036451 | 0.00032823 | 0.00039429 | 0.0003656 | 0.00040683 | 0.00026479 | 0.0002751 | 0.00037807 | 0.00040406 | 0.0002873 | 0.00041895 | 0.00039654 | 7.6802e-05 | 8.8572e-05
4959 | 0.00040056 | 0.00030765 | 0.00029211 | 0.00034069 | 0.00033239 | 0.00030184 | 0.00027492 | 0.0003502 | 0.00031115 | 0.00039845 | 0.0003505 | 0.00027003 | 0.00030291 | 0.00037431 | 0.00026887 | 0.00034624 | 0.00037677 | 7.023e-05 | 8.2531e-05
4960 | 0.00028551 | 0.00025581 | 0.00030725 | 0.00016186 | 0.00015925 | 0.00018843 | 0.00022714 | 0.00027307 | 0.00025138 | 0.00034502 | 0.00030248 | 0.00014034 | 0.00025498 | 0.00033532 | 0.00020029 | 0.00027635 | 0.00026852 | 5.9942e-05 | 7.641e-05
4961 | 0.00012129 | 0.00021012 | 0.00017496 | 0.00017883 | 5.3406e-05 | 0.00011819 | 0.00015389 | 0.00017131 | 0.00016037 | 0.00020646 | 0.00022822 | 0.00011191 | 0.00014068 | 0.00024673 | 9.1537e-05 | 0.00014426 | 9.5403e-05 | 5.1995e-05 | 8.5375e-05
4962 | 7.6323e-05 | 0.00013011 | 0.00012327 | 6.5428e-05 | 2.7251e-05 | 9.0131e-05 | 8.2445e-05 | 8.9073e-05 | 0.00011029 | 0.0001006 | 9.7471e-05 | 0.00010319 | 5.2542e-05 | 0.00016768 | 5.3765e-05 | 6.2003e-05 | 4.2138e-05 | 3.92e-05 | 7.0675e-05
4963 | 2.0294e-05 | 9.4581e-05 | 6.9303e-05 | 2.953e-05 | 3.1253e-06 | 6.2569e-05 | 4.2444e-05 | 4.8417e-05 | 8.8026e-05 | 2.9844e-05 | 4.4847e-05 | 5.4356e-05 | 1.8415e-05 | 0.00011157 | 1.259e-05 | 5.1233e-05 | 7.2268e-06 | 5.002e-05 | 5.9923e-05
4964 | 1.2067e-05 | 6.2121e-05 | 3.6031e-05 | 1.0802e-05 | 0 | 5.1962e-05 | 2.9724e-05 | 3.2082e-05 | 7.0533e-05 | 1.528e-05 | 1.3905e-05 | 3.3356e-05 | 9.3998e-06 | 9.3099e-05 | 7.5263e-06 | 1.9475e-05 | 5.021e-06 | 6.1606e-05 | 4.7784e-05
4965 | 4.0877e-06 | 2.2365e-05 | 1.6748e-05 | 2.8707e-06 | 0 | 2.9061e-05 | 1.6437e-05 | 2.0132e-05 | 4.306e-05 | 1.0205e-05 | 5.3387e-06 | 1.8726e-05 | 6.6722e-06 | 4.5764e-05 | 6.5441e-06 | 0 | 4.785e-06 | 6.6762e-05 | 5.0894e-05
4966 | 3.5358e-07 | 8.8599e-06 | 7.0722e-06 | 0 | 0 | 9.5904e-06 | 7.1015e-06 | 8.0142e-06 | 1.3074e-05 | 5.7256e-06 | 3.4645e-08 | 8.1374e-06 | 1.5891e-06 | 1.0929e-05 | 5.9442e-07 | 0 | 2.0536e-06 | 7.8159e-05 | 3.4749e-05
4967 | 1.2957e-07 | 1.926e-06 | 1.078e-06 | 0 | 0 | 1.9835e-06 | 1.5716e-06 | 1.3184e-06 | 4.1869e-06 | 9.5074e-07 | 0 | 1.3522e-06 | 9.4843e-10 | 5.9921e-07 | 0 | 0 | 0 | 8.7491e-05 | 5.5003e-05
4968 | 0 | 4.6425e-08 | 4.2608e-07 | 0 | 0 | 1.6289e-07 | 4.1672e-10 | 1.8203e-07 | 5.5044e-07 | 1.8189e-08 | 0 | 1.8509e-07 | 1.0737e-09 | 1.3286e-07 | 0 | 0 | 0 | 9.7868e-05 | 5.9498e-05
4969 | 0 | 5.0017e-07 | 2.0053e-07 | 0 | 0 | 1.981e-08 | 0 | 3.698e-08 | 9.8973e-09 | 9.3403e-09 | 0 | 2.9789e-08 | 2.1563e-09 | 1.8514e-08 | 0 | 0 | 0 | 9.4823e-05 | 7.6086e-05
4970 | 0 | 5.4615e-07 | 6.8627e-09 | 0 | 0 | 2.2897e-07 | 0 | 0 | 0 | 2.1139e-08 | 0 | 3.4387e-07 | 1.7626e-09 | 6.5967e-10 | 0 | 0 | 0 | 8.9165e-05 | 6.8356e-05
4971 | 0 | 5.4615e-07 | 1.4397e-10 | 0 | 0 | 2.8029e-07 | 0 | 0 | 0 | 2.9496e-09 | 0 | 4.2746e-07 | 1.3063e-09 | 5.5438e-10 | 0 | 0 | 0 | 7.7491e-05 | 7.0156e-05
4972 | 0 | 4.1914e-07 | 0 | 0 | 0 | 2.801e-07 | 0 | 0 | 0 | 0 | 0 | 4.271e-07 | 1.3779e-09 | 4.405e-10 | 0 | 0 | 0 | 7.2764e-05 | 7.3813e-05
4973 | 6.3361e-07 | 8.7301e-07 | 5.4556e-07 | 6.267e-07 | 2.6781e-07 | 1.824e-06 | 8.4629e-07 | 4.0852e-07 | 1.4162e-06 | 1.5274e-07 | 7.1128e-07 | 3.3183e-07 | 4.0994e-07 | 1.344e-07 | 7.9911e-07 | 5.1835e-07 | 1.8273e-06 | 7.3391e-05 | 5.3786e-05
4974 | 3.4444e-05 | 2.5578e-05 | 2.6646e-05 | 2.0598e-05 | 2.1065e-05 | 2.8712e-05 | 3.3234e-05 | 2.3368e-05 | 3.5911e-05 | 2.6014e-05 | 3.1574e-05 | 2.3825e-05 | 1.7961e-05 | 1.8906e-05 | 3.7597e-05 | 2.3295e-05 | 4.427e-05 | 7.8291e-05 | 4.4377e-05
4975 | 0.00013183 | 9.7559e-05 | 0.00011149 | 9.9825e-05 | 0.00010659 | 0.00010694 | 0.00011722 | 9.3173e-05 | 0.00010011 | 0.00012853 | 0.00010134 | 0.00011726 | 3.2724e-05 | 6.9257e-05 | 0.00011997 | 9.7657e-05 | 0.00011368 | 9.1622e-05 | 4.4728e-05
4976 | 0.00026159 | 0.00020286 | 0.00021157 | 0.00020146 | 0.00023277 | 0.00020425 | 0.00022267 | 0.00017219 | 0.00019519 | 0.00021082 | 0.00017557 | 0.00023646 | 3.973e-05 | 0.00012319 | 0.00022729 | 0.00015465 | 0.00027219 | 0.00010697 | 5.6197e-05
4977 | 0.00035641 | 0.00030816 | 0.00032789 | 0.00028587 | 0.00035399 | 0.00030119 | 0.00030868 | 0.00021732 | 0.0003223 | 0.00032706 | 0.00024113 | 0.00031898 | 5.3522e-05 | 0.00014471 | 0.00028288 | 0.00029079 | 0.00037162 | 0.00012352 | 4.6494e-05
4978 | 0.00038556 | 0.00035987 | 0.0004024 | 0.00032672 | 0.00041874 | 0.00034671 | 0.00034763 | 0.00026935 | 0.00036462 | 0.00027753 | 0.00034364 | 0.00035984 | 0.00013295 | 0.00013254 | 0.00041304 | 0.00034332 | 0.00046296 | 0.00012693 | 5.6748e-05
4979 | 0.00041612 | 0.00036099 | 0.00042465 | 0.00033685 | 0.00034883 | 0.00035457 | 0.00041974 | 0.00028098 | 0.00039547 | 0.0001673 | 0.00038534 | 0.00035654 | 0.00017555 | 0.00011311 | 0.00041343 | 0.00035069 | 0.00052035 | 0.00012085 | 6.1931e-05
4980 | 0.00044321 | 0.0003177 | 0.00040579 | 0.00038036 | 0.00038901 | 0.00036337 | 0.00040673 | 0.00030456 | 0.00040211 | 0.00014723 | 0.00037045 | 0.00025661 | 0.00022089 | 0.00013223 | 0.00040365 | 0.00036232 | 0.0005175 | 0.00011101 | 6.4944e-05
4981 | 0.00037765 | 0.00036595 | 0.00030214 | 0.00032886 | 0.00038196 | 0.00034817 | 0.00035679 | 0.00024921 | 0.00038338 | 0.00018427 | 0.00039318 | 0.00013034 | 0.00019784 | 0.00015442 | 0.00035146 | 0.00033205 | 0.00049527 | 0.00012539 | 6.5662e-05
4982 | 0.00033073 | 0.00036834 | 0.00016803 | 0.00032225 | 0.00018409 | 0.0003563 | 0.00032513 | 0.00018767 | 0.00035633 | 0.00023697 | 0.00030953 | 0.00018258 | 0.00024636 | 0.00015301 | 0.00034664 | 0.00016234 | 0.00043113 | 0.0001355 | 6.5272e-05
4983 | 0.00027385 | 0.00023454 | 0.00017779 | 0.0002073 | 7.7872e-05 | 0.00026636 | 0.00024542 | 0.0002019 | 0.00029092 | 0.00019737 | 9.5011e-05 | 0.00024336 | 0.0001742 | 0.00021534 | 0.00020566 | 4.1817e-05 | 0.00034691 | 0.00013191 | 7.7745e-05
4984 | 0.00019583 | 0.00016229 | 0.00023708 | 0.00020677 | 8.1887e-05 | 0.00016907 | 0.00011758 | 0.00016387 | 0.00025536 | 0.00015899 | 0.00018298 | 0.00021528 | 0.00012513 | 0.00023033 | 3.7705e-05 | 9.8141e-05 | 0.00027125 | 0.00012736 | 7.244e-05
4985 | 9.179e-05 | 0.00012743 | 0.00020388 | 0.000172 | 0.0001369 | 0.00012271 | 7.8705e-05 | 9.0322e-05 | 0.0001306 | 7.1693e-05 | 0.00021377 | 0.00016691 | 6.1911e-05 | 0.00017944 | 4.9195e-05 | 0.00017065 | 0.00013906 | 0.00015704 | 5.6676e-05
4986 | 4.1722e-05 | 0.00012273 | 0.0001218 | 6.6616e-05 | 3.1848e-05 | 9.1244e-05 | 6.5387e-05 | 5.7488e-05 | 8.1522e-05 | 2.9032e-05 | 0.00011154 | 9.0883e-05 | 3.5684e-05 | 0.00013176 | 3.7228e-05 | 9.9496e-05 | 3.9956e-05 | 0.00014505 | 6.8543e-05
4987 | 2.0118e-05 | 8.838e-05 | 6.4848e-05 | 2.704e-05 | 4.835e-06 | 6.389e-05 | 3.9082e-05 | 2.7459e-05 | 8.3701e-05 | 1.6117e-05 | 5.0587e-05 | 4.9259e-05 | 1.1095e-05 | 4.7816e-05 | 1.0966e-05 | 5.0931e-05 | 6.9904e-06 | 0.00013604 | 6.9894e-05
4988 | 1.1817e-05 | 4.6693e-05 | 3.0933e-05 | 9.0587e-06 | 0 | 5.0358e-05 | 2.4407e-05 | 1.6587e-05 | 6.9196e-05 | 7.2985e-06 | 2.2631e-05 | 2.2839e-05 | 5.5546e-06 | 9.802e-06 | 7.519e-06 | 9.4918e-06 | 5.0127e-06 | 0.0001337 | 6.6059e-05
4989 | 3.4681e-06 | 1.9063e-05 | 1.03e-05 | 2.418e-06 | 0 | 2.6095e-05 | 1.6144e-05 | 7.1818e-06 | 3.8936e-05 | 1.6267e-06 | 4.4865e-06 | 7.1674e-06 | 1.538e-06 | 5.4636e-07 | 7.5154e-06 | 0 | 4.8273e-06 | 0.00014191 | 5.5243e-05
4990 | 3.0908e-07 | 7.5942e-06 | 3.1954e-06 | 0 | 0 | 7.7297e-06 | 8.4368e-06 | 1.5208e-06 | 1.1817e-05 | 0 | 3.4645e-08 | 1.0004e-06 | 2.0758e-08 | 3.4617e-08 | 2.9703e-06 | 0 | 2.0063e-06 | 0.00013081 | 6.52e-05
4991 | 1.1943e-07 | 1.6527e-06 | 8.4891e-07 | 0 | 0 | 1.7546e-06 | 1.2758e-06 | 1.7827e-07 | 3.7843e-06 | 0 | 0 | 1.8512e-07 | 1.0916e-09 | 1.6363e-08 | 0 | 0 | 0 | 0.00013866 | 7.276e-05
4992 | 0 | 3.8892e-08 | 5.7925e-08 | 0 | 0 | 1.6324e-07 | 7.0843e-10 | 3.5246e-08 | 6.9966e-07 | 0 | 0 | 6.1898e-08 | 1.1811e-09 | 8.2728e-10 | 0 | 0 | 0 | 0.00014306 | 6.7344e-05
4993 | 0 | 5.0104e-07 | 1.1998e-10 | 0 | 0 | 1.4193e-07 | 0 | 0 | 1.1311e-08 | 0 | 0 | 0 | 2.0042e-09 | 1.6262e-08 | 0 | 0 | 0 | 0.0001453 | 7.3931e-05
4994 | 0 | 5.4922e-07 | 0 | 0 | 0 | 0 | 0 | 0 | 0 | 0 | 0 | 0 | 1.36e-09 | 1.8968e-08 | 0 | 0 | 0 | 0.00015947 | 7.3091e-05
4995 | 0 | 5.4747e-07 | 1.4397e-10 | 0 | 0 | 2.2897e-07 | 0 | 0 | 0 | 0 | 0 | 3.4312e-07 | 1.0379e-09 | 1.416e-08 | 0 | 0 | 0 | 0.0001574 | 6.3662e-05
4996 | 0 | 1.6468e-07 | 0 | 0 | 0 | 2.801e-07 | 0 | 0 | 0 | 0 | 0 | 4.2638e-07 | 1.2169e-09 | 5.5868e-10 | 0 | 0 | 0 | 0.00017314 | 7.3359e-05
4997 | 5.9769e-07 | 5.8789e-07 | 8.8775e-08 | 3.6124e-06 | 2.2157e-07 | 1.1791e-06 | 2.0488e-07 | 1.2689e-06 | 6.5587e-07 | 4.8078e-08 | 1.0517e-07 | 5.2531e-07 | 1.5419e-07 | 8.0121e-08 | 2.51e-08 | 6.3227e-07 | 1.0909e-06 | 0.00018224 | 6.7353e-05
4998 | 3.2672e-05 | 2.2806e-05 | 2.3648e-05 | 3.2192e-05 | 2.0015e-05 | 2.5719e-05 | 2.2622e-05 | 3.149e-05 | 1.6212e-05 | 1.4808e-05 | 2.985e-05 | 1.9576e-05 | 1.7706e-05 | 1.5026e-05 | 1.686e-05 | 1.5569e-05 | 3.7084e-05 | 0.00018309 | 5.882e-05
4999 | 0.00010935 | 8.3933e-05 | 0.00010197 | 5.803e-05 | 9.9123e-05 | 8.6781e-05 | 9.6514e-05 | 8.6299e-05 | 6.189e-05 | 8.5844e-05 | 0.0001113 | 9.7168e-05 | 8.0685e-05 | 6.3334e-05 | 9.6896e-05 | 8.3694e-05 | 0.00013261 | 0.00018804 | 6.0072e-05
5000 | 0.00021386 | 0.0001499 | 0.00021058 | 0.00013281 | 0.00019598 | 0.0001601 | 0.00015764 | 0.00014586 | 0.00014014 | 0.00018409 | 0.00017405 | 0.00019218 | 0.00014407 | 0.00011039 | 0.00014323 | 0.00014882 | 0.00025852 | 0.00016831 | 7.6712e-05
5001 | 0.00031385 | 0.00020906 | 0.00029793 | 0.00024056 | 0.00028192 | 0.00022052 | 0.00023868 | 0.00022663 | 0.00016646 | 0.00017548 | 0.00026665 | 0.00025309 | 0.00019631 | 0.00014184 | 0.00018323 | 0.00018635 | 0.00032486 | 0.00015974 | 7.3323e-05
5002 | 0.00040775 | 0.00029876 | 0.00032781 | 0.00023062 | 0.00031819 | 0.00028432 | 0.00029368 | 0.00030459 | 0.00024081 | 0.00017239 | 0.00028916 | 0.00031565 | 0.00021707 | 0.00019106 | 0.00026061 | 0.00024926 | 0.00040027 | 0.00016263 | 7.548e-05
5003 | 0.00044546 | 0.00030792 | 0.00034464 | 0.00024433 | 0.00027605 | 0.00034463 | 0.00028655 | 0.00034317 | 0.00028295 | 0.00014131 | 0.00023137 | 0.0003299 | 0.00027993 | 0.00023067 | 0.00027706 | 0.00023791 | 0.00047696 | 0.00016536 | 6.8785e-05
5004 | 0.00043493 | 0.00031406 | 0.00034624 | 0.00037343 | 0.00019059 | 0.00036356 | 0.00031796 | 0.00033641 | 0.00028088 | 0.00028729 | 0.00022861 | 0.00030496 | 0.00035514 | 0.00025362 | 0.00023849 | 0.00026253 | 0.00050249 | 0.0001639 | 6.5208e-05
5005 | 0.00041673 | 0.00028701 | 0.00035659 | 0.00040985 | 0.00019871 | 0.0003556 | 0.00028431 | 0.00032408 | 0.00028093 | 0.00037599 | 0.00033974 | 0.00029244 | 0.00036296 | 0.0003132 | 0.00026414 | 0.00025717 | 0.00047072 | 0.00018676 | 4.8369e-05
5006 | 0.00042821 | 0.00021235 | 0.0003769 | 0.00033147 | 0.00010972 | 0.00031605 | 0.00026721 | 0.00028497 | 0.00027542 | 0.00042262 | 0.00025351 | 0.00012925 | 0.0003237 | 0.00036431 | 0.00024049 | 0.00013899 | 0.00042441 | 0.0002085 | 6.6369e-05
5007 | 0.00034347 | 0.00012561 | 0.00032555 | 0.00035905 | 0.00012698 | 0.00024154 | 0.00018805 | 0.00025983 | 0.00024349 | 0.00031105 | 0.00030952 | 0.00015597 | 0.00023054 | 0.00032973 | 0.0002023 | 0.00024708 | 0.00039428 | 0.00019308 | 7.2146e-05
5008 | 0.00024295 | 0.00017613 | 0.00028316 | 0.00020359 | 0.00017246 | 0.00015406 | 0.00017207 | 0.00021494 | 0.00013504 | 0.00025414 | 0.00038295 | 0.00019258 | 0.00015935 | 0.00029307 | 0.00016548 | 0.00015532 | 0.00026569 | 0.00017882 | 6.3846e-05
5009 | 0.00012977 | 0.0001615 | 0.00021585 | 8.6479e-05 | 9.9386e-05 | 9.8855e-05 | 0.00013922 | 0.00013283 | 8.5615e-05 | 0.00014661 | 0.0002572 | 0.00015915 | 0.00010154 | 0.000237 | 9.2976e-05 | 0.00011205 | 0.00014998 | 0.00018455 | 6.5004e-05
5010 | 5.3616e-05 | 0.00013105 | 0.00012718 | 4.4947e-05 | 4.0214e-05 | 7.8594e-05 | 8.9462e-05 | 6.4545e-05 | 7.3315e-05 | 6.9623e-05 | 8.6897e-05 | 0.00011598 | 4.5885e-05 | 0.00017076 | 2.6596e-05 | 8.0146e-05 | 4.1877e-05 | 0.00018218 | 6.4567e-05
5011 | 1.9543e-05 | 7.9892e-05 | 6.4631e-05 | 2.0108e-05 | 6.51e-06 | 6.0937e-05 | 3.6158e-05 | 3.4935e-05 | 6.2192e-05 | 2.7869e-05 | 3.5574e-05 | 4.9805e-05 | 1.2946e-05 | 0.00011983 | 1.265e-05 | 2.9153e-05 | 5.2616e-06 | 0.00016696 | 6.6816e-05
5012 | 1.2142e-05 | 3.3049e-05 | 3.0266e-05 | 7.5499e-06 | 0 | 4.8465e-05 | 2.2728e-05 | 2.4804e-05 | 4.6815e-05 | 1.1019e-05 | 4.644e-06 | 2.3022e-05 | 9.084e-06 | 9.8248e-05 | 7.51e-06 | 0 | 4.612e-06 | 0.00016664 | 5.7061e-05
5013 | 1.0427e-06 | 1.1276e-05 | 1.1327e-05 | 1.9764e-06 | 0 | 2.5853e-05 | 1.1714e-05 | 1.2736e-05 | 2.2239e-05 | 8.5579e-06 | 0 | 9.8826e-06 | 5.3654e-06 | 3.1087e-05 | 3.6571e-06 | 0 | 4.617e-06 | 0.00017447 | 7.1363e-05
5014 | 2.0399e-07 | 4.9276e-06 | 4.2364e-06 | 0 | 0 | 7.5247e-06 | 5.7831e-06 | 3.108e-06 | 5.7934e-06 | 2.5248e-06 | 0 | 2.5575e-06 | 9.8424e-07 | 2.7244e-06 | 0 | 0 | 2.1515e-06 | 0.00018198 | 6.8355e-05
5015 | 1.0385e-08 | 5.534e-07 | 7.6006e-07 | 0 | 0 | 1.1981e-06 | 4.2528e-07 | 9.1285e-07 | 1.0789e-06 | 8.3768e-07 | 0 | 4.6139e-07 | 1.3063e-09 | 1.7375e-07 | 0 | 0 | 0 | 0.00018237 | 6.5506e-05
5016 | 0 | 0 | 2.232e-07 | 0 | 0 | 9.0776e-08 | 1.3169e-08 | 1.5422e-07 | 2.6157e-07 | 0 | 0 | 7.2378e-08 | 7.3369e-10 | 3.4918e-09 | 0 | 0 | 0 | 0.00017558 | 5.3722e-05
5017 | 0 | 5.0061e-07 | 4.3911e-09 | 0 | 0 | 2.3484e-09 | 0 | 2.6001e-08 | 0 | 0 | 0 | 5.2042e-09 | 2.3174e-09 | 7.4992e-10 | 0 | 0 | 0 | 0.00018492 | 5.7715e-05
5018 | 0 | 5.4922e-07 | 3.0714e-09 | 0 | 0 | 8.8633e-09 | 0 | 0 | 0 | 0 | 0 | 0 | 1.3063e-09 | 5.8017e-10 | 0 | 0 | 0 | 0.00019449 | 5.1737e-05
5019 | 0 | 1.8483e-07 | 0 | 0 | 0 | 2.2878e-07 | 0 | 0 | 0 | 0 | 0 | 3.4276e-07 | 1.1721e-09 | 3.6529e-10 | 0 | 0 | 0 | 0.00019739 | 5.4883e-05
5020 | 0 | 0 | 5.5189e-10 | 0 | 0 | 2.8029e-07 | 0 | 0 | 0 | 0 | 0 | 4.2638e-07 | 8.0527e-10 | 6.081e-10 | 0 | 0 | 0 | 0.0001915 | 5.7462e-05
5021 | 1.4555e-06 | 1.1638e-06 | 3.9653e-07 | 8.3137e-07 | 4.042e-07 | 1.9009e-06 | 6.0586e-07 | 1.0301e-06 | 1.395e-06 | 3.0871e-07 | 1.4864e-07 | 8.3803e-07 | 1.8122e-07 | 2.6348e-07 | 4.2438e-07 | 6.4109e-07 | 1.3503e-06 | 0.00019451 | 5.1176e-05
5022 | 4.0862e-05 | 3.2132e-05 | 2.8905e-05 | 2.9178e-05 | 3.3504e-05 | 3.4243e-05 | 2.8543e-05 | 3.0371e-05 | 3.2023e-05 | 2.4524e-05 | 2.6788e-05 | 2.6655e-05 | 2.2312e-05 | 1.9856e-05 | 2.5119e-05 | 2.7712e-05 | 4.1591e-05 | 0.00018628 | 4.7201e-05
5023 | 0.00013838 | 0.00010064 | 0.0001067 | 0.00011947 | 0.00012013 | 0.0001097 | 0.00011975 | 0.00010372 | 0.00010572 | 0.00012203 | 0.00010726 | 0.00011705 | 0.00010195 | 8.3419e-05 | 0.00011991 | 9.326e-05 | 0.00016682 | 0.00019107 | 5.5794e-05
5024 | 0.00024063 | 0.00021206 | 0.00021475 | 0.00022042 | 0.00023421 | 0.000222 | 0.00021749 | 0.00020501 | 0.00020605 | 0.00025895 | 0.0001876 | 0.00025747 | 0.00021367 | 0.0001752 | 0.00022299 | 0.00016762 | 0.0002922 | 0.00018808 | 5.6098e-05
5025 | 0.00033288 | 0.00029664 | 0.00031381 | 0.00026511 | 0.00034686 | 0.00032773 | 0.00028572 | 0.0003137 | 0.0002984 | 0.00033109 | 0.00026477 | 0.00035249 | 0.00031422 | 0.00025489 | 0.00029577 | 0.00025738 | 0.00041498 | 0.00019972 | 5.1546e-05
5026 | 0.00036994 | 0.00035359 | 0.00037751 | 0.00030295 | 0.00041818 | 0.00038446 | 0.00032325 | 0.00037625 | 0.00034184 | 0.00043149 | 0.00035382 | 0.00040619 | 0.00039937 | 0.00031427 | 0.00034142 | 0.00035792 | 0.00048209 | 0.00020275 | 5.24e-05
5027 | 0.00041374 | 0.00039795 | 0.00042441 | 0.00043419 | 0.00051613 | 0.00042813 | 0.00036112 | 0.00043235 | 0.00037118 | 0.00046988 | 0.00040222 | 0.00047498 | 0.00045551 | 0.00036799 | 0.00036079 | 0.00037659 | 0.00053434 | 0.00021703 | 6.4029e-05
5028 | 0.00046509 | 0.00040579 | 0.00046912 | 0.00041333 | 0.00049642 | 0.00043979 | 0.0003717 | 0.00046403 | 0.00039214 | 0.00050886 | 0.00048889 | 0.00049579 | 0.00046016 | 0.00042429 | 0.00040073 | 0.00037931 | 0.00056538 | 0.00023446 | 5.9528e-05
5029 | 0.00048537 | 0.00040654 | 0.00046386 | 0.00046948 | 0.00043552 | 0.00044473 | 0.00036564 | 0.0004747 | 0.00036684 | 0.00046412 | 0.00036694 | 0.00048377 | 0.00044211 | 0.00048776 | 0.00039386 | 0.00040336 | 0.00054088 | 0.00025211 | 6.0209e-05
5030 | 0.00045795 | 0.00039861 | 0.00043528 | 0.00043813 | 0.0004364 | 0.00041703 | 0.00032029 | 0.00044319 | 0.00033587 | 0.00047842 | 0.00035747 | 0.00047585 | 0.00042449 | 0.00047839 | 0.00035211 | 0.00037384 | 0.00050455 | 0.00025059 | 5.0031e-05
5031 | 0.00039305 | 0.00031589 | 0.00037971 | 0.00039468 | 0.00036332 | 0.00036185 | 0.00025005 | 0.00039618 | 0.00028241 | 0.00044491 | 0.00021231 | 0.00039306 | 0.00036275 | 0.00041345 | 0.00025935 | 0.00029835 | 0.00042291 | 0.0002365 | 4.1922e-05
5032 | 0.00029017 | 0.00027514 | 0.00028363 | 0.00030476 | 0.00030289 | 0.00028343 | 0.00022995 | 0.00029419 | 0.00020841 | 0.00035788 | 0.00035415 | 0.00028188 | 0.00030007 | 0.00036255 | 0.00020692 | 0.00022289 | 0.00028267 | 0.00022136 | 3.074e-05
5033 | 0.00015514 | 0.00020802 | 0.00021041 | 0.00020531 | 0.00015884 | 0.00016994 | 0.00015968 | 0.00017559 | 0.00015065 | 0.00022078 | 0.00023366 | 0.00019432 | 0.00017523 | 0.0002718 | 0.00014852 | 0.00016883 | 0.00014347 | 0.00019554 | 2.7492e-05
5034 | 5.0067e-05 | 0.00014163 | 0.0001316 | 8.0855e-05 | 4.6475e-05 | 0.00010047 | 8.3464e-05 | 9.1419e-05 | 0.00010687 | 9.7741e-05 | 0.00012274 | 0.00010326 | 5.9771e-05 | 0.00018474 | 5.6449e-05 | 8.7121e-05 | 4.7837e-05 | 0.00017638 | 3.1624e-05
5035 | 2.1819e-05 | 0.0001005 | 7.3193e-05 | 2.7982e-05 | 5.257e-06 | 6.622e-05 | 3.8321e-05 | 4.788e-05 | 8.4778e-05 | 3.1694e-05 | 3.9185e-05 | 5.777e-05 | 1.3607e-05 | 0.00013578 | 1.2176e-05 | 4.8773e-05 | 8.518e-06 | 0.00016724 | 3.3905e-05
5036 | 1.6154e-05 | 6.6989e-05 | 3.9588e-05 | 1.2636e-05 | 0 | 5.7489e-05 | 2.8477e-05 | 3.2882e-05 | 5.7765e-05 | 1.5986e-05 | 2.639e-05 | 4.3203e-05 | 9.1957e-06 | 0.00011268 | 7.5354e-06 | 2.0978e-05 | 4.6175e-06 | 0.00018807 | 3.1476e-05
5037 | 6.2185e-06 | 2.6558e-05 | 2.0398e-05 | 3.0911e-06 | 0 | 3.5752e-05 | 1.5473e-05 | 2.1568e-05 | 2.4731e-05 | 9.4873e-06 | 1.2331e-06 | 2.3563e-05 | 6.8452e-06 | 5.3262e-05 | 7.5281e-06 | 1.2017e-05 | 4.617e-06 | 0.0002144 | 1.992e-05
5038 | 4.1911e-07 | 9.7496e-06 | 8.2122e-06 | 0 | 0 | 1.1595e-05 | 7.22e-06 | 8.7011e-06 | 1.0161e-05 | 7.3341e-06 | 0 | 9.5337e-06 | 1.4491e-06 | 9.726e-06 | 3.7441e-06 | 0 | 2.1365e-06 | 0.00023871 | 2.8458e-05
5039 | 1.0533e-07 | 3.0026e-06 | 1.134e-06 | 0 | 0 | 1.754e-06 | 1.1574e-06 | 1.9017e-06 | 4.0101e-06 | 1.4635e-06 | 0 | 2.3396e-06 | 1.0379e-09 | 8.8386e-07 | 0 | 0 | 0 | 0.00025694 | 3.1996e-05
5040 | 0 | 2.0655e-07 | 4.287e-07 | 0 | 0 | 1.5919e-07 | 1.5169e-09 | 2.7342e-07 | 6.7436e-07 | 0 | 0 | 6.6059e-07 | 9.1264e-10 | 1.4658e-07 | 0 | 0 | 0 | 0.00027322 | 2.9848e-05
5041 | 0 | 5.0218e-07 | 1.5921e-07 | 0 | 0 | 2.2348e-08 | 0 | 2.7735e-08 | 1.2725e-08 | 2.3105e-08 | 0 | 9.1332e-08 | 1.9953e-09 | 1.6842e-08 | 0 | 0 | 0 | 0.00026046 | 2.4558e-05
5042 | 0 | 5.4922e-07 | 4.967e-09 | 0 | 0 | 2.2878e-07 | 0 | 0 | 0 | 1.7206e-08 | 0 | 3.7256e-07 | 1.3779e-09 | 6.5967e-10 | 0 | 0 | 0 | 0.00024534 | 1.9032e-05
5043 | 0 | 5.4615e-07 | 0 | 0 | 0 | 3.1438e-07 | 0 | 0 | 0 | 1.6714e-08 | 1.1548e-09 | 4.5477e-07 | 1.199e-09 | 5.9521e-10 | 0 | 0 | 0 | 0.00024435 | 2.7964e-05
5044 | 0 | 4.2352e-07 | 1.6317e-09 | 0 | 0 | 4.8824e-07 | 0 | 0 | 0 | 1.6714e-08 | 0 | 4.3045e-07 | 1.369e-09 | 3.9967e-10 | 0 | 0 | 0 | 0.0002432 | 2.8716e-05
5045 | 8.8214e-07 | 2.1147e-07 | 4.5478e-08 | 4.0406e-07 | 0 | 8.5817e-07 | 4.8805e-08 | 5.5025e-07 | 5.4946e-07 | 1.7496e-07 | 2.5175e-08 | 2.4304e-07 | 1.6006e-07 | 2.5118e-07 | 2.7184e-10 | 1.6445e-07 | 8.963e-07 | 0.00024352 | 2.8211e-05
5046 | 4.0232e-05 | 1.8573e-05 | 1.9601e-05 | 2.4513e-05 | 7.9405e-06 | 2.5989e-05 | 1.3821e-05 | 2.5617e-05 | 1.4582e-05 | 1.9405e-05 | 8.3715e-06 | 2.2199e-05 | 1.857e-05 | 2.0155e-05 | 5.2281e-06 | 1.811e-05 | 3.9336e-05 | 0.00024757 | 1.7322e-05
5047 | 0.00014914 | 7.3779e-05 | 7.3877e-05 | 0.00012501 | 7.516e-05 | 0.00011969 | 6.1497e-05 | 0.00012047 | 6.1802e-05 | 0.00010144 | 3.3101e-05 | 9.63e-05 | 0.00011514 | 7.8182e-05 | 2.4354e-05 | 7.9319e-05 | 0.00016711 | 0.00025264 | 1.7374e-05
5048 | 0.0002844 | 0.00012543 | 0.00014654 | 0.00025803 | 0.00010048 | 0.00024625 | 0.00011116 | 0.00025324 | 0.0001225 | 0.00015459 | 4.02e-05 | 0.00016934 | 0.0002503 | 0.00015015 | 3.497e-05 | 0.00013468 | 0.00031615 | 0.00023864 | 2.2492e-05
5049 | 0.00038895 | 0.00019923 | 0.00022782 | 0.00036544 | 0.0001441 | 0.00031876 | 0.00013379 | 0.00036067 | 0.0001678 | 0.00023592 | 6.5769e-05 | 0.00028528 | 0.00038276 | 0.00022374 | 3.4147e-05 | 0.00020028 | 0.00043753 | 0.0002362 | 1.9656e-05
5050 | 0.00047255 | 0.00022486 | 0.00025725 | 0.00042167 | 0.00033839 | 0.00035851 | 0.00010852 | 0.00042351 | 0.00018472 | 0.00034915 | 8.5779e-05 | 0.00030462 | 0.00047457 | 0.00029142 | 5.0014e-05 | 0.00029519 | 0.00051911 | 0.00024168 | 1.3092e-05
5051 | 0.00050034 | 0.00020172 | 0.00025502 | 0.00037184 | 0.00034594 | 0.00038714 | 8.9185e-05 | 0.00046867 | 0.00018118 | 0.00042415 | 0.00016204 | 0.00037964 | 0.00052997 | 0.00034805 | 6.1493e-05 | 0.00030462 | 0.00055567 | 0.00025106 | 1.0404e-05
5052 | 0.000512 | 0.00023497 | 0.00028347 | 0.00039433 | 0.00042701 | 0.00040538 | 0.00010859 | 0.00048957 | 0.0001649 | 0.00044599 | 0.00013301 | 0.00044053 | 0.00054536 | 0.00040477 | 8.2646e-05 | 0.00036662 | 0.00054282 | 0.0002467 | 1.8865e-05
5053 | 0.00051403 | 0.00026412 | 0.00032122 | 0.0004435 | 0.00040464 | 0.0004453 | 0.00012199 | 0.00048064 | 0.00015264 | 0.00045172 | 9.7068e-05 | 0.00044519 | 0.00047863 | 0.00045661 | 5.8711e-05 | 0.00038355 | 0.00052174 | 0.00026901 | 2.6569e-05
5054 | 0.00047424 | 0.00022206 | 0.00031235 | 0.00044321 | 0.00037356 | 0.00043911 | 0.00013328 | 0.00044011 | 0.00014139 | 0.00046608 | 0.00011268 | 0.00041475 | 0.00040758 | 0.00045956 | 6.2907e-05 | 0.00024584 | 0.00048459 | 0.00025775 | 1.3782e-05
5055 | 0.0003973 | 0.00023503 | 0.00026234 | 0.00039231 | 0.00024306 | 0.00036983 | 8.8689e-05 | 0.00038535 | 0.00013103 | 0.0003986 | 8.4263e-05 | 0.00040741 | 0.00035022 | 0.00041574 | 6.4661e-05 | 0.00017203 | 0.00040858 | 0.00024789 | 9.5169e-06
5056 | 0.00029224 | 0.00025852 | 0.00022261 | 0.00030383 | 0.00023728 | 0.00029497 | 6.2521e-05 | 0.00031262 | 0.00013388 | 0.00033516 | 0.00014359 | 0.00032905 | 0.00025039 | 0.00036133 | 4.4223e-05 | 0.00021417 | 0.00031453 | 0.00023696 | 7.1515e-06
5057 | 0.0001454 | 0.00018586 | 0.00015969 | 0.00019568 | 0.00017944 | 0.00018582 | 4.324e-05 | 0.00018966 | 8.9836e-05 | 0.00020725 | 7.4858e-05 | 0.000218 | 0.00015372 | 0.00027598 | 2.4637e-05 | 0.00018591 | 0.00017679 | 0.00020691 | 1.1723e-05
5058 | 5.9666e-05 | 0.00010578 | 0.00010024 | 7.0534e-05 | 5.6298e-05 | 0.0001045 | 1.6891e-05 | 8.7949e-05 | 5.2457e-05 | 9.1439e-05 | 2.3219e-05 | 0.00011029 | 5.543e-05 | 0.00018587 | 1.0465e-05 | 9.4252e-05 | 5.0282e-05 | 0.00020672 | 7.8986e-06
5059 | 2.0202e-05 | 4.9657e-05 | 4.8838e-05 | 2.8075e-05 | 3.8984e-06 | 6.3651e-05 | 6.1444e-06 | 4.53e-05 | 3.2108e-05 | 3.1764e-05 | 9.3094e-06 | 6.0142e-05 | 1.3668e-05 | 0.00013247 | 2.7398e-06 | 4.7085e-05 | 7.0168e-06 | 0.00020691 | 7.9768e-06
5060 | 1.6811e-05 | 2.5945e-05 | 2.5338e-05 | 1.5208e-05 | 0 | 5.7266e-05 | 8.5624e-06 | 3.2439e-05 | 1.9118e-05 | 1.4733e-05 | 9.0076e-07 | 4.2719e-05 | 9.3921e-06 | 0.00011203 | 0 | 2.0442e-05 | 4.6197e-06 | 0.00020844 | 6.8738e-06
5061 | 7.1169e-06 | 9.6559e-06 | 8.0084e-06 | 3.5744e-06 | 0 | 3.4463e-05 | 6.2885e-06 | 2.2738e-05 | 1.2184e-05 | 1.0074e-05 | 0 | 2.3965e-05 | 6.903e-06 | 4.6148e-05 | 0 | 0 | 4.6142e-06 | 0.00020506 | 7.9291e-06
5062 | 7.4599e-07 | 4.7478e-06 | 2.0299e-06 | 0 | 0 | 1.0911e-05 | 1.5219e-06 | 8.8474e-06 | 3.0488e-06 | 5.5516e-06 | 1.1548e-09 | 9.4986e-06 | 8.9871e-07 | 1.0826e-05 | 0 | 0 | 2.1888e-06 | 0.0001912 | 4.2976e-06
5063 | 1.3253e-07 | 1.0525e-06 | 5.5736e-07 | 0 | 0 | 1.5222e-06 | 0 | 1.8694e-06 | 2.3636e-07 | 8.4259e-07 | 0 | 2.3329e-06 | 1.36e-09 | 8.875e-07 | 0 | 0 | 0 | 0.0001906 | 8.0463e-07
5064 | 0 | 8.7595e-11 | 3.7411e-07 | 0 | 0 | 1.5278e-07 | 0 | 2.7902e-07 | 1.018e-07 | 6.8823e-09 | 0 | 3.5791e-07 | 1.1453e-09 | 1.5587e-07 | 0 | 0 | 0 | 0.00017215 | 1.1384e-06
5065 | 0 | 5.6981e-07 | 9.3654e-08 | 0 | 0 | 2.3257e-08 | 0 | 2.9826e-08 | 0 | 1.2781e-08 | 0 | 4.6224e-08 | 2.21e-09 | 3.2614e-08 | 0 | 0 | 0 | 0.00017162 | 5.0465e-06
5066 | 0 | 4.625e-07 | 0 | 0 | 0 | 2.2897e-07 | 0 | 0 | 0 | 1.7697e-08 | 0 | 3.6882e-07 | 1.1005e-09 | 4.5025e-08 | 0 | 0 | 0 | 0.00017658 | 4.9896e-06
5067 | 0 | 0 | 1.1998e-10 | 0 | 0 | 2.8029e-07 | 0 | 0 | 1.4139e-08 | 1.6714e-08 | 0 | 4.5243e-07 | 1.4853e-09 | 5.2246e-08 | 0 | 0 | 0 | 0.00019418 | 7.37e-06
5068 | 0 | 0 | 2.3995e-11 | 0 | 0 | 2.801e-07 | 0 | 0 | 0 | 1.6714e-08 | 0 | 4.3193e-07 | 1.5479e-09 | 9.6695e-11 | 0 | 0 | 0 | 0.00020547 | 2.4463e-06
5069 | 8.2596e-07 | 4.569e-08 | 2.0358e-08 | 3.4002e-07 | 1.0028e-07 | 6.9723e-07 | 5.1466e-09 | 5.0619e-07 | 1.4521e-07 | 1.1646e-07 | 2.0108e-08 | 2.5692e-07 | 1.4745e-07 | 1.4113e-07 | 2.7184e-10 | 1.2969e-08 | 9.0479e-07 | 0.00020581 | 4.1526e-06
5070 | 3.9376e-05 | 1.4639e-05 | 1.0014e-05 | 2.3921e-05 | 1.8559e-05 | 2.2955e-05 | 4.8987e-06 | 2.4316e-05 | 5.0772e-06 | 2.1322e-05 | 7.2898e-06 | 2.2952e-05 | 1.8206e-05 | 2.0016e-05 | 3.598e-06 | 1.5139e-05 | 3.7251e-05 | 0.00021151 | 4.2264e-06
5071 | 0.00015562 | 5.2928e-05 | 5.0043e-05 | 0.00012471 | 8.2516e-05 | 9.7417e-05 | 2.6267e-05 | 0.00012049 | 2.3166e-05 | 9.7684e-05 | 3.4022e-05 | 0.00010543 | 0.00011834 | 8.2471e-05 | 1.8518e-05 | 6.0658e-05 | 0.00016518 | 0.00021323 | 6.9877e-06
5072 | 0.00028927 | 8.9528e-05 | 0.00010713 | 0.00025598 | 0.00017716 | 0.00019731 | 5.424e-05 | 0.00025741 | 5.7602e-05 | 0.00020624 | 9.1613e-05 | 0.00019406 | 0.00025777 | 0.00017514 | 4.4945e-05 | 0.00014243 | 0.00031565 | 0.00021385 | 1.4095e-05
5073 | 0.00040062 | 0.00011414 | 0.0001612 | 0.00035704 | 0.0002515 | 0.00027765 | 9.6568e-05 | 0.00037446 | 0.0001024 | 0.00033671 | 0.00021442 | 0.00028759 | 0.00037644 | 0.00027096 | 0.00012582 | 0.00017292 | 0.0004374 | 0.00019991 | 1.3692e-05
5074 | 0.00047376 | 0.00014385 | 0.0002132 | 0.00042574 | 0.00019763 | 0.00031765 | 0.00015227 | 0.00044766 | 0.00014142 | 0.00040646 | 0.00029454 | 0.0003647 | 0.00045115 | 0.00033354 | 0.00026261 | 0.00019779 | 0.0005163 | 0.00015882 | 1.2722e-05
5075 | 0.00051697 | 0.00017738 | 0.00029803 | 0.00045382 | 0.0002323 | 0.00035879 | 0.00022034 | 0.00049472 | 0.00015594 | 0.00047657 | 0.00035733 | 0.00044021 | 0.00047794 | 0.00037387 | 0.00038382 | 0.00022502 | 0.00056378 | 0.00015252 | 1.3935e-05
5076 | 0.00053352 | 0.00018584 | 0.00034801 | 0.00043516 | 0.00037127 | 0.00039626 | 0.00030478 | 0.00051354 | 0.00017904 | 0.00050446 | 0.00039748 | 0.00042765 | 0.00047527 | 0.00042281 | 0.00039544 | 0.00031582 | 0.00057583 | 0.00016079 | 1.5823e-05
5077 | 0.00052216 | 0.00022705 | 0.00038498 | 0.00044389 | 0.00043391 | 0.00041088 | 0.00034856 | 0.00051136 | 0.00020167 | 0.0005114 | 0.00039279 | 0.00042681 | 0.00045007 | 0.00048747 | 0.00039671 | 0.00034659 | 0.00055851 | 0.00015858 | 1.2071e-05
5078 | 0.00048179 | 0.00025357 | 0.00036406 | 0.00042704 | 0.00043663 | 0.00039776 | 0.00032924 | 0.00047644 | 0.00019706 | 0.00047135 | 0.0004116 | 0.00041262 | 0.00040618 | 0.00048085 | 0.00036964 | 0.00037132 | 0.0005101 | 0.0001425 | 1.2324e-05
5079 | 0.00040352 | 0.00026752 | 0.0003461 | 0.00038757 | 0.00044159 | 0.00035853 | 0.00029318 | 0.00040246 | 0.00021931 | 0.00043534 | 0.00038972 | 0.0003345 | 0.0003582 | 0.00042764 | 0.00036171 | 0.00037012 | 0.00042744 | 0.00013591 | 9.201e-06
5080 | 0.00029687 | 0.00027441 | 0.00031012 | 0.00030737 | 0.00033916 | 0.00027925 | 0.00027109 | 0.00031821 | 0.00021938 | 0.00034241 | 0.00034703 | 0.00027872 | 0.00027876 | 0.00037072 | 0.00029992 | 0.0003087 | 0.00031168 | 0.00014936 | 1.4978e-05
5081 | 0.00017011 | 0.00021553 | 0.00021853 | 0.00019285 | 0.00017367 | 0.00018636 | 0.00017884 | 0.00019349 | 0.00014842 | 0.00022326 | 0.00024582 | 0.00018064 | 0.00015344 | 0.00027662 | 0.00017936 | 0.00022762 | 0.00016977 | 0.00014233 | 2.0431e-05
5082 | 5.7423e-05 | 0.00011948 | 0.00012523 | 6.3363e-05 | 6.3316e-05 | 0.00010297 | 8.0163e-05 | 8.7425e-05 | 7.2865e-05 | 9.452e-05 | 0.00011205 | 9.9188e-05 | 5.7997e-05 | 0.00018524 | 7.1595e-05 | 0.00010908 | 4.6768e-05 | 0.0001334 | 2.2641e-05
5083 | 1.705e-05 | 4.2381e-05 | 6.8812e-05 | 2.7912e-05 | 2.7296e-06 | 6.0585e-05 | 2.2275e-05 | 4.6507e-05 | 3.0565e-05 | 3.1751e-05 | 4.5217e-05 | 5.5446e-05 | 1.422e-05 | 0.00013466 | 1.2569e-05 | 4.8105e-05 | 7.1461e-06 | 0.00013495 | 1.5588e-05
5084 | 1.3672e-05 | 1.9772e-05 | 2.9131e-05 | 1.2998e-05 | 0 | 5.2177e-05 | 1.4057e-05 | 3.2985e-05 | 1.9863e-05 | 1.7397e-05 | 3.5479e-05 | 4.4937e-05 | 9.1215e-06 | 0.0001133 | 7.5426e-06 | 1.1515e-05 | 4.9798e-06 | 0.00013623 | 5.5423e-06
5085 | 4.9514e-06 | 9.4435e-06 | 1.1707e-05 | 3.6372e-06 | 0 | 2.9108e-05 | 1.0665e-05 | 2.4529e-05 | 8.2743e-06 | 9.7326e-06 | 7.0444e-06 | 2.5092e-05 | 6.7273e-06 | 5.2924e-05 | 7.5499e-06 | 0 | 4.622e-06 | 0.00013655 | 2.3941e-06
5086 | 6.3423e-07 | 5.056e-06 | 4.0505e-06 | 0 | 0 | 8.4401e-06 | 6.0194e-06 | 1.0188e-05 | 1.4022e-06 | 5.6037e-06 | 0 | 9.3045e-06 | 1.1145e-06 | 1.1423e-05 | 4.8351e-06 | 0 | 2.2083e-06 | 0.00014173 | 4.0451e-06
5087 | 1.3204e-07 | 1.3874e-06 | 9.7066e-07 | 0 | 0 | 2.0068e-06 | 4.3697e-07 | 1.9478e-06 | 2.8325e-07 | 1.5913e-06 | 0 | 1.9347e-06 | 9.8422e-10 | 8.5366e-07 | 1.3411e-07 | 0 | 0 | 0.00013748 | 6.856e-06
5088 | 0 | 3.9418e-08 | 3.8325e-07 | 0 | 0 | 2.2392e-07 | 0 | 2.7796e-07 | 1.3715e-06 | 7.2363e-07 | 0 | 2.3731e-07 | 9.6632e-10 | 1.4794e-07 | 0 | 0 | 0 | 0.000123 | 7.0709e-06
5089 | 0 | 5.6937e-07 | 8.9934e-08 | 0 | 0 | 0 | 0 | 3.1202e-08 | 3.1106e-07 | 3.4018e-07 | 0 | 5.7989e-08 | 2.2905e-09 | 2.7992e-08 | 0 | 0 | 0 | 0.00011584 | 7.4394e-06
5090 | 0 | 6.2411e-07 | 1.1998e-10 | 0 | 0 | 2.2878e-07 | 0 | 0 | 0 | 0 | 0 | 3.6537e-07 | 1.0111e-09 | 3.2661e-10 | 0 | 0 | 0 | 0.00011043 | 9.453e-06
5091 | 0 | 5.7375e-08 | 0 | 0 | 0 | 2.9052e-07 | 0 | 0 | 0 | 0 | 0 | 4.2811e-07 | 1.2526e-09 | 5.2956e-09 | 0 | 0 | 0 | 0.00011181 | 8.8145e-06
5092 | 0 | 0 | 0 | 0 | 0 | 2.8029e-07 | 0 | 0 | 0 | 0 | 0 | 4.317e-07 | 1.1632e-09 | 1.5149e-10 | 0 | 0 | 0 | 0.00011019 | 1.2898e-05
5093 | 8.0837e-07 | 1.604e-07 | 1.6157e-07 | 3.8143e-07 | 3.1701e-08 | 7.1448e-07 | 1.6328e-07 | 4.528e-07 | 7.6251e-07 | 3.1167e-08 | 8.0736e-08 | 2.054e-07 | 1.1476e-07 | 9.1816e-08 | 1.3094e-08 | 2.7536e-07 | 1.1647e-06 | 0.00010572 | 9.059e-06
5094 | 3.8511e-05 | 1.8089e-05 | 2.0034e-05 | 2.2105e-05 | 1.9443e-05 | 2.473e-05 | 2.1262e-05 | 2.4068e-05 | 2.7822e-05 | 1.9057e-05 | 1.7674e-05 | 2.0431e-05 | 1.7145e-05 | 1.5185e-05 | 1.6289e-05 | 2.2553e-05 | 3.6769e-05 | 0.00010305 | 7.0765e-06
5095 | 0.0001534 | 8.3754e-05 | 8.5244e-05 | 0.00012535 | 0.00010024 | 0.00010801 | 9.6402e-05 | 0.00011912 | 0.00011056 | 9.199e-05 | 7.7787e-05 | 8.7666e-05 | 0.00011501 | 6.8715e-05 | 9.0768e-05 | 9.7421e-05 | 0.00016252 | 0.00010043 | 6.5486e-06
5096 | 0.00028177 | 0.00016273 | 0.00017822 | 0.00025777 | 0.00013259 | 0.00024123 | 0.00018784 | 0.00025531 | 0.00021893 | 0.00015179 | 0.00015985 | 0.00017624 | 0.00025013 | 0.00014057 | 0.00015162 | 0.00011521 | 0.0003108 | 9.5693e-05 | 6.6057e-06
5097 | 0.00039626 | 0.00022668 | 0.00028137 | 0.00036756 | 0.00026246 | 0.00034268 | 0.00027539 | 0.00036893 | 0.00033827 | 0.00022607 | 0.00022624 | 0.00024999 | 0.00035871 | 0.00020497 | 0.00025676 | 0.00022168 | 0.00043681 | 7.5198e-05 | 9.123e-06
5098 | 0.00046923 | 0.0002784 | 0.00032151 | 0.00043554 | 0.00028593 | 0.00041643 | 0.00031551 | 0.00043849 | 0.00038619 | 0.00029769 | 0.00035207 | 0.00034268 | 0.00044889 | 0.00025289 | 0.00028446 | 0.00032449 | 0.00051389 | 4.9099e-05 | 7.2243e-06
5099 | 0.00051049 | 0.00033266 | 0.00038613 | 0.00047719 | 0.00040348 | 0.00046813 | 0.00036472 | 0.00048206 | 0.0004392 | 0.00038737 | 0.00038963 | 0.00043548 | 0.00050217 | 0.00032213 | 0.0003432 | 0.00040465 | 0.0005582 | 4.0206e-05 | 6.978e-06
5100 | 0.00052336 | 0.00036807 | 0.00041303 | 0.00050602 | 0.00046184 | 0.00049313 | 0.00039321 | 0.00050484 | 0.00047316 | 0.0004257 | 0.00042517 | 0.00047609 | 0.00052141 | 0.0003595 | 0.00034033 | 0.00040006 | 0.0005638 | 3.872e-05 | 1.3948e-05
5101 | 0.00052079 | 0.00038005 | 0.00042644 | 0.00050494 | 0.00049832 | 0.00050187 | 0.00040422 | 0.00051341 | 0.00047985 | 0.00046028 | 0.00047337 | 0.00047883 | 0.00048809 | 0.00044176 | 0.00037402 | 0.00042846 | 0.00054078 | 5.5849e-05 | 1.6785e-05
5102 | 0.00047924 | 0.000408 | 0.0004571 | 0.00046567 | 0.00041781 | 0.00047062 | 0.00038242 | 0.00048238 | 0.0004476 | 0.000456 | 0.00042095 | 0.00045675 | 0.00043914 | 0.00048112 | 0.00029589 | 0.00037878 | 0.00048561 | 6.4759e-05 | 1.7197e-05
5103 | 0.00040239 | 0.0003768 | 0.00042772 | 0.00037593 | 0.00037803 | 0.00040415 | 0.00036144 | 0.00041029 | 0.00040499 | 0.00041466 | 0.00040887 | 0.00041369 | 0.0003911 | 0.00042264 | 0.00032048 | 0.00033491 | 0.00039759 | 7.0119e-05 | 2.3219e-05
5104 | 0.00029176 | 0.00033621 | 0.00034885 | 0.00029127 | 0.00028374 | 0.00030671 | 0.0003032 | 0.00031525 | 0.00031052 | 0.00034415 | 0.00038182 | 0.00033576 | 0.00030301 | 0.00036167 | 0.00027623 | 0.00031314 | 0.00025552 | 8.3742e-05 | 2.2316e-05
5105 | 0.00016552 | 0.00024497 | 0.00023829 | 0.00016816 | 0.00017495 | 0.00019129 | 0.00018679 | 0.00019272 | 0.00019479 | 0.00022121 | 0.00025694 | 0.00022041 | 0.00017822 | 0.00027336 | 0.00016898 | 0.00020076 | 0.00015224 | 9.3674e-05 | 2.1521e-05
5106 | 5.5155e-05 | 0.00014359 | 0.0001247 | 6.5587e-05 | 7.3913e-05 | 0.00010459 | 9.0175e-05 | 8.6269e-05 | 0.00011635 | 8.6198e-05 | 0.00013295 | 0.0001079 | 5.7262e-05 | 0.00018371 | 5.7662e-05 | 0.00010516 | 4.6808e-05 | 8.6533e-05 | 2.1752e-05
5107 | 1.6831e-05 | 9.87e-05 | 7.1347e-05 | 2.8376e-05 | 4.865e-06 | 6.4083e-05 | 4.0333e-05 | 4.5262e-05 | 8.8773e-05 | 2.3764e-05 | 4.1241e-05 | 6.014e-05 | 1.3224e-05 | 0.00013404 | 1.0263e-05 | 4.8521e-05 | 6.739e-06 | 9.6924e-05 | 1.4626e-05
5108 | 1.36e-05 | 7.5932e-05 | 3.7933e-05 | 1.3416e-05 | 0 | 5.7925e-05 | 3.1481e-05 | 3.0998e-05 | 7.6335e-05 | 1.0738e-05 | 2.4194e-05 | 4.4262e-05 | 9.1309e-06 | 0.00011115 | 7.5082e-06 | 2.1108e-05 | 4.6192e-06 | 0.00011751 | 1.9355e-05
5109 | 4.8332e-06 | 2.9895e-05 | 1.8704e-05 | 4.0924e-06 | 0 | 3.6396e-05 | 1.6273e-05 | 2.2088e-05 | 4.6434e-05 | 6.2499e-06 | 4.9203e-06 | 2.46e-05 | 6.8908e-06 | 5.2212e-05 | 7.5136e-06 | 6.3651e-06 | 4.2758e-06 | 0.00012869 | 2.0847e-05
5110 | 5.4521e-07 | 1.2018e-05 | 5.8463e-06 | 0 | 0 | 1.2495e-05 | 7.5691e-06 | 9.2215e-06 | 1.5108e-05 | 4.7581e-06 | 0 | 9.5224e-06 | 1.2977e-06 | 1.1042e-05 | 1.9681e-06 | 0 | 1.9829e-06 | 0.00013046 | 2.2161e-05
5111 | 1.3179e-07 | 5.3184e-06 | 1.0786e-06 | 0 | 0 | 2.3511e-06 | 9.0286e-07 | 1.6741e-06 | 4.5099e-06 | 8.5292e-07 | 1.1548e-09 | 2.0847e-06 | 9.6632e-10 | 7.2752e-07 | 0 | 0 | 0 | 0.00013616 | 2.9785e-05
5112 | 0 | 9.1414e-07 | 2.7722e-07 | 0 | 0 | 1.8804e-07 | 1.3827e-08 | 2.1047e-07 | 7.5082e-07 | 1.1798e-08 | 0 | 5.6629e-07 | 9.6632e-10 | 1.0292e-07 | 0 | 0 | 0 | 0.00014802 | 3.1928e-05
5113 | 0 | 5.6805e-07 | 1.7589e-08 | 0 | 0 | 1.9681e-07 | 0 | 3.1779e-08 | 8.4834e-09 | 8.3571e-09 | 0 | 9.1866e-08 | 2.3084e-09 | 3.1587e-10 | 0 | 0 | 0 | 0.00015981 | 2.0218e-05
5114 | 0 | 6.2105e-07 | 0 | 0 | 0 | 4.0499e-07 | 0 | 0 | 0 | 0 | 0 | 3.76e-07 | 1.0826e-09 | 2.1273e-10 | 0 | 0 | 0 | 0.00015913 | 2.4995e-05
5115 | 0 | 6.2105e-07 | 1.1998e-10 | 0 | 0 | 4.351e-07 | 0 | 0 | 0 | 1.9172e-08 | 0 | 4.4003e-07 | 1.0916e-09 | 3.8678e-11 | 0 | 0 | 0 | 0.00016784 | 2.244e-05
5116 | 0 | 3.2366e-07 | 0 | 0 | 0 | 2.801e-07 | 0 | 0 | 0 | 1.6714e-08 | 0 | 4.0916e-07 | 6.2632e-10 | 1.0744e-11 | 0 | 0 | 0 | 0.00016624 | 1.6121e-05
5117 | 7.6166e-07 | 2.9501e-07 | 3.9442e-08 | 3.0143e-07 | 1.2491e-07 | 7.3807e-07 | 1.1147e-07 | 4.926e-07 | 8.6385e-07 | 5.2945e-08 | 1.2703e-09 | 2.3268e-07 | 1.0577e-07 | 9.8718e-08 | 5.4911e-08 | 1.8312e-07 | 9.1312e-07 | 0.00014828 | 1.8139e-05
5118 | 3.8633e-05 | 2.2408e-05 | 1.0457e-05 | 2.3507e-05 | 1.5164e-05 | 2.6162e-05 | 9.4533e-06 | 2.4215e-05 | 2.7006e-05 | 2.0928e-05 | 1.1547e-05 | 2.2809e-05 | 1.817e-05 | 1.5729e-05 | 5.2695e-06 | 2.3852e-05 | 3.7924e-05 | 0.00013273 | 1.322e-05
5119 | 0.000153 | 6.4783e-05 | 6.1564e-05 | 0.00012142 | 5.3268e-05 | 0.0001192 | 5.1037e-05 | 0.0001163 | 9.083e-05 | 8.3887e-05 | 5.8973e-05 | 0.00010151 | 0.00010992 | 6.3209e-05 | 5.047e-05 | 3.0355e-05 | 0.00016068 | 0.00011489 | 1.1506e-05
5120 | 0.00028704 | 9.3198e-05 | 0.00014956 | 0.00024927 | 7.9243e-05 | 0.00024045 | 0.00015543 | 0.00024377 | 0.00016581 | 0.00012086 | 0.00014934 | 0.00015325 | 0.00024303 | 0.00011207 | 0.00012908 | 7.7012e-05 | 0.0003103 | 0.00010886 | 1.5706e-05
5121 | 0.0003986 | 0.00019543 | 0.00021968 | 0.00035475 | 0.00023907 | 0.00030445 | 0.00024899 | 0.0003243 | 0.00024585 | 0.00021135 | 0.00020782 | 0.00021476 | 0.00032999 | 0.00017744 | 0.00022857 | 0.00023931 | 0.00042425 | 0.00011527 | 1.103e-05
5122 | 0.00046688 | 0.00027131 | 0.00030304 | 0.00040289 | 0.00030338 | 0.00033773 | 0.0002676 | 0.00033567 | 0.00027937 | 0.00033022 | 0.00024035 | 0.00030991 | 0.00037875 | 0.00024055 | 0.00017615 | 0.00030592 | 0.00049961 | 0.00010671 | 1.3353e-05
5123 | 0.00050568 | 0.00030253 | 0.0003347 | 0.00041809 | 0.00043384 | 0.000372 | 0.00032763 | 0.00033925 | 0.00030758 | 0.00041094 | 0.00028948 | 0.000423 | 0.00045956 | 0.00030235 | 0.00030788 | 0.00035767 | 0.00052855 | 9.3826e-05 | 1.2756e-05
5124 | 0.00051176 | 0.00034656 | 0.00036041 | 0.00040626 | 0.0004776 | 0.00039085 | 0.00033981 | 0.00037457 | 0.00032079 | 0.00047404 | 0.00036682 | 0.00045312 | 0.0004809 | 0.00034678 | 0.00024762 | 0.00039839 | 0.00046944 | 8.2192e-05 | 1.3513e-05
5125 | 0.00049186 | 0.00036318 | 0.00041072 | 0.00042688 | 0.00047072 | 0.00040167 | 0.00036069 | 0.00042191 | 0.00034054 | 0.00044753 | 0.00042025 | 0.00045834 | 0.00042498 | 0.00039657 | 0.00036965 | 0.00040347 | 0.00042708 | 8.4364e-05 | 1.8037e-05
5126 | 0.00047464 | 0.00036029 | 0.00044045 | 0.00041868 | 0.00043888 | 0.00041437 | 0.00034009 | 0.00042277 | 0.00034411 | 0.00044698 | 0.00042324 | 0.00042654 | 0.00036809 | 0.00042376 | 0.00035157 | 0.00042553 | 0.00043568 | 8.3563e-05 | 1.1606e-05
5127 | 0.00039573 | 0.00037832 | 0.00040373 | 0.00037676 | 0.00040386 | 0.00037579 | 0.00032077 | 0.00037291 | 0.00032851 | 0.00041689 | 0.00039733 | 0.00037438 | 0.0003544 | 0.00038249 | 0.00034267 | 0.00037275 | 0.00038275 | 8.004e-05 | 1.0702e-05
5128 | 0.00027386 | 0.00032873 | 0.00033306 | 0.00030286 | 0.00028837 | 0.00029729 | 0.000267 | 0.00030149 | 0.000258 | 0.000307 | 0.00031335 | 0.00030666 | 0.00029307 | 0.00034604 | 0.00022373 | 0.00032981 | 0.00030527 | 7.5077e-05 | 2.0436e-05
5129 | 0.00015271 | 0.00023018 | 0.00021884 | 0.00016705 | 0.00018555 | 0.00018409 | 0.00016636 | 0.00018764 | 0.00017182 | 0.00018998 | 0.00021787 | 0.0002017 | 0.00017219 | 0.0002642 | 0.00011555 | 0.00021219 | 0.00017057 | 7.8078e-05 | 2.4913e-05
5130 | 5.5421e-05 | 0.00014344 | 0.00012366 | 6.7449e-05 | 6.3174e-05 | 0.00010236 | 8.2604e-05 | 8.4081e-05 | 0.00010937 | 8.0756e-05 | 0.00011052 | 0.00010601 | 5.8044e-05 | 0.00018158 | 6.301e-05 | 0.00010544 | 4.9551e-05 | 8.4199e-05 | 2.538e-05
5131 | 1.76e-05 | 9.6314e-05 | 6.0962e-05 | 2.8069e-05 | 3.5243e-06 | 6.3807e-05 | 3.4186e-05 | 4.2532e-05 | 7.8139e-05 | 2.3705e-05 | 4.2877e-05 | 6.0363e-05 | 1.3568e-05 | 0.00013107 | 1.2373e-05 | 4.7913e-05 | 7.2908e-06 | 8.336e-05 | 1.7442e-05
5132 | 1.3545e-05 | 6.5105e-05 | 3.6149e-05 | 1.2537e-05 | 0 | 5.6927e-05 | 2.4632e-05 | 3.2253e-05 | 4.7878e-05 | 1.0141e-05 | 2.5397e-05 | 4.201e-05 | 8.9125e-06 | 0.00010963 | 7.4955e-06 | 1.9096e-05 | 5.4879e-06 | 7.9794e-05 | 2.473e-05
5133 | 4.7637e-06 | 2.1607e-05 | 1.5298e-05 | 3.5929e-06 | 0 | 3.3324e-05 | 1.4782e-05 | 2.1139e-05 | 2.4262e-05 | 7.2871e-06 | 4.9472e-06 | 2.1835e-05 | 5.5602e-06 | 4.9021e-05 | 1.5024e-06 | 0 | 4.7678e-06 | 7.6351e-05 | 1.6561e-05
5134 | 5.3038e-07 | 9.795e-06 | 5.1537e-06 | 0 | 0 | 1.0381e-05 | 6.6999e-06 | 6.7201e-06 | 9.5527e-06 | 6.0078e-06 | 0 | 7.6681e-06 | 5.3252e-07 | 7.6268e-06 | 0 | 0 | 1.9863e-06 | 8.6834e-05 | 2.3215e-05
5135 | 1.308e-07 | 3.7755e-06 | 1.4204e-06 | 0 | 0 | 1.8335e-06 | 9.503e-07 | 8.0764e-07 | 3.1882e-06 | 1.0953e-06 | 0 | 1.8713e-06 | 1.5569e-09 | 5.8541e-07 | 0 | 0 | 0 | 0.00010297 | 2.6374e-05
5136 | 0 | 1.744e-07 | 2.3993e-07 | 0 | 0 | 1.1275e-07 | 1.3335e-08 | 1.3906e-07 | 6.8879e-07 | 0 | 1.1548e-09 | 3.3141e-07 | 1.2526e-09 | 9.5122e-08 | 0 | 0 | 0 | 0.00010681 | 2.8103e-05
5137 | 0 | 5.6805e-07 | 3.8608e-08 | 0 | 0 | 2.0719e-08 | 0 | 3.0046e-08 | 5.2314e-08 | 0 | 0 | 1.9449e-07 | 2.2816e-09 | 2.4883e-09 | 0 | 0 | 0 | 0.00010798 | 2.7267e-05
5138 | 0 | 6.2192e-07 | 3.5993e-10 | 0 | 0 | 3.673e-07 | 0 | 0 | 0 | 0 | 0 | 5.001e-07 | 9.4843e-10 | 1.0314e-10 | 0 | 0 | 0 | 9.1837e-05 | 2.4076e-05
5139 | 0 | 6.2061e-07 | 1.1998e-10 | 0 | 0 | 4.6479e-07 | 0 | 0 | 0 | 0 | 0 | 4.9096e-07 | 7.3369e-10 | 3.8678e-11 | 0 | 0 | 0 | 9.653e-05 | 1.8059e-05
5140 | 0 | 2.7286e-07 | 0 | 0 | 0 | 3.9139e-07 | 0 | 0 | 0 | 0 | 0 | 4.2818e-07 | 1.0021e-09 | 1.2893e-11 | 0 | 0 | 0 | 0.00010813 | 1.3283e-05
5141 | 7.0607e-07 | 3.3373e-07 | 3.3488e-07 | 3.5836e-07 | 2.2608e-07 | 8.2359e-07 | 3.113e-07 | 3.8541e-07 | 7.8544e-07 | 8.9372e-08 | 5.5388e-08 | 3.15e-07 | 1.005e-07 | 9.7913e-08 | 8.1551e-10 | 6.1048e-07 | 1.0343e-06 | 0.00012113 | 7.0726e-06
5142 | 3.6976e-05 | 2.2938e-05 | 2.5075e-05 | 2.1185e-05 | 2.9299e-05 | 2.5754e-05 | 2.135e-05 | 2.3167e-05 | 2.1261e-05 | 1.5264e-05 | 1.4215e-05 | 2.8125e-05 | 1.8793e-05 | 1.6971e-05 | 9.4027e-06 | 2.9366e-05 | 3.6379e-05 | 0.00010821 | 7.8858e-06
5143 | 0.00014861 | 8.4886e-05 | 0.00010175 | 9.7083e-05 | 0.00011895 | 0.00010639 | 7.3286e-05 | 0.00010251 | 7.1335e-05 | 9.3771e-05 | 4.8265e-05 | 9.6468e-05 | 0.0001084 | 7.5916e-05 | 3.2637e-05 | 9.7903e-05 | 0.00015138 | 8.4881e-05 | 3.9539e-07
5144 | 0.00027898 | 0.00015535 | 0.00017889 | 0.00016596 | 0.00018338 | 0.00021617 | 0.0001161 | 0.00020839 | 0.0001429 | 0.00015119 | 9.4496e-05 | 0.00018513 | 0.00022609 | 0.00014247 | 9.176e-05 | 0.00017391 | 0.00029371 | 5.5671e-05 | 2.975e-07
5145 | 0.0003852 | 0.0002286 | 0.00020522 | 0.00026264 | 0.00028408 | 0.00031304 | 0.00012892 | 0.00031478 | 0.00022823 | 0.00027358 | 0.00011999 | 0.00027076 | 0.00033864 | 0.00018653 | 0.00011024 | 0.00024711 | 0.00041548 | 4.5567e-05 | 4.0791e-07
5146 | 0.00046094 | 0.00027877 | 0.00029127 | 0.00041166 | 0.00040598 | 0.00037759 | 0.00018232 | 0.00039952 | 0.00027554 | 0.00033703 | 0.00029064 | 0.00029003 | 0.00041585 | 0.00017152 | 0.00015934 | 0.00029849 | 0.00049736 | 3.3693e-05 | 3.2449e-07
5147 | 0.00050267 | 0.00030465 | 0.00036596 | 0.00045932 | 0.00043167 | 0.00042677 | 0.00026422 | 0.00044217 | 0.00031472 | 0.00030645 | 0.00019191 | 0.00032585 | 0.00044934 | 0.00024045 | 0.00023596 | 0.00034446 | 0.00053965 | 4.15e-05 | 6.9684e-07
5148 | 0.00052392 | 0.00037801 | 0.00032632 | 0.0004833 | 0.00050224 | 0.00044646 | 0.00033116 | 0.00047546 | 0.00035034 | 0.00039052 | 0.00029721 | 0.00036432 | 0.00044279 | 0.00032023 | 0.00022762 | 0.00048005 | 0.00054774 | 4.7138e-05 | 2.0467e-06
5149 | 0.00050958 | 0.0003566 | 0.00032209 | 0.00047593 | 0.00047465 | 0.00044974 | 0.0003283 | 0.00048133 | 0.00034575 | 0.00046277 | 0.00039738 | 0.00043491 | 0.00044923 | 0.00035523 | 0.00036803 | 0.00041651 | 0.00052402 | 6.3057e-05 | 2.5812e-06
5150 | 0.00047503 | 0.00030472 | 0.00028573 | 0.00042204 | 0.00038178 | 0.00042527 | 0.00028816 | 0.00045555 | 0.00030552 | 0.00045849 | 0.00032444 | 0.00032907 | 0.00034905 | 0.00035623 | 0.00023084 | 0.00033428 | 0.00047498 | 5.7109e-05 | 6.1251e-06
5151 | 0.00040068 | 0.00028058 | 0.00028814 | 0.00023253 | 0.00028139 | 0.00035397 | 0.00032918 | 0.00038666 | 0.00027486 | 0.00036245 | 0.00036893 | 0.00027801 | 0.00028462 | 0.00035718 | 0.00029765 | 0.00027807 | 0.00041887 | 4.8916e-05 | 1.4723e-06
5152 | 0.00028676 | 0.00025902 | 0.00024957 | 0.00017988 | 0.00018999 | 0.00028115 | 0.00025521 | 0.00029053 | 0.00024466 | 0.00030589 | 0.00031329 | 0.00023389 | 0.0002575 | 0.00032919 | 0.00027801 | 0.00027286 | 0.00029022 | 4.0265e-05 | 1.0721e-06
5153 | 0.00015783 | 0.00020625 | 0.00016818 | 0.00018495 | 0.00017931 | 0.00017525 | 0.00017545 | 0.00017601 | 0.00017365 | 0.00018006 | 0.00022017 | 0.00019211 | 0.00015397 | 0.00025305 | 0.00013855 | 0.00020832 | 0.00015111 | 3.2559e-05 | 1.1924e-05
5154 | 5.4322e-05 | 0.00013755 | 0.00011495 | 6.3778e-05 | 6.2862e-05 | 0.00010048 | 8.3822e-05 | 8.283e-05 | 0.00011171 | 8.9157e-05 | 0.00011423 | 0.00010286 | 5.5212e-05 | 0.00017842 | 7.4455e-05 | 9.558e-05 | 4.3595e-05 | 3.0709e-05 | 1.1562e-05
5155 | 1.6843e-05 | 9.7942e-05 | 5.1508e-05 | 2.5838e-05 | 3.2898e-06 | 6.3279e-05 | 2.8871e-05 | 4.3448e-05 | 8.1147e-05 | 2.6306e-05 | 2.3397e-05 | 5.6366e-05 | 1.475e-05 | 0.00012923 | 1.2175e-05 | 4.7463e-05 | 6.9742e-06 | 4.6877e-05 | 8.2985e-06
5156 | 1.3266e-05 | 5.6501e-05 | 2.4558e-05 | 1.048e-05 | 0 | 5.6685e-05 | 1.6101e-05 | 3.1845e-05 | 4.4715e-05 | 1.1626e-05 | 8.6969e-06 | 4.2347e-05 | 9.1067e-06 | 9.9304e-05 | 7.5317e-06 | 2.1309e-05 | 5.5018e-06 | 6.8882e-05 | 5.7018e-06
5157 | 4.6149e-06 | 2.0846e-05 | 1.0988e-05 | 4.1625e-06 | 0 | 3.4574e-05 | 9.7451e-06 | 2.3911e-05 | 2.1903e-05 | 8.1526e-06 | 1.7322e-06 | 2.1947e-05 | 6.7722e-06 | 3.3288e-05 | 3.5049e-06 | 9.7664e-06 | 4.9709e-06 | 8.2441e-05 | 7.0422e-06
5158 | 4.6337e-07 | 9.8739e-06 | 3.6993e-06 | 0 | 0 | 1.153e-05 | 6.4553e-06 | 9.4306e-06 | 9.8699e-06 | 5.1485e-06 | 0 | 8.1795e-06 | 1.2273e-06 | 5.8363e-06 | 0 | 0 | 1.8299e-06 | 9.1246e-05 | 1.037e-05
5159 | 1.3105e-07 | 5.2048e-06 | 9.8362e-07 | 0 | 0 | 1.7939e-06 | 6.0828e-07 | 2.2723e-06 | 3.6209e-06 | 6.843e-07 | 0 | 1.6366e-06 | 1.5211e-09 | 5.3701e-07 | 0 | 0 | 0 | 0.00010527 | 1.0241e-05
5160 | 0 | 8.7928e-07 | 3.7116e-07 | 0 | 0 | 1.5494e-07 | 1.396e-08 | 2.7754e-07 | 4.739e-07 | 0 | 0 | 2.6662e-07 | 1.2705e-09 | 2.2965e-08 | 0 | 0 | 0 | 0.00010381 | 7.8535e-06
5161 | 0 | 5.6849e-07 | 8.7847e-08 | 0 | 0 | 2.1552e-08 | 0 | 3.0046e-08 | 2.4036e-08 | 0 | 0 | 6.1198e-08 | 2.5679e-09 | 4.5151e-10 | 0 | 0 | 0 | 9.8746e-05 | 1.0851e-05
5162 | 0 | 6.2368e-07 | 1.1038e-09 | 0 | 0 | 2.2821e-07 | 0 | 0 | 0 | 0 | 0 | 3.454e-07 | 1.5121e-09 | 2.1756e-10 | 0 | 0 | 0 | 0.00011968 | 1.161e-05
5163 | 0 | 6.2105e-07 | 0 | 0 | 0 | 2.9014e-07 | 0 | 0 | 0 | 0 | 0 | 4.271e-07 | 1.2884e-09 | 9.0517e-11 | 0 | 0 | 0 | 0.00011082 | 7.2323e-06
5164 | 0 | 8.1901e-08 | 0 | 0 | 0 | 3.3806e-07 | 0 | 0 | 0 | 0 | 1.1548e-09 | 4.271e-07 | 1.5569e-09 | 9.0517e-11 | 0 | 0 | 0 | 8.8954e-05 | 5.2146e-06
5165 | 5.8708e-07 | 2.1787e-07 | 5.2078e-08 | 3.5859e-07 | 1.0028e-07 | 7.7787e-07 | 1.3977e-07 | 4.5128e-07 | 6.6884e-07 | 5.1617e-08 | 1.3026e-07 | 1.256e-07 | 6.9886e-08 | 9.6769e-08 | 2.3197e-08 | 5.1877e-09 | 1.0119e-06 | 8.9916e-05 | 2.6903e-06
5166 | 3.3025e-05 | 1.9118e-05 | 1.4524e-05 | 2.5401e-05 | 3.0519e-05 | 2.4993e-05 | 1.8364e-05 | 2.417e-05 | 2.2354e-05 | 1.9955e-05 | 1.8183e-05 | 1.9104e-05 | 1.9167e-05 | 1.7403e-05 | 1.7476e-05 | 1.3705e-05 | 3.4084e-05 | 8.9192e-05 | 3.7331e-07
5167 | 0.00013559 | 7.2107e-05 | 7.5586e-05 | 0.00010893 | 8.6727e-05 | 0.00010032 | 8.4599e-05 | 0.0001069 | 9.7636e-05 | 9.7252e-05 | 7.8351e-05 | 8.4629e-05 | 0.00010974 | 7.484e-05 | 7.0138e-05 | 6.6585e-05 | 0.00014349 | 8.384e-05 | 3.0639e-07
5168 | 0.00025882 | 0.00015035 | 0.00015044 | 0.0002129 | 9.7308e-05 | 0.00020559 | 0.00019099 | 0.00022668 | 0.00020744 | 0.00018271 | 0.00017771 | 0.00016719 | 0.00023888 | 0.00015008 | 0.00014762 | 0.00013773 | 0.00028503 | 7.2775e-05 | 8.804e-08
5169 | 0.00036692 | 0.00024217 | 0.00022454 | 0.00029505 | 0.00026644 | 0.0002983 | 0.00030347 | 0.00033615 | 0.00031738 | 0.00027891 | 0.00024972 | 0.00023142 | 0.0003448 | 0.00022263 | 0.00027738 | 0.00026605 | 0.00038442 | 5.8925e-05 | 2.8877e-07
5170 | 0.00044272 | 0.0003198 | 0.00032317 | 0.00032996 | 0.000294 | 0.00034766 | 0.00038342 | 0.0003852 | 0.00038364 | 0.00033872 | 0.0003252 | 0.00031172 | 0.00036762 | 0.00028139 | 0.00037548 | 0.00034036 | 0.00040729 | 4.9099e-05 | 1.4176e-07
5171 | 0.00043467 | 0.0003643 | 0.00034946 | 0.00036279 | 0.0003918 | 0.00039332 | 0.00044656 | 0.000403 | 0.00042965 | 0.00046064 | 0.00040383 | 0.00041537 | 0.00035064 | 0.00033676 | 0.00045215 | 0.00040545 | 0.00037431 | 3.7807e-05 | 5.9644e-07
5172 | 0.00042095 | 0.00040745 | 0.00043547 | 0.00038276 | 0.00041023 | 0.00041154 | 0.00048774 | 0.00041723 | 0.00045822 | 0.00045074 | 0.00045481 | 0.00045054 | 0.00031199 | 0.0003856 | 0.00043544 | 0.00041189 | 0.00035795 | 2.3127e-05 | 4.4152e-07
5173 | 0.00042369 | 0.00042751 | 0.00048572 | 0.00039324 | 0.00039352 | 0.00041759 | 0.00048153 | 0.00039226 | 0.00046727 | 0.00039048 | 0.00045394 | 0.00046985 | 0.00032822 | 0.00044123 | 0.00038954 | 0.00041456 | 0.00043524 | 3.1383e-05 | 3.9862e-07
5174 | 0.00040498 | 0.00043768 | 0.00046838 | 0.00029291 | 0.00042487 | 0.00041338 | 0.00045859 | 0.00037282 | 0.00044823 | 0.00038775 | 0.00045354 | 0.00045945 | 0.00037565 | 0.00044664 | 0.00037611 | 0.00042411 | 0.00039451 | 2.7579e-05 | 2.4009e-07
5175 | 0.00032812 | 0.00038985 | 0.00041456 | 0.00027855 | 0.00035843 | 0.00036751 | 0.00040077 | 0.00031016 | 0.00039521 | 0.00039752 | 0.0004292 | 0.00041186 | 0.00039346 | 0.00040261 | 0.00035984 | 0.0003473 | 0.00034122 | 1.9983e-05 | 1.7055e-07
5176 | 0.00026574 | 0.00033267 | 0.00033453 | 0.00028265 | 0.00028323 | 0.00029059 | 0.00031396 | 0.00022927 | 0.00029705 | 0.00033257 | 0.0003836 | 0.00032848 | 0.00028509 | 0.00035253 | 0.00029546 | 0.00032947 | 0.0002171 | 9.8366e-06 | 4.934e-08
5177 | 9.2853e-05 | 0.0002363 | 0.00022613 | 0.00014042 | 0.00016703 | 0.00017633 | 0.00019102 | 0.0001358 | 0.00019733 | 0.00020821 | 0.00026596 | 0.00021092 | 0.00015049 | 0.00026555 | 0.00019022 | 0.00021978 | 0.0001029 | 7.7147e-06 | 0
5178 | 2.377e-05 | 0.00013966 | 0.00012377 | 7.8263e-05 | 5.2011e-05 | 9.7412e-05 | 8.5708e-05 | 8.5114e-05 | 0.00011821 | 8.7347e-05 | 0.00014565 | 0.00010242 | 5.3689e-05 | 0.00017853 | 6.4836e-05 | 0.00010607 | 3.0503e-05 | 8.2166e-06 | 0
5179 | 1.7643e-05 | 0.00010099 | 6.3406e-05 | 3.4772e-05 | 2.8088e-06 | 6.3253e-05 | 3.7244e-05 | 4.9113e-05 | 9.1467e-05 | 2.6188e-05 | 5.3667e-05 | 5.6945e-05 | 1.4123e-05 | 0.00013061 | 1.1716e-05 | 4.7313e-05 | 6.5452e-06 | 8.408e-06 | 0
5180 | 1.1921e-05 | 7.641e-05 | 3.821e-05 | 1.1147e-05 | 0 | 5.6273e-05 | 3.3709e-05 | 3.0111e-05 | 7.7122e-05 | 1.3628e-05 | 3.2677e-05 | 4.388e-05 | 9.5059e-06 | 0.00011017 | 7.5408e-06 | 2.0789e-05 | 5.4134e-06 | 7.3926e-06 | 0
5181 | 2.3992e-06 | 3.2708e-05 | 1.8345e-05 | 3.6978e-06 | 0 | 3.4143e-05 | 2.1135e-05 | 2.0011e-05 | 4.9689e-05 | 9.4482e-06 | 9.5681e-06 | 2.4594e-05 | 6.7439e-06 | 4.7079e-05 | 7.5354e-06 | 2.2572e-06 | 4.7266e-06 | 8.7006e-06 | 0
5182 | 3.0834e-07 | 1.2419e-05 | 5.8762e-06 | 0 | 0 | 1.063e-05 | 8.5996e-06 | 8.0394e-06 | 1.8492e-05 | 6.2914e-06 | 0 | 1.0968e-05 | 1.4524e-06 | 8.1661e-06 | 7.1222e-06 | 0 | 1.339e-06 | 7.1042e-06 | 5.0392e-07
5183 | 1.308e-07 | 5.0325e-06 | 1.1678e-06 | 0 | 0 | 2.3098e-06 | 2.1593e-06 | 1.7823e-06 | 3.9856e-06 | 8.4112e-07 | 0 | 2.9521e-06 | 1.199e-09 | 8.7657e-07 | 3.2258e-07 | 0 | 0 | 3.259e-06 | 1.3188e-06
5184 | 0 | 8.9627e-07 | 4.8262e-07 | 0 | 0 | 1.5615e-07 | 1.0026e-08 | 2.3654e-07 | 8.8223e-07 | 0 | 0 | 5.8326e-07 | 1.3063e-09 | 1.6351e-07 | 0 | 0 | 0 | 9.2005e-07 | 1.1417e-06
5185 | 0 | 5.6893e-07 | 1.9943e-07 | 0 | 0 | 2.1931e-08 | 6.8343e-10 | 3.0624e-08 | 2.545e-08 | 0 | 1.1548e-09 | 1.0275e-07 | 2.3711e-09 | 3.4524e-08 | 0 | 0 | 0 | 8.6689e-07 | 9.681e-07
5186 | 0 | 6.2105e-07 | 3.7697e-08 | 0 | 0 | 2.2878e-07 | 0 | 0 | 0 | 0 | 0 | 3.6924e-07 | 1.0737e-09 | 1.8694e-10 | 0 | 0 | 0 | 1.1811e-06 | 1.0404e-06
5187 | 0 | 6.2105e-07 | 2.2532e-08 | 0 | 0 | 2.8029e-07 | 0 | 0 | 0 | 0 | 0 | 4.522e-07 | 8.0527e-10 | 1.2893e-11 | 0 | 0 | 0 | 2.0952e-06 | 1.7101e-06
5188 | 0 | 4.406e-07 | 1.2238e-09 | 0 | 0 | 2.801e-07 | 0 | 0 | 0 | 0 | 0 | 4.2966e-07 | 1.0558e-09 | 0 | 0 | 0 | 0 | 3.738e-06 | 1.8266e-06
5189 | 2.397e-07 | 3.0514e-07 | 1.0075e-07 | 2.5091e-07 | 1.6547e-08 | 7.7944e-07 | 2.6655e-07 | 2.3793e-07 | 4.435e-07 | 7.3887e-08 | 1.9288e-07 | 1.1627e-07 | 7.3508e-08 | 8.3823e-08 | 1.8512e-07 | 1.6237e-07 | 6.1818e-07 | 4.1713e-06 | 2.7221e-06
5190 | 2.4074e-05 | 2.2836e-05 | 2.3698e-05 | 1.9415e-05 | 2.4699e-05 | 2.7148e-05 | 2.5282e-05 | 2.1018e-05 | 2.4553e-05 | 1.9665e-05 | 1.9487e-05 | 1.9346e-05 | 1.8248e-05 | 1.6954e-05 | 2.4012e-05 | 2.0348e-05 | 2.9822e-05 | 4.5304e-06 | 2.6853e-06
5191 | 9.8404e-05 | 8.5886e-05 | 0.0001066 | 8.0103e-05 | 0.00010718 | 0.00010477 | 0.00010824 | 8.9311e-05 | 9.6086e-05 | 0.00010893 | 9.3429e-05 | 0.0001021 | 0.00010558 | 8.1455e-05 | 0.00010866 | 8.982e-05 | 9.9227e-05 | 4.99e-06 | 6.8388e-07
5192 | 0.00015963 | 0.00018761 | 0.00021972 | 0.00016765 | 0.0002312 | 0.00021288 | 0.00023949 | 0.00019335 | 0.00020977 | 0.00023973 | 0.00020535 | 0.00019709 | 0.00023648 | 0.00017783 | 0.0002407 | 0.00020256 | 0.00015567 | 5.2622e-06 | 1.5804e-07
5193 | 0.00022276 | 0.00031842 | 0.00031316 | 0.00024745 | 0.00036513 | 0.00030604 | 0.00036753 | 0.00028297 | 0.00034294 | 0.000356 | 0.00031038 | 0.00028082 | 0.00034732 | 0.00026607 | 0.00036891 | 0.00031258 | 0.00019669 | 5.6166e-06 | 2.4436e-07
5194 | 0.00026018 | 0.00038531 | 0.00034201 | 0.00030899 | 0.00040922 | 0.0003761 | 0.00042196 | 0.00032857 | 0.00038582 | 0.00045339 | 0.00037804 | 0.00036692 | 0.0004024 | 0.0003177 | 0.00042767 | 0.00040455 | 0.00032696 | 5.7444e-06 | 1.6435e-07
5195 | 0.00033197 | 0.00041586 | 0.00039819 | 0.00029587 | 0.00040386 | 0.00041622 | 0.00046051 | 0.00036121 | 0.00040874 | 0.00051185 | 0.00042344 | 0.00040363 | 0.00045002 | 0.00036082 | 0.00044345 | 0.00040621 | 0.00036969 | 9.1397e-06 | 2.0925e-07
5196 | 0.00042764 | 0.00040868 | 0.00043309 | 0.00017291 | 0.00041402 | 0.00042743 | 0.00048718 | 0.00035084 | 0.0004148 | 0.00050892 | 0.00046448 | 0.0004608 | 0.00040604 | 0.00041764 | 0.00038543 | 0.00044214 | 0.00038426 | 1.2402e-05 | 7.0345e-08
5197 | 0.00043242 | 0.00044758 | 0.00046039 | 0.00019658 | 0.00040624 | 0.00040889 | 0.00048225 | 0.00036407 | 0.0003916 | 0.00051541 | 0.00047669 | 0.00047911 | 0.0004047 | 0.00045601 | 0.00040554 | 0.00044453 | 0.00042943 | 2.2257e-05 | 3.5992e-08
5198 | 0.00039532 | 0.00044296 | 0.00045794 | 0.00032107 | 0.0003551 | 0.00036394 | 0.00045931 | 0.00032591 | 0.00036772 | 0.00047747 | 0.00044893 | 0.00047051 | 0.00032562 | 0.00045375 | 0.00037147 | 0.00038173 | 0.00038614 | 2.4009e-05 | 1.5415e-07
5199 | 0.0003518 | 0.00038129 | 0.00040808 | 0.00029337 | 0.00025216 | 0.00029163 | 0.00040343 | 0.00019797 | 0.00031629 | 0.00042149 | 0.0004219 | 0.0003978 | 0.00021397 | 0.00040343 | 0.00033842 | 0.00037932 | 0.00030025 | 2.7073e-05 | 2.7392e-08
5200 | 0.00025062 | 0.0002971 | 0.00033371 | 0.00018496 | 0.00012455 | 0.00019725 | 0.00030791 | 0.00011528 | 0.00025213 | 0.00034158 | 0.00037794 | 0.0003019 | 0.00017896 | 0.00034425 | 0.00022536 | 0.00034069 | 0.00023791 | 2.354e-05 | 8.8013e-09
5201 | 0.00013944 | 0.00019625 | 0.00022899 | 4.7106e-05 | 2.8628e-05 | 0.00010152 | 0.00019033 | 7.8734e-05 | 0.00016252 | 0.00023616 | 0.00025971 | 0.00020269 | 0.00014711 | 0.00026572 | 0.00015324 | 0.00019376 | 0.0001006 | 1.2661e-05 | 8.8314e-08
5202 | 3.7539e-05 | 0.00014143 | 0.00013052 | 3.4618e-05 | 1.5836e-05 | 7.591e-05 | 8.876e-05 | 5.4081e-05 | 0.00010818 | 0.00012197 | 0.00014586 | 0.00011944 | 5.8781e-05 | 0.00018433 | 6.4417e-05 | 0.0001126 | 1.9153e-05 | 1.2008e-05 | 8.7663e-08
5203 | 1.4361e-05 | 0.00010312 | 6.6126e-05 | 1.567e-05 | 7.0425e-06 | 6.1662e-05 | 4.0481e-05 | 3.4658e-05 | 8.6066e-05 | 3.8181e-05 | 4.5867e-05 | 6.1737e-05 | 1.3796e-05 | 0.00012925 | 1.1573e-05 | 5.5434e-05 | 5.1862e-06 | 1.7396e-05 | 1.3741e-08
5204 | 1.0948e-05 | 7.176e-05 | 3.5924e-05 | 6.363e-06 | 0 | 5.0609e-05 | 3.8629e-05 | 2.5367e-05 | 7.3676e-05 | 1.7164e-05 | 3.2741e-05 | 4.0205e-05 | 9.7104e-06 | 0.00010895 | 7.5499e-06 | 2.2428e-05 | 5.1245e-06 | 1.8524e-05 | 0
5205 | 2.9118e-06 | 3.0257e-05 | 1.9443e-05 | 3.0143e-06 | 0 | 2.8819e-05 | 2.2774e-05 | 1.6532e-05 | 4.4157e-05 | 9.7459e-06 | 1.4315e-05 | 2.4296e-05 | 7.1229e-06 | 4.6699e-05 | 7.5462e-06 | 1.7366e-05 | 4.7505e-06 | 1.7098e-05 | 0
5206 | 2.6704e-07 | 1.2252e-05 | 7.6081e-06 | 0 | 0 | 8.3199e-06 | 9.0684e-06 | 5.4972e-06 | 1.0797e-05 | 6.5126e-06 | 5.1967e-08 | 1.0737e-05 | 1.4754e-06 | 8.0573e-06 | 7.0171e-06 | 0 | 8.7375e-07 | 1.8666e-05 | 0
5207 | 4.9452e-08 | 5.5666e-06 | 1.2609e-06 | 0 | 0 | 1.1099e-06 | 2.1394e-06 | 9.4733e-07 | 2.3402e-06 | 2.6074e-06 | 0 | 3.0276e-06 | 6.3058e-07 | 8.4657e-07 | 2.7909e-07 | 0 | 0 | 1.5726e-05 | 0
5208 | 0 | 9.271e-07 | 3.7229e-07 | 0 | 0 | 2.8228e-07 | 4.2539e-08 | 1.1152e-07 | 7.6946e-07 | 0 | 0 | 6.5043e-07 | 9.1264e-10 | 1.4813e-07 | 0 | 0 | 0 | 1.1423e-05 | 0
5209 | 0 | 5.6849e-07 | 4.2352e-08 | 0 | 0 | 3.5711e-07 | 0 | 8.6671e-09 | 1.157e-07 | 0 | 0 | 4.5502e-07 | 2.3353e-09 | 2.8329e-08 | 0 | 0 | 0 | 8.4624e-06 | 0
5210 | 0 | 6.2105e-07 | 4.943e-09 | 0 | 0 | 2.7973e-07 | 0 | 0 | 0 | 0 | 0 | 3.6235e-07 | 1.1453e-09 | 7.7356e-11 | 0 | 0 | 0 | 9.1703e-06 | 2.0784e-07
5211 | 0 | 6.2061e-07 | 0 | 0 | 0 | 2.7954e-07 | 0 | 0 | 0 | 0 | 0 | 4.6317e-08 | 1.2347e-09 | 5.1571e-11 | 0 | 0 | 0 | 7.7682e-06 | 8.373e-07
5212 | 0 | 4.3973e-07 | 1.9916e-09 | 0 | 0 | 2.3389e-07 | 0 | 0 | 0 | 0 | 0 | 6.4604e-10 | 8.0527e-10 | 0 | 0 | 0 | 0 | 9.6743e-06 | 1.433e-06
5213 | 4.3872e-07 | 5.1452e-07 | 5.8532e-08 | 1.7579e-07 | 0 | 2.5274e-07 | 8.5091e-07 | 2.3446e-07 | 6.0476e-07 | 6.8479e-08 | 4.3233e-08 | 1.2509e-07 | 2.3807e-08 | 7.5885e-08 | 4.9792e-08 | 9.4934e-08 | 6.3187e-07 | 1.2155e-05 | 2.1824e-06
5214 | 3.2044e-05 | 1.5911e-05 | 2.1157e-05 | 1.8631e-05 | 1.6977e-05 | 1.9471e-05 | 2.1825e-05 | 2.2874e-05 | 2.4032e-05 | 2.0548e-05 | 9.1486e-06 | 2.2969e-05 | 1.078e-05 | 1.8293e-05 | 1.8602e-05 | 1.9141e-05 | 3.4266e-05 | 1.0643e-05 | 4.3012e-06
5215 | 0.00012955 | 8.6391e-05 | 0.00010414 | 0.00010039 | 0.00010763 | 8.7854e-05 | 9.5577e-05 | 9.8202e-05 | 9.3906e-05 | 0.0001008 | 7.1369e-05 | 0.00010631 | 0.00010214 | 8.1448e-05 | 8.4802e-05 | 9.4826e-05 | 0.00013357 | 8.9306e-06 | 3.2834e-06
5216 | 0.00025047 | 0.00020218 | 0.00019219 | 0.00021505 | 0.00025497 | 0.00018701 | 0.00020785 | 0.00021165 | 0.00020979 | 0.00021705 | 0.00016076 | 0.00022261 | 0.00022909 | 0.00017299 | 0.00017848 | 0.00020557 | 0.00027077 | 1.0216e-05 | 1.225e-06
5217 | 0.00035759 | 0.0002822 | 0.00021941 | 0.00030026 | 0.00034959 | 0.00029268 | 0.00030044 | 0.00032433 | 0.00031402 | 0.0003552 | 0.00028461 | 0.00030579 | 0.00035772 | 0.00025662 | 0.00025826 | 0.00029861 | 0.00039577 | 8.4718e-06 | 1.3297e-06
5218 | 0.00043983 | 0.00029866 | 0.00026734 | 0.00035678 | 0.0003855 | 0.00034365 | 0.00035137 | 0.00038882 | 0.00035712 | 0.00041816 | 0.00031188 | 0.00034239 | 0.00041587 | 0.00031211 | 0.0003466 | 0.00031011 | 0.00048106 | 5.6831e-06 | 2.0342e-06
5219 | 0.00046414 | 0.000362 | 0.00032337 | 0.00040569 | 0.0003642 | 0.00039233 | 0.00038194 | 0.00043052 | 0.00036622 | 0.00040638 | 0.00033022 | 0.00040397 | 0.00042711 | 0.00033202 | 0.00033933 | 0.00033938 | 0.00052221 | 5.9423e-06 | 4.0197e-06
5220 | 0.00048754 | 0.00039031 | 0.00037476 | 0.00041764 | 0.00037441 | 0.00041854 | 0.0004307 | 0.0004523 | 0.00034973 | 0.00025579 | 0.00035467 | 0.00039866 | 0.00037894 | 0.0003573 | 0.00031831 | 0.00036827 | 0.00051206 | 9.8866e-06 | 6.7289e-06
5221 | 0.00048075 | 0.00038867 | 0.00039774 | 0.00038097 | 0.00046406 | 0.00042194 | 0.00044209 | 0.00043909 | 0.00029725 | 0.00017366 | 0.00043988 | 0.0003022 | 0.00027342 | 0.00034892 | 0.00038882 | 0.0003849 | 0.00049381 | 2.1241e-05 | 7.3952e-06
5222 | 0.00043984 | 0.00037533 | 0.00040069 | 0.00031267 | 0.00029136 | 0.00038676 | 0.0004245 | 0.00039735 | 0.00029947 | 2.5529e-05 | 0.00044413 | 6.1271e-05 | 0.00013512 | 0.00030292 | 0.00033594 | 0.00034689 | 0.00042355 | 1.9769e-05 | 8.3688e-06
5223 | 0.00037353 | 0.00029937 | 0.00032924 | 0.00022407 | 3.4322e-05 | 0.00029006 | 0.0003604 | 0.00024514 | 0.00028218 | 1.3485e-05 | 0.0004148 | 2.9549e-05 | 0.0001419 | 0.00018878 | 0.00039191 | 8.7601e-05 | 0.00038932 | 1.7955e-05 | 4.8582e-06
5224 | 0.0002174 | 0.00020622 | 0.00024419 | 0.00024808 | 5.9498e-06 | 0.00016097 | 0.00024004 | 0.00012053 | 0.00021039 | 2.2708e-05 | 0.0003687 | 7.2118e-05 | 0.0001319 | 0.00017907 | 0.0002335 | 6.1391e-05 | 0.00027826 | 9.097e-06 | 3.2862e-06
5225 | 6.5137e-05 | 0.00013579 | 0.00017139 | 3.8958e-05 | 3.0202e-05 | 8.4022e-05 | 0.00012473 | 6.5764e-05 | 0.00013239 | 2.618e-05 | 0.00024958 | 0.00011798 | 9.3926e-05 | 0.00014959 | 0.00018238 | 4.6344e-05 | 0.00012482 | 2.128e-05 | 1.7367e-06
5226 | 2.4554e-05 | 0.00010514 | 0.00011627 | 2.7929e-05 | 1.6259e-05 | 6.3761e-05 | 6.5217e-05 | 5.1758e-05 | 9.3758e-05 | 2.8407e-05 | 0.00014715 | 0.00010262 | 5.8995e-05 | 0.00014696 | 7.4929e-05 | 4.4448e-05 | 1.7771e-05 | 1.3534e-05 | 1.0733e-05
5227 | 1.5643e-05 | 9.1581e-05 | 6.4618e-05 | 2.1791e-05 | 7.7776e-07 | 5.8843e-05 | 4.1462e-05 | 3.9679e-05 | 8.3917e-05 | 1.3734e-05 | 6.3163e-05 | 4.1632e-05 | 1.3254e-05 | 0.00010056 | 1.7583e-05 | 3.9641e-05 | 5.3936e-06 | 6.8925e-06 | 4.3017e-06
5228 | 1.0665e-05 | 5.4242e-05 | 3.2533e-05 | 1.0028e-05 | 0 | 4.7608e-05 | 2.9109e-05 | 2.984e-05 | 6.2922e-05 | 3.6877e-06 | 2.5953e-05 | 1.9551e-05 | 7.7803e-06 | 4.4037e-05 | 7.5317e-06 | 1.441e-05 | 5.5135e-06 | 1.7038e-05 | 0
5229 | 2.1648e-06 | 2.052e-05 | 1.2672e-05 | 1.8172e-06 | 0 | 2.8472e-05 | 1.6408e-05 | 2.0526e-05 | 3.8607e-05 | 8.9716e-08 | 5.2923e-06 | 8.0478e-06 | 3.1465e-06 | 2.1844e-05 | 6.66e-06 | 0 | 5.1418e-06 | 2.9226e-05 | 0
5230 | 2.6457e-07 | 8.9157e-06 | 3.825e-06 | 0 | 0 | 7.6367e-06 | 7.9973e-06 | 7.7059e-06 | 1.3542e-05 | 0 | 5.1967e-08 | 1.5414e-06 | 7.3727e-09 | 6.4273e-06 | 1.7271e-06 | 0 | 2.0096e-06 | 4.8547e-05 | 2.4446e-06
5231 | 4.8958e-08 | 1.6139e-06 | 1.015e-06 | 0 | 0 | 1.2751e-06 | 1.2509e-06 | 1.4412e-06 | 1.9335e-06 | 0 | 1.1548e-09 | 1.6165e-07 | 9.6632e-10 | 5.7239e-07 | 0 | 0 | 0 | 3.7864e-05 | 1.0487e-05
5232 | 0 | 3.0045e-08 | 3.1921e-07 | 0 | 0 | 1.5502e-07 | 6.3342e-10 | 2.0595e-07 | 5.8216e-07 | 0 | 0 | 1.9525e-08 | 9.6632e-10 | 8.8374e-08 | 0 | 0 | 0 | 2.6316e-05 | 8.5554e-06
5233 | 0 | 5.6937e-07 | 4.4391e-09 | 0 | 0 | 2.3446e-08 | 6.7509e-10 | 3.2357e-08 | 5.4005e-07 | 0 | 0 | 0 | 2.2637e-09 | 5.3429e-09 | 0 | 0 | 0 | 2.1387e-05 | 5.649e-06
5234 | 0 | 6.2236e-07 | 4.943e-09 | 0 | 0 | 2.2916e-07 | 0 | 0 | 5.3903e-07 | 0 | 0 | 3.424e-07 | 9.1264e-10 | 0 | 0 | 0 | 0 | 3.1228e-05 | 3.6312e-06
5235 | 0 | 6.2192e-07 | 3.1194e-09 | 0 | 0 | 2.8048e-07 | 0 | 0 | 5.4014e-07 | 0 | 0 | 3.3666e-07 | 1.02e-09 | 0 | 0 | 0 | 0 | 2.9593e-05 | 3.8206e-06
5236 | 0 | 4.3754e-07 | 0 | 0 | 0 | 2.801e-07 | 0 | 0 | 2.9259e-07 | 0 | 0 | 3.0148e-08 | 1.1453e-09 | 0 | 0 | 0 | 0 | 2.3886e-05 | 2.7328e-06
5237 | 6.5491e-07 | 1.9425e-07 | 8.8715e-08 | 7.6478e-07 | 8.4684e-09 | 7.6041e-07 | 1.5671e-07 | 1.2085e-06 | 4.1012e-07 | 2.0745e-08 | 1.1938e-08 | 6.808e-08 | 6.4352e-08 | 5.0777e-08 | 1.4009e-07 | 3.2257e-07 | 8.4737e-07 | 1.4e-05 | 2.7496e-06
5238 | 5.0384e-05 | 1.9897e-05 | 1.1011e-05 | 3.3344e-05 | 1.7607e-05 | 1.93e-05 | 1.653e-05 | 3.3308e-05 | 2.5298e-05 | 1.8336e-05 | 1.0361e-05 | 2.341e-05 | 1.6305e-05 | 1.5721e-05 | 2.2769e-05 | 2.2816e-05 | 3.8275e-05 | 9.5224e-06 | 1.2932e-06
5239 | 0.0001342 | 8.6222e-05 | 5.4747e-05 | 8.2092e-05 | 0.00010568 | 7.4282e-05 | 5.4209e-05 | 9.8978e-05 | 9.2124e-05 | 0.00011094 | 6.9443e-05 | 8.6666e-05 | 0.00010511 | 8.5547e-05 | 5.559e-05 | 0.00010466 | 0.00013542 | 4.5281e-06 | 5.3606e-07
5240 | 0.00024588 | 0.00018842 | 0.00016848 | 0.00016382 | 0.00021428 | 0.00016481 | 0.00011696 | 0.00020737 | 0.00017262 | 0.00024436 | 0.00012993 | 0.00018992 | 0.00024292 | 0.00018423 | 5.169e-05 | 0.00022344 | 0.00025287 | 1.0625e-06 | 1.2009e-06
5241 | 0.00036108 | 0.00031522 | 0.00028855 | 0.00030323 | 0.00036855 | 0.00028522 | 0.00018781 | 0.00032625 | 0.00024415 | 0.00037156 | 0.00024743 | 0.00033222 | 0.00035745 | 0.00027223 | 8.5825e-05 | 0.00029616 | 0.00036452 | 4.9896e-07 | 1.7696e-06
5242 | 0.00038861 | 0.0003538 | 0.00035627 | 0.00041622 | 0.00048358 | 0.00039032 | 0.00025919 | 0.00039228 | 0.00029763 | 0.00043988 | 0.00032325 | 0.00039018 | 0.00038924 | 0.00033199 | 0.00025553 | 0.00038821 | 0.00042232 | 9.2696e-07 | 6.9528e-06
5243 | 0.000383 | 0.0003704 | 0.00039067 | 0.00046857 | 0.00050308 | 0.00046007 | 0.00030128 | 0.00043053 | 0.0002672 | 0.00048285 | 0.00038513 | 0.00033821 | 0.00042319 | 0.00036622 | 0.000364 | 0.00045194 | 0.00047882 | 3.3139e-06 | 1.5036e-05
5244 | 0.00042449 | 0.0003875 | 0.00038133 | 0.00048711 | 0.00045457 | 0.00047117 | 0.00037514 | 0.00044772 | 0.00029337 | 0.00051717 | 0.0004005 | 0.00034741 | 0.000369 | 0.00041405 | 0.00048415 | 0.00043262 | 0.00045476 | 5.4646e-06 | 9.8124e-06
5245 | 0.00042326 | 0.00043663 | 0.00042161 | 0.00048775 | 0.00045848 | 0.00045217 | 0.00045329 | 0.00044407 | 0.00032875 | 0.00043332 | 0.00042424 | 0.00041012 | 0.00028826 | 0.00047028 | 0.00047328 | 0.00049078 | 0.00044527 | 1.7185e-05 | 5.7396e-06
5246 | 0.00037765 | 0.000446 | 0.00039194 | 0.00045912 | 0.00045461 | 0.0003966 | 0.00043133 | 0.00042615 | 0.00030938 | 0.00039718 | 0.00043184 | 0.00045254 | 0.00025888 | 0.00046506 | 0.00036364 | 0.00041098 | 0.00038344 | 3.5111e-05 | 5.7011e-06
5247 | 0.00029335 | 0.00038513 | 0.00033747 | 0.00039043 | 0.00039082 | 0.0003271 | 0.00036318 | 0.00033211 | 0.0002731 | 0.00036933 | 0.00039033 | 0.00037409 | 0.00034153 | 0.00039499 | 0.00037313 | 0.00028095 | 0.00025338 | 2.434e-05 | 4.5118e-06
5248 | 0.00019096 | 0.00031714 | 0.00027131 | 0.00026962 | 0.00027726 | 0.00025421 | 0.00027966 | 0.00019519 | 0.00024569 | 0.000349 | 0.00034938 | 0.00031977 | 0.00027437 | 0.00033542 | 0.00027837 | 0.00027032 | 0.00016451 | 1.6316e-05 | 7.231e-06
5249 | 0.00016444 | 0.00022933 | 0.00019676 | 0.00010174 | 0.00015707 | 0.00016379 | 0.00018479 | 0.00011318 | 0.00016558 | 0.00020083 | 0.00023113 | 0.00020011 | 0.00017656 | 0.00024815 | 0.00017092 | 0.00021046 | 0.0001304 | 1.3613e-05 | 1.6848e-06
5250 | 3.86e-05 | 0.00014203 | 0.00011529 | 7.7023e-05 | 4.9689e-05 | 0.00010149 | 8.8706e-05 | 7.2411e-05 | 0.00012004 | 8.4142e-05 | 9.9803e-05 | 0.00010176 | 5.8679e-05 | 0.00017073 | 6.11e-05 | 9.7757e-05 | 4.1042e-05 | 6.5222e-06 | 1.0901e-06
5251 | 1.5284e-05 | 9.9897e-05 | 5.6957e-05 | 2.6892e-05 | 9.3464e-07 | 6.4071e-05 | 3.7406e-05 | 4.4466e-05 | 8.5193e-05 | 3.085e-05 | 5.2829e-05 | 5.8076e-05 | 1.3163e-05 | 0.00013082 | 9.7034e-06 | 4.4069e-05 | 6.7458e-06 | 8.0951e-06 | 1.039e-06
5252 | 1.05e-05 | 7.9466e-05 | 3.7216e-05 | 9.9126e-06 | 0 | 5.5522e-05 | 3.2045e-05 | 3.0915e-05 | 6.2175e-05 | 1.6733e-05 | 3.5901e-05 | 4.4955e-05 | 6.9257e-06 | 0.00010911 | 7.5426e-06 | 2.058e-05 | 5.5174e-06 | 6.0603e-06 | 1.0272e-06
5253 | 8.6641e-07 | 3.3588e-05 | 1.605e-05 | 3.3981e-06 | 0 | 3.2298e-05 | 1.5896e-05 | 2.1615e-05 | 1.9283e-05 | 9.5401e-06 | 8.4607e-06 | 2.5066e-05 | 2.7028e-06 | 4.2704e-05 | 7.5335e-06 | 1.1383e-05 | 5.1663e-06 | 2.9521e-06 | 1.0738e-06
5254 | 3.0883e-07 | 1.3431e-05 | 5.2895e-06 | 0 | 0 | 1.0184e-05 | 7.6804e-06 | 8.2944e-06 | 4.8757e-06 | 7.0426e-06 | 5.1967e-08 | 1.0401e-05 | 2.3885e-07 | 7.9449e-06 | 6.1961e-06 | 0 | 2.0458e-06 | 2.0744e-06 | 1.226e-06
5255 | 1.2437e-07 | 5.4738e-06 | 1.1435e-06 | 0 | 0 | 2.0241e-06 | 1.4845e-06 | 2.0308e-06 | 1.6725e-06 | 8.1605e-07 | 0 | 2.6309e-06 | 1.8074e-09 | 8.7804e-07 | 2.9721e-07 | 0 | 0 | 2.2432e-06 | 5.7975e-08
5256 | 0 | 4.7985e-07 | 4.2683e-07 | 0 | 0 | 1.6736e-07 | 6.6676e-10 | 3.9449e-07 | 2.1138e-07 | 0 | 0 | 8.0264e-07 | 1.02e-09 | 1.6848e-07 | 0 | 0 | 0 | 8.7273e-07 | 0
5257 | 0 | 5.6762e-07 | 2.0706e-07 | 0 | 0 | 2.2916e-08 | 0 | 3.2357e-08 | 9.426e-10 | 0 | 0 | 2.1828e-07 | 1.0647e-09 | 2.6769e-08 | 0 | 0 | 0 | 4.0649e-06 | 0
5258 | 0 | 6.2105e-07 | 8.6623e-09 | 0 | 0 | 2.2859e-07 | 0 | 0 | 2.3565e-10 | 0 | 0 | 3.6924e-07 | 1.0558e-09 | 1.9339e-10 | 0 | 0 | 0 | 1.3135e-05 | 0
5259 | 0 | 6.1973e-07 | 0 | 0 | 0 | 2.8029e-07 | 0 | 0 | 8.0946e-08 | 0 | 1.1548e-09 | 4.5255e-07 | 1.0558e-09 | 3.8678e-11 | 0 | 0 | 0 | 2.198e-05 | 0
5260 | 0 | 4.3797e-07 | 1.1998e-10 | 0 | 0 | 2.801e-07 | 0 | 0 | 0 | 0 | 0 | 4.4439e-07 | 1.0379e-09 | 0 | 0 | 0 | 0 | 2.2134e-05 | 0
5261 | 4.5463e-07 | 1.5503e-07 | 8.0398e-08 | 1.1346e-07 | 1.2535e-08 | 5.2721e-07 | 1.4102e-07 | 2.7037e-07 | 5.1154e-07 | 4.0655e-08 | 2.6113e-08 | 1.3953e-07 | 4.8509e-08 | 5.808e-08 | 1.6174e-08 | 1.1205e-07 | 7.066e-07 | 2.1942e-05 | 0
5262 | 3.2348e-05 | 2.344e-05 | 1.8241e-05 | 1.6346e-05 | 2.4821e-05 | 2.1453e-05 | 2.3362e-05 | 2.2507e-05 | 2.6655e-05 | 1.9292e-05 | 1.8856e-05 | 2.0558e-05 | 1.7172e-05 | 1.7488e-05 | 1.4366e-05 | 3.2676e-05 | 3.0799e-05 | 2.3245e-05 | 0
5263 | 0.00013117 | 9.4733e-05 | 9.4051e-05 | 8.0093e-05 | 0.00011306 | 9.5905e-05 | 9.1755e-05 | 0.00010021 | 9.3584e-05 | 8.4556e-05 | 7.847e-05 | 9.7266e-05 | 0.00010955 | 8.21e-05 | 0.00011583 | 8.7844e-05 | 0.00013475 | 2.1157e-05 | 0
5264 | 0.00024946 | 0.00019923 | 0.00021754 | 0.0001962 | 0.00021566 | 0.00021376 | 0.00017799 | 0.00022058 | 0.00019773 | 0.00020071 | 0.00011679 | 0.00019719 | 0.00024843 | 0.00017543 | 0.00020675 | 0.00016062 | 0.00028439 | 9.6277e-06 | 9.2817e-09
5265 | 0.00035377 | 0.00028309 | 0.00026412 | 0.00031501 | 0.00027226 | 0.00032966 | 0.0001966 | 0.00034273 | 0.0003028 | 0.000251 | 7.2928e-05 | 0.00021144 | 0.00037448 | 0.00024763 | 0.00016475 | 0.00023719 | 0.00040141 | 4.3559e-06 | 2.5403e-08
5266 | 0.00042374 | 0.00034495 | 0.00036762 | 0.00036807 | 0.00038392 | 0.000393 | 0.00030984 | 0.0004187 | 0.00033784 | 0.00033379 | 0.00020277 | 0.00027503 | 0.00046505 | 0.00029922 | 0.00012563 | 0.00036957 | 0.00049299 | 3.1256e-06 | 9.8679e-08
5267 | 0.00045328 | 0.00034566 | 0.00043395 | 0.0003758 | 0.00044088 | 0.00043485 | 0.00037853 | 0.00044947 | 0.00039843 | 0.00037035 | 0.00039956 | 0.00035994 | 0.00051911 | 0.00033145 | 0.00034223 | 0.00039838 | 0.00053417 | 4.1304e-06 | 4.8362e-07
5268 | 0.00048675 | 0.00036208 | 0.00044438 | 0.00045715 | 0.00040679 | 0.00044668 | 0.00044609 | 0.00046436 | 0.00037981 | 0.00043002 | 0.00046051 | 0.00040823 | 0.00054976 | 0.00038607 | 0.00048673 | 0.00040383 | 0.00052407 | 9.4576e-06 | 1.1105e-06
5269 | 0.00048568 | 0.0003759 | 0.00048446 | 0.00036688 | 0.0003596 | 0.00044893 | 0.00043358 | 0.00045121 | 0.00033579 | 0.00046503 | 0.00045273 | 0.00047414 | 0.00052494 | 0.0004528 | 0.00050818 | 0.00044561 | 0.00050142 | 2.0732e-05 | 1.1553e-06
5270 | 0.00043238 | 0.00039643 | 0.00045597 | 0.00035149 | 0.00043433 | 0.00044229 | 0.00039776 | 0.00041033 | 0.00034829 | 0.00038488 | 0.00041564 | 0.00045681 | 0.00047246 | 0.00046348 | 0.00045574 | 0.00034451 | 0.00043053 | 2.396e-05 | 8.9397e-07
5271 | 0.00036191 | 0.00032437 | 0.00038002 | 0.00036315 | 0.00038445 | 0.00037311 | 0.00032198 | 0.00034765 | 0.00035576 | 0.00034972 | 0.00040204 | 0.0004079 | 0.00038142 | 0.00040827 | 0.00034473 | 0.00031231 | 0.00035005 | 2.0817e-05 | 5.8719e-07
5272 | 0.00025467 | 0.00024035 | 0.00032644 | 0.00023361 | 0.00023446 | 0.00026603 | 0.00028953 | 0.00026238 | 0.00027585 | 0.00032251 | 0.00036455 | 0.00032394 | 0.00025554 | 0.00034714 | 0.00024148 | 0.00022967 | 0.00023362 | 2.1561e-05 | 2.5158e-07
5273 | 0.00013924 | 0.00021381 | 0.00022382 | 0.00013742 | 0.00013739 | 0.00014557 | 0.00018878 | 0.00016087 | 0.00018756 | 0.00020407 | 0.00022851 | 0.00020772 | 0.00014329 | 0.00025919 | 0.00016726 | 0.00020462 | 0.00011461 | 1.878e-05 | 2.2471e-08
5274 | 5.3826e-05 | 0.00014098 | 0.00012048 | 4.4883e-05 | 2.6146e-05 | 0.00010154 | 8.0753e-05 | 8.1844e-05 | 0.00010783 | 8.3192e-05 | 0.00010546 | 0.00010072 | 5.3075e-05 | 0.0001806 | 6.0722e-05 | 9.0665e-05 | 5.0617e-05 | 1.4601e-05 | 0
5275 | 1.8744e-05 | 0.00010043 | 6.2191e-05 | 2.6492e-05 | 5.2164e-07 | 6.5817e-05 | 3.6044e-05 | 4.7462e-05 | 8.4752e-05 | 3.0496e-05 | 4.6004e-05 | 5.8695e-05 | 1.4202e-05 | 0.00012872 | 9.5367e-06 | 4.426e-05 | 1.2227e-05 | 1.3158e-05 | 0
5276 | 1.2383e-05 | 6.9765e-05 | 3.9559e-05 | 1.0432e-05 | 0 | 5.521e-05 | 3.1066e-05 | 3.3099e-05 | 6.7469e-05 | 1.415e-05 | 2.1367e-05 | 4.5353e-05 | 9.9977e-06 | 0.00011148 | 7.5444e-06 | 1.7749e-05 | 5.6538e-06 | 1.5141e-05 | 0
5277 | 1.5993e-06 | 2.8857e-05 | 1.9577e-05 | 3.4472e-06 | 0 | 3.3466e-05 | 1.7532e-05 | 2.3614e-05 | 3.1961e-05 | 1.0085e-05 | 4.4963e-06 | 2.5005e-05 | 6.8061e-06 | 4.7098e-05 | 7.5408e-06 | 0 | 4.5018e-06 | 2.0867e-05 | 4.3966e-09
5278 | 3.0809e-07 | 1.165e-05 | 6.5535e-06 | 0 | 0 | 1.0706e-05 | 7.9536e-06 | 8.4061e-06 | 9.1633e-06 | 5.1111e-06 | 3.4645e-08 | 9.9133e-06 | 1.3142e-06 | 8.4446e-06 | 5.6542e-06 | 0 | 1.8143e-06 | 2.8513e-05 | 3.2242e-08
5279 | 1.3154e-07 | 5.0837e-06 | 1.0673e-06 | 0 | 0 | 2.1756e-06 | 1.9726e-06 | 1.604e-06 | 2.6827e-06 | 8.5537e-07 | 0 | 2.5828e-06 | 1.2347e-09 | 9.0434e-07 | 2.5734e-07 | 0 | 0 | 3.156e-05 | 7.4091e-08
5280 | 0 | 2.9336e-07 | 3.8433e-07 | 0 | 0 | 3.3058e-07 | 0 | 2.61e-07 | 4.2735e-07 | 0 | 0 | 4.9885e-07 | 1.0737e-09 | 1.7329e-07 | 0 | 0 | 0 | 3.5427e-05 | 5.1221e-07
5281 | 0 | 5.6849e-07 | 1.7087e-07 | 0 | 0 | 2.0935e-07 | 6.6676e-10 | 2.7157e-08 | 2.6393e-08 | 0 | 0 | 2.1093e-07 | 2.4427e-09 | 2.7545e-08 | 0 | 0 | 0 | 4.5004e-05 | 2.3384e-06
5282 | 0 | 6.2149e-07 | 8.3984e-09 | 0 | 0 | 2.4071e-07 | 0 | 0 | 1.7674e-08 | 0 | 0 | 4.7713e-07 | 8.858e-10 | 1.9984e-10 | 0 | 0 | 0 | 5.025e-05 | 2.5983e-06
5283 | 0 | 6.2061e-07 | 1.4397e-10 | 0 | 0 | 2.8029e-07 | 0 | 0 | 0 | 0 | 0 | 4.0413e-07 | 1.0558e-09 | 2.5785e-11 | 0 | 0 | 0 | 5.5032e-05 | 2.0106e-06
5284 | 0 | 3.9067e-07 | 1.1998e-10 | 0 | 0 | 2.8029e-07 | 0 | 0 | 0 | 0 | 0 | 2.2252e-07 | 1.2437e-09 | 4.2975e-11 | 0 | 0 | 0 | 6.2583e-05 | 1.2175e-06
5285 | 1.6614e-07 | 1.6694e-07 | 2.1617e-08 | 2.8416e-07 | 4.4571e-09 | 7.6179e-07 | 8.8094e-08 | 1.3749e-07 | 5.38e-07 | 5.9532e-08 | 1.559e-09 | 1.3293e-07 | 3.2783e-08 | 5.5968e-08 | 1.921e-08 | 1.2969e-08 | 3.9639e-07 | 6.7646e-05 | 3.708e-07
5286 | 1.4144e-05 | 1.6482e-05 | 1.6989e-05 | 2.4009e-05 | 2.3041e-05 | 2.7713e-05 | 7.2592e-06 | 2.0808e-05 | 2.0431e-05 | 2.2856e-05 | 9.7848e-06 | 1.6635e-05 | 1.6589e-05 | 1.5591e-05 | 7.7139e-06 | 1.6529e-05 | 1.9357e-05 | 6.5324e-05 | 1.0468e-08
5287 | 0.00012273 | 6.9721e-05 | 5.7383e-05 | 9.9447e-05 | 9.6971e-05 | 9.95e-05 | 4.7296e-05 | 0.00010456 | 6.3136e-05 | 0.00010686 | 5.7952e-05 | 0.00010189 | 0.0001098 | 7.1487e-05 | 3.9895e-05 | 9.183e-05 | 0.00012804 | 4.8017e-05 | 8.0688e-08
5288 | 0.00024574 | 0.00014859 | 0.00010473 | 0.00021447 | 0.00023005 | 0.00021629 | 0.00012762 | 0.00022588 | 0.00012471 | 0.0001962 | 0.00011976 | 0.00019931 | 0.00024591 | 0.00017163 | 8.7672e-05 | 0.00019278 | 0.00027924 | 4.5317e-05 | 1.5783e-07
5289 | 0.00035664 | 0.00024666 | 0.00017031 | 0.00030587 | 0.00021453 | 0.00031591 | 0.00025856 | 0.00034489 | 0.00022194 | 0.00033037 | 0.00018753 | 0.00020329 | 0.0003471 | 0.00025416 | 0.00025822 | 0.00021235 | 0.00039387 | 3.2657e-05 | 8.7302e-08
5290 | 0.0004261 | 0.00022935 | 0.00018499 | 0.00037841 | 0.00019356 | 0.00035275 | 0.00026224 | 0.00040399 | 0.00025129 | 0.00040475 | 0.00022176 | 0.00023968 | 0.00042235 | 0.00029786 | 0.00022554 | 0.00014583 | 0.00044327 | 1.701e-05 | 3.3707e-08
5291 | 0.00043511 | 0.00019466 | 0.00018231 | 0.00038 | 0.00019587 | 0.00036853 | 0.00024224 | 0.00042475 | 0.00027663 | 0.00039528 | 0.00024631 | 0.00018543 | 0.00046042 | 0.00033605 | 0.00025393 | 0.00015813 | 0.0004621 | 1.6114e-05 | 1.9529e-07
5292 | 0.00045838 | 0.00018155 | 0.00024556 | 0.00033276 | 0.00020758 | 0.00034268 | 0.00023029 | 0.00040653 | 0.0002148 | 0.0002877 | 0.00012116 | 0.00017361 | 0.00043383 | 0.00033077 | 0.00019911 | 0.00017482 | 0.00040874 | 3.4546e-05 | 1.684e-06
5293 | 0.00043017 | 0.00020963 | 0.00021743 | 0.0002402 | 0.0001298 | 0.00029574 | 0.00024605 | 0.00036017 | 0.00021516 | 0.00020441 | 0.00025076 | 0.00024739 | 0.000427 | 0.00032387 | 0.00014767 | 0.0001801 | 0.00031028 | 4.3331e-05 | 2.8176e-06
5294 | 0.00037013 | 0.00018449 | 0.00020747 | 0.00030158 | 0.00019041 | 0.00025437 | 0.00025453 | 0.0003377 | 0.00024967 | 0.00035734 | 0.0003261 | 0.00026781 | 0.00044403 | 0.00022353 | 0.00026646 | 0.00018907 | 0.00015331 | 3.9789e-05 | 7.5038e-07
5295 | 0.00020054 | 0.0001501 | 0.00021951 | 0.00027276 | 0.00014898 | 0.00021091 | 0.00028555 | 0.00028582 | 0.0002465 | 0.00022528 | 0.00029094 | 0.00021695 | 0.00032292 | 0.00012922 | 0.00018461 | 0.00014415 | 0.00021392 | 2.2785e-05 | 3.5456e-07
5296 | 0.00013319 | 0.0002022 | 0.00021273 | 0.00016606 | 0.00010024 | 0.00017403 | 0.0002569 | 0.0001978 | 0.00024099 | 0.00010902 | 0.00036561 | 0.00012573 | 0.00023627 | 0.00020721 | 0.00024941 | 0.00016363 | 0.00022192 | 1.5066e-05 | 1.4185e-06
5297 | 8.9856e-05 | 0.00017717 | 0.00015678 | 0.00010404 | 8.5797e-05 | 0.000107 | 0.00016853 | 0.00011924 | 0.00016707 | 7.8255e-05 | 0.00018914 | 0.00010121 | 0.00013168 | 0.00020727 | 0.00014818 | 0.00013723 | 0.00010478 | 1.2576e-05 | 3.5698e-06
5298 | 2.0763e-05 | 0.00012025 | 9.5239e-05 | 5.5761e-05 | 3.4344e-05 | 8.1571e-05 | 8.3006e-05 | 7.0371e-05 | 0.00010866 | 6.0286e-05 | 9.6397e-05 | 7.8059e-05 | 3.5793e-05 | 0.00016505 | 5.7912e-05 | 5.81e-05 | 2.8558e-05 | 1.1286e-05 | 4.4174e-06
5299 | 1.2789e-05 | 4.2387e-05 | 2.4249e-05 | 2.3774e-05 | 1.837e-06 | 5.9999e-05 | 3.1641e-05 | 4.3694e-05 | 7.0441e-05 | 2.0871e-05 | 3.0644e-05 | 4.0247e-05 | 1.3547e-05 | 0.0001211 | 1.3876e-05 | 8.8982e-06 | 6.0179e-06 | 1.0187e-05 | 1.3456e-06
5300 | 8.9004e-06 | 1.573e-05 | 6.8331e-06 | 9.2963e-06 | 0 | 4.7152e-05 | 1.6349e-05 | 3.1338e-05 | 3.9265e-05 | 1.0688e-05 | 5.863e-06 | 2.5594e-05 | 9.085e-06 | 6.6306e-05 | 6.323e-06 | 0 | 4.9726e-06 | 9.4943e-06 | 7.2615e-07
5301 | 1.6316e-06 | 8.9852e-06 | 3.029e-06 | 2.8373e-06 | 0 | 2.4683e-05 | 9.0246e-06 | 2.0628e-05 | 1.3533e-05 | 6.9752e-06 | 0 | 1.2548e-05 | 6.3933e-06 | 1.9232e-05 | 7.1584e-07 | 0 | 2.0269e-06 | 1.9183e-05 | 4.9831e-07
5302 | 1.3822e-07 | 2.6138e-06 | 1.4527e-06 | 0 | 0 | 6.0526e-06 | 3.552e-06 | 7.9356e-06 | 3.5444e-06 | 2.5858e-07 | 0 | 3.1952e-06 | 1.1642e-06 | 3.0687e-06 | 0 | 0 | 0 | 2.0511e-05 | 3.9311e-07
5303 | 0 | 4.3535e-08 | 4.2193e-07 | 0 | 0 | 8.6511e-07 | 6.7805e-08 | 1.7501e-06 | 1.8008e-07 | 0 | 0 | 7.4188e-07 | 1.0916e-09 | 6.8817e-07 | 0 | 0 | 0 | 2.1149e-05 | 2.6054e-08
5304 | 0 | 8.7595e-11 | 2.5411e-08 | 0 | 0 | 1.3475e-07 | 1.5627e-08 | 2.7395e-07 | 0 | 0 | 0 | 9.4113e-08 | 1.1453e-09 | 8.7562e-08 | 0 | 0 | 0 | 1.5526e-05 | 4.0728e-07
5305 | 0 | 5.0017e-07 | 2.3995e-11 | 0 | 0 | 2.0454e-09 | 0 | 5.7781e-09 | 4.713e-10 | 0 | 0 | 8.3052e-09 | 2.4605e-09 | 2.4668e-09 | 0 | 0 | 0 | 7.6617e-06 | 1.2865e-06
5306 | 0 | 5.4922e-07 | 0 | 0 | 0 | 2.3658e-07 | 0 | 0 | 2.3565e-10 | 0 | 0 | 3.4279e-07 | 1.4942e-09 | 9.6695e-11 | 0 | 0 | 0 | 4.7477e-06 | 5.9565e-07
5307 | 0 | 5.9127e-08 | 0 | 0 | 0 | 2.8029e-07 | 0 | 0 | 0 | 0 | 0 | 4.2818e-07 | 1.2526e-09 | 9.922e-09 | 0 | 0 | 0 | 3.7146e-06 | 1.3661e-07
5308 | 0 | 0 | 0 | 0 | 0 | 1.873e-07 | 0 | 0 | 0 | 0 | 0 | 4.2857e-07 | 1.2526e-09 | 1.2893e-10 | 0 | 0 | 0 | 3.5252e-06 | 6.2125e-08
5309 | 2.5916e-07 | 9.667e-08 | 4.7901e-08 | 1.0597e-07 | 0 | 2.0797e-07 | 8.2837e-08 | 1.548e-07 | 3.0276e-07 | 4.3408e-08 | 8.511e-08 | 1.0722e-07 | 1.475e-08 | 4.7893e-08 | 2.4891e-07 | 2.542e-08 | 2.5579e-07 | 4.3072e-06 | 4.5934e-08
5310 | 2.6612e-05 | 1.4836e-05 | 2.0996e-05 | 2.1714e-05 | 1.9587e-05 | 2.1916e-05 | 1.6841e-05 | 2.1406e-05 | 2.1621e-05 | 1.9186e-05 | 1.851e-05 | 1.961e-05 | 1.573e-05 | 1.7505e-05 | 2.1608e-05 | 1.4007e-05 | 3.2153e-05 | 4.5335e-06 | 4.4624e-07
5311 | 0.00011051 | 6.6839e-05 | 0.0001007 | 0.00010766 | 0.00010165 | 9.8699e-05 | 7.5074e-05 | 0.00010427 | 9.3658e-05 | 0.00010754 | 8.9067e-05 | 8.8211e-05 | 0.00010142 | 8.5477e-05 | 9.8943e-05 | 8.7038e-05 | 0.00014755 | 2.7548e-06 | 5.5343e-08
5312 | 0.00022567 | 0.00013879 | 0.00020982 | 0.00021288 | 0.00023644 | 0.00021849 | 0.00017155 | 0.00023779 | 0.00021581 | 0.00024278 | 0.00018843 | 0.00018464 | 0.00024621 | 0.00018489 | 0.00020582 | 0.00018959 | 0.00029319 | 4.1422e-07 | 9.7865e-09
5313 | 0.00032767 | 0.00024583 | 0.00031532 | 0.00032669 | 0.00031311 | 0.00033961 | 0.0003003 | 0.00035596 | 0.00035085 | 0.00036636 | 0.00029551 | 0.00033744 | 0.00035094 | 0.00026707 | 0.00036575 | 0.00026122 | 0.0003913 | 8.3259e-08 | 2.5522e-08
5314 | 0.00041978 | 0.0003381 | 0.00039975 | 0.0003827 | 0.00041592 | 0.00041151 | 0.00039639 | 0.0004231 | 0.00042443 | 0.00042228 | 0.00036533 | 0.00039057 | 0.00041249 | 0.00031467 | 0.00045161 | 0.00034219 | 0.00043344 | 5.3057e-07 | 3.4196e-08
5315 | 0.0004568 | 0.00040372 | 0.00044409 | 0.00033456 | 0.00046635 | 0.00045224 | 0.0004531 | 0.00045726 | 0.0004564 | 0.00046188 | 0.00038147 | 0.0004447 | 0.00044445 | 0.00036082 | 0.00051658 | 0.00042244 | 0.00049776 | 1.8275e-06 | 1.868e-07
5316 | 0.00049229 | 0.00043552 | 0.00045595 | 0.00039089 | 0.00046755 | 0.00046425 | 0.00049478 | 0.000467 | 0.00048451 | 0.00049779 | 0.00042088 | 0.00044568 | 0.00042772 | 0.00041769 | 0.00051736 | 0.00041278 | 0.00052365 | 4.7021e-06 | 2.4516e-07
5317 | 0.00050981 | 0.00044412 | 0.00047531 | 0.00042075 | 0.00048174 | 0.00047892 | 0.0004954 | 0.00046968 | 0.00050479 | 0.0004958 | 0.00044866 | 0.00047234 | 0.00040448 | 0.000476 | 0.00046032 | 0.00042879 | 0.00050361 | 1.3201e-05 | 4.0794e-07
5318 | 0.00045716 | 0.00047261 | 0.00046766 | 0.00041268 | 0.00044688 | 0.00046383 | 0.0004712 | 0.00044624 | 0.00049294 | 0.00047434 | 0.00043312 | 0.00046709 | 0.00036646 | 0.00046982 | 0.00042339 | 0.00043716 | 0.00042801 | 1.4059e-05 | 2.2816e-07
5319 | 0.00036675 | 0.00042562 | 0.00041497 | 0.00038359 | 0.00041806 | 0.00040325 | 0.00041238 | 0.00037208 | 0.00040511 | 0.00038457 | 0.00040976 | 0.00042024 | 0.00028766 | 0.00040551 | 0.00031656 | 0.00039231 | 0.00033133 | 1.689e-05 | 8.2797e-08
5320 | 0.00026893 | 0.00034449 | 0.00033638 | 0.00028739 | 0.00032354 | 0.00029982 | 0.00029766 | 0.00027067 | 0.00030503 | 0.00023784 | 0.00036605 | 0.00032838 | 0.00021748 | 0.0003474 | 0.00018203 | 0.00033821 | 0.00024373 | 1.9756e-05 | 3.7105e-08
5321 | 0.00015176 | 0.00023661 | 0.00022215 | 0.00016908 | 0.00017581 | 0.00017614 | 0.00017442 | 0.00015727 | 0.00017036 | 0.00014246 | 0.00024163 | 0.00020768 | 0.00012933 | 0.00025873 | 8.3788e-05 | 0.00020464 | 0.00011683 | 2.1134e-05 | 0
5322 | 7.1756e-05 | 0.00013424 | 0.00011969 | 6.474e-05 | 4.9414e-05 | 9.6782e-05 | 8.6574e-05 | 7.6776e-05 | 0.00010171 | 9.4781e-05 | 0.00013778 | 0.00010154 | 5.3178e-05 | 0.00017476 | 3.0211e-05 | 9.2699e-05 | 2.9414e-05 | 1.6833e-05 | 0
5323 | 3.0751e-05 | 0.00010011 | 5.968e-05 | 2.6538e-05 | 1.0184e-06 | 6.3839e-05 | 3.8927e-05 | 4.4614e-05 | 8.7712e-05 | 2.9373e-05 | 5.6351e-05 | 5.8659e-05 | 1.2897e-05 | 0.00013111 | 9.6949e-06 | 4.4329e-05 | 6.4104e-06 | 1.207e-05 | 0
5324 | 8.5159e-06 | 7.8052e-05 | 3.5545e-05 | 1.2497e-05 | 0 | 5.873e-05 | 3.6293e-05 | 3.2845e-05 | 7.652e-05 | 1.271e-05 | 2.7604e-05 | 4.6628e-05 | 9.5889e-06 | 0.0001098 | 7.5299e-06 | 2.1479e-05 | 5.927e-06 | 9.1239e-06 | 0
5325 | 1.1109e-06 | 3.1702e-05 | 1.9214e-05 | 4.0459e-06 | 0 | 3.6376e-05 | 2.0522e-05 | 2.2142e-05 | 4.7842e-05 | 7.542e-06 | 6.1155e-06 | 2.6286e-05 | 6.736e-06 | 4.4783e-05 | 7.5335e-06 | 1.4456e-05 | 5.5608e-06 | 7.6681e-06 | 0
5326 | 3.0809e-07 | 1.4232e-05 | 6.5477e-06 | 0 | 0 | 1.1938e-05 | 1.0571e-05 | 9.5114e-06 | 1.6784e-05 | 5.5113e-06 | 1.1548e-09 | 1.1595e-05 | 1.3114e-06 | 7.3986e-06 | 6.6691e-06 | 0 | 2.3102e-06 | 4e-06 | 0
5327 | 1.313e-07 | 5.6704e-06 | 1.2148e-06 | 0 | 0 | 2.2771e-06 | 2.2131e-06 | 1.8746e-06 | 4.5476e-06 | 7.8901e-07 | 0 | 3.3846e-06 | 1.4853e-09 | 7.6161e-07 | 2.2834e-07 | 0 | 0 | 2.9024e-06 | 0
5328 | 0 | 1.0283e-06 | 4.2772e-07 | 0 | 0 | 3.2569e-07 | 1.6798e-07 | 2.9385e-07 | 1.0275e-06 | 0 | 0 | 3.9534e-07 | 1.1632e-09 | 1.3876e-07 | 0 | 0 | 0 | 1.0804e-06 | 0
5329 | 0 | 5.0061e-07 | 1.8951e-07 | 0 | 0 | 1.0079e-07 | 3.5338e-08 | 3.1202e-08 | 1.2112e-07 | 0 | 0 | 4.8137e-08 | 2.4516e-09 | 3.0126e-08 | 0 | 0 | 0 | 2.6988e-06 | 0
5330 | 0 | 5.4659e-07 | 2.7835e-09 | 0 | 0 | 2.2859e-07 | 0 | 0 | 6.6807e-08 | 0 | 0 | 3.9645e-07 | 1.3421e-09 | 1.9984e-10 | 0 | 0 | 0 | 2.4536e-06 | 0
5331 | 0 | 5.4659e-07 | 0 | 0 | 0 | 2.801e-07 | 0 | 0 | 5.3728e-08 | 0 | 0 | 4.5294e-07 | 1.0916e-09 | 1.2893e-11 | 0 | 0 | 0 | 1.3096e-06 | 0
5332 | 0 | 3.8016e-07 | 1.4397e-10 | 0 | 0 | 2.7973e-07 | 0 | 0 | 4.713e-10 | 0 | 0 | 4.4434e-07 | 1.2884e-09 | 0 | 0 | 0 | 0 | 8.3054e-07 | 0
5333 | 3.0808e-07 | 2.2479e-07 | 4.6784e-08 | 1.4425e-07 | 4.0113e-09 | 5.3517e-07 | 2.6746e-07 | 1.6428e-07 | 4.0264e-07 | 6.0909e-08 | 2.3197e-08 | 1.3418e-07 | 2.6513e-08 | 6.2471e-08 | 1.5925e-07 | 8.0928e-08 | 6.9602e-07 | 3.9682e-08 | 0
5334 | 2.8494e-05 | 2.8457e-05 | 1.8741e-05 | 1.6405e-05 | 2.2172e-05 | 2.2821e-05 | 2.3569e-05 | 2.2116e-05 | 2.9534e-05 | 1.9243e-05 | 1.0031e-05 | 2.2024e-05 | 1.693e-05 | 1.6219e-05 | 1.7621e-05 | 2.4203e-05 | 3.0297e-05 | 1.3102e-07 | 0
5335 | 0.00013431 | 0.00010913 | 6.8901e-05 | 7.2114e-05 | 0.00010224 | 9.548e-05 | 9.7401e-05 | 9.8842e-05 | 0.00010231 | 0.00010179 | 6.2353e-05 | 0.00010913 | 0.0001073 | 8.2995e-05 | 7.7791e-05 | 0.00011056 | 0.00012797 | 1.1443e-06 | 0
5336 | 0.00026573 | 0.00019319 | 0.00019478 | 0.00016489 | 0.00024951 | 0.00020488 | 0.00022462 | 0.00021552 | 0.00021299 | 0.00023993 | 0.00017795 | 0.00023859 | 0.00024616 | 0.00017938 | 0.00018857 | 0.00021003 | 0.00026831 | 4.6553e-07 | 5.3736e-09
5337 | 0.0003715 | 0.00031592 | 0.00033606 | 0.00027055 | 0.00037592 | 0.00031587 | 0.00036372 | 0.00031853 | 0.00034741 | 0.00035617 | 0.00028563 | 0.00035125 | 0.0003566 | 0.00026561 | 0.00035665 | 0.00029977 | 0.00039073 | 7.9606e-07 | 5.008e-08
5338 | 0.00041811 | 0.00038681 | 0.00038828 | 0.00032222 | 0.00042475 | 0.00038139 | 0.00041431 | 0.00039143 | 0.00041005 | 0.00043344 | 0.00031421 | 0.00040417 | 0.00041097 | 0.00031952 | 0.00038592 | 0.00034603 | 0.00045729 | 3.6321e-06 | 3.3769e-06
5339 | 0.00047738 | 0.00038999 | 0.00042487 | 0.00040748 | 0.00043716 | 0.00043568 | 0.00044149 | 0.00043665 | 0.000441 | 0.00046871 | 0.0003595 | 0.00043469 | 0.00042476 | 0.00036001 | 0.00032289 | 0.00038556 | 0.00052411 | 7.1524e-06 | 8.3849e-06
5340 | 0.00047207 | 0.00039738 | 0.00045959 | 0.00039443 | 0.00040559 | 0.00045019 | 0.00045583 | 0.00045289 | 0.00044704 | 0.00051157 | 0.00041645 | 0.0004644 | 0.00036432 | 0.00040975 | 0.000363 | 0.0003849 | 0.00050689 | 9.3454e-06 | 9.4654e-06
5341 | 0.00048558 | 0.00040539 | 0.0004355 | 0.00039558 | 0.00023475 | 0.00045447 | 0.00041402 | 0.00043548 | 0.00043823 | 0.00048889 | 0.00037838 | 0.00047815 | 0.00029075 | 0.00043932 | 0.00037538 | 0.00039803 | 0.00051003 | 1.395e-05 | 6.8901e-06
5342 | 0.00042696 | 0.00038777 | 0.0003715 | 0.00036639 | 0.00022582 | 0.00045224 | 0.00031839 | 0.00040936 | 0.000409 | 0.00044935 | 0.00028395 | 0.00042028 | 0.00025557 | 0.0004379 | 0.00028755 | 0.00035502 | 0.00046757 | 1.9691e-05 | 3.8775e-06
5343 | 0.00033421 | 0.00031147 | 0.00030049 | 0.00033651 | 0.00026365 | 0.00040262 | 0.00023332 | 0.00034605 | 0.00034381 | 0.00036722 | 0.00023497 | 0.00036005 | 0.00026633 | 0.0003896 | 0.00017309 | 0.00031383 | 0.00037927 | 2.1741e-05 | 4.2561e-06
5344 | 0.00026233 | 0.00026625 | 0.00023549 | 0.00024557 | 0.00015321 | 0.00029413 | 0.00020557 | 0.00025719 | 0.00025238 | 0.0002167 | 0.00028208 | 0.00026545 | 0.00023956 | 0.00032088 | 0.00013782 | 0.00022626 | 0.00029587 | 2.3612e-05 | 2.9729e-06
5345 | 0.00013372 | 0.00018573 | 0.00021185 | 0.00013727 | 4.0649e-05 | 0.00017203 | 0.00014887 | 0.00015333 | 0.00016818 | 0.00012141 | 0.00027082 | 0.00017189 | 0.00014361 | 0.0002389 | 0.00016898 | 9.8136e-05 | 0.00013839 | 1.9915e-05 | 3.0904e-06
5346 | 4.9844e-05 | 0.00011053 | 0.00012824 | 5.5106e-05 | 1.018e-05 | 9.2624e-05 | 9.2093e-05 | 7.5543e-05 | 0.00010391 | 3.9902e-05 | 0.00013256 | 9.5718e-05 | 5.553e-05 | 0.00017304 | 7.1449e-05 | 6.7578e-05 | 3.8794e-05 | 1.8694e-05 | 2.0966e-06
5347 | 1.223e-05 | 9.6608e-05 | 5.3715e-05 | 2.4407e-05 | 2.3472e-07 | 6.2669e-05 | 4.0233e-05 | 4.3154e-05 | 8.6659e-05 | 2.5752e-05 | 5.1706e-05 | 5.4978e-05 | 1.2344e-05 | 0.00013006 | 8.786e-06 | 4.4358e-05 | 6.2166e-06 | 2.2943e-05 | 5.8728e-07
5348 | 8.9823e-06 | 6.8151e-05 | 3.2984e-05 | 9.6352e-06 | 0 | 5.7553e-05 | 3.1242e-05 | 3.1336e-05 | 7.3354e-05 | 1.2303e-05 | 2.7876e-05 | 3.6809e-05 | 7.4543e-06 | 0.00010343 | 7.5317e-06 | 1.9623e-05 | 5.533e-06 | 3.0855e-05 | 7.718e-07
5349 | 3.5072e-06 | 2.52e-05 | 1.6547e-05 | 3.2903e-06 | 0 | 3.506e-05 | 1.7531e-05 | 2.175e-05 | 4.1475e-05 | 9.1967e-06 | 4.7641e-06 | 2.1644e-05 | 3.7806e-06 | 3.5041e-05 | 7.5263e-06 | 2.9074e-07 | 4.9659e-06 | 2.7068e-05 | 8.7764e-07
5350 | 3.0834e-07 | 1.0019e-05 | 6.8894e-06 | 0 | 0 | 1.1414e-05 | 9.029e-06 | 8.1501e-06 | 1.4185e-05 | 4.708e-06 | 0 | 1.0237e-05 | 2.0024e-07 | 5.9425e-06 | 6.7688e-06 | 0 | 1.9907e-06 | 1.9126e-05 | 1.7654e-06
5351 | 1.3154e-07 | 4.3024e-06 | 1.0268e-06 | 0 | 0 | 2.1334e-06 | 2.2638e-06 | 1.862e-06 | 4.7428e-06 | 8.1457e-07 | 0 | 2.6535e-06 | 1.02e-09 | 7.9244e-07 | 2.8271e-07 | 0 | 0 | 2.2109e-05 | 1.6758e-06
5352 | 0 | 5.6262e-07 | 3.2667e-07 | 0 | 0 | 3.3022e-07 | 5.0407e-08 | 2.8568e-07 | 1.07e-06 | 0 | 0 | 3.2694e-07 | 8.5895e-10 | 1.4626e-07 | 0 | 0 | 0 | 2.7763e-05 | 7.6808e-07
5353 | 0 | 5.0061e-07 | 8.4607e-08 | 0 | 0 | 3.8612e-07 | 0 | 3.0624e-08 | 1.0039e-07 | 0 | 0 | 4.1411e-08 | 2.1116e-09 | 5.2623e-09 | 0 | 0 | 0 | 3.344e-05 | 2.9474e-07
5354 | 0 | 5.4659e-07 | 9.0942e-09 | 0 | 0 | 5.7305e-07 | 0 | 0 | 2.3565e-10 | 0 | 0 | 3.6892e-07 | 1.0021e-09 | 7.7356e-11 | 0 | 0 | 0 | 3.8849e-05 | 4.7712e-07
5355 | 0 | 5.4659e-07 | 1.1998e-10 | 0 | 0 | 2.7973e-07 | 0 | 0 | 1.4139e-08 | 0 | 0 | 4.5252e-07 | 1.1095e-09 | 3.6529e-11 | 0 | 0 | 0 | 4.0333e-05 | 5.2761e-07
5356 | 0 | 4.0162e-07 | 0 | 0 | 0 | 2.8995e-07 | 0 | 0 | 0 | 0 | 1.1548e-09 | 4.0868e-07 | 1.199e-09 | 0 | 0 | 0 | 0 | 3.7315e-05 | 5.5565e-07
5357 | 3.555e-07 | 1.9595e-07 | 5.3184e-08 | 8.4086e-08 | 0 | 4.598e-07 | 1.9939e-07 | 1.4108e-07 | 3.638e-07 | 2.748e-08 | 1.6378e-07 | 8.4458e-08 | 1.9682e-08 | 4.8522e-08 | 9.8451e-08 | 9.9084e-08 | 4.1688e-07 | 3.809e-05 | 2.6836e-06
5358 | 3.0028e-05 | 2.3501e-05 | 1.9759e-05 | 2.2245e-05 | 1.9442e-05 | 1.9926e-05 | 2.2512e-05 | 2.2116e-05 | 2.807e-05 | 1.8507e-05 | 1.5793e-05 | 2.0575e-05 | 1.6433e-05 | 1.6538e-05 | 2.1572e-05 | 1.9547e-05 | 2.7583e-05 | 3.4212e-05 | 1.2495e-06
5359 | 0.00014612 | 0.00010028 | 0.00010045 | 0.00010741 | 0.00010818 | 9.2958e-05 | 8.9349e-05 | 0.00010276 | 0.00011122 | 0.00010693 | 6.3764e-05 | 0.00010911 | 0.00010875 | 8.4908e-05 | 8.6374e-05 | 8.8409e-05 | 0.00013878 | 2.782e-05 | 3.7397e-07
5360 | 0.00027356 | 0.0002059 | 0.00022405 | 0.00021028 | 0.00024872 | 0.00020921 | 0.00020185 | 0.00020853 | 0.00022216 | 0.00024667 | 0.00017176 | 0.000245 | 0.00023577 | 0.00018457 | 0.00020545 | 0.00020403 | 0.0002856 | 2.4221e-05 | 2.2968e-07
5361 | 0.00038165 | 0.00032426 | 0.00033211 | 0.00028695 | 0.00037972 | 0.0003247 | 0.00033671 | 0.00030304 | 0.00031235 | 0.00036556 | 0.00029806 | 0.00036225 | 0.00033057 | 0.00027209 | 0.00025562 | 0.00032005 | 0.00040408 | 2.3707e-05 | 1.5553e-06
5362 | 0.00042558 | 0.00038808 | 0.00039468 | 0.00038747 | 0.0004547 | 0.00038614 | 0.00039604 | 0.00035944 | 0.00039222 | 0.00046498 | 0.0003478 | 0.00041423 | 0.00037493 | 0.00033478 | 0.00041371 | 0.00039374 | 0.00047419 | 2.348e-05 | 3.7692e-06
5363 | 0.00047052 | 0.00042033 | 0.00042712 | 0.00040597 | 0.00042261 | 0.00044137 | 0.0004158 | 0.00042141 | 0.00043077 | 0.00051532 | 0.00034728 | 0.00047131 | 0.00037327 | 0.00038662 | 0.00038763 | 0.00041776 | 0.00052772 | 1.7711e-05 | 6.1384e-06
5364 | 0.00048725 | 0.00043505 | 0.00046541 | 0.00043045 | 0.00045332 | 0.00046319 | 0.00043799 | 0.00044019 | 0.00043418 | 0.00052752 | 0.00040644 | 0.00048776 | 0.00034941 | 0.00043303 | 0.0003565 | 0.00048508 | 0.00054189 | 1.7028e-05 | 1.0871e-05
5365 | 0.00049643 | 0.0004507 | 0.00043875 | 0.00042278 | 0.00048541 | 0.00047506 | 0.0004269 | 0.00045443 | 0.00043331 | 0.00047285 | 0.00039118 | 0.00048537 | 0.00032404 | 0.00046076 | 0.00038258 | 0.00048289 | 0.00053963 | 3.192e-05 | 1.7638e-05
5366 | 0.00044951 | 0.00044317 | 0.00043275 | 0.00036683 | 0.00035217 | 0.00045513 | 0.00040629 | 0.0004345 | 0.00041664 | 0.00044289 | 0.000384 | 0.00047239 | 0.00033498 | 0.00042921 | 0.00033468 | 0.00044192 | 0.00048943 | 3.7014e-05 | 8.3296e-06
5367 | 0.00037071 | 0.00038674 | 0.00037771 | 0.00030436 | 0.00024563 | 0.00038505 | 0.00034368 | 0.00037467 | 0.00035934 | 0.00040732 | 0.00029933 | 0.00040242 | 0.00030647 | 0.00039082 | 0.00030114 | 0.00033959 | 0.00039683 | 3.4315e-05 | 7.0767e-06
5368 | 0.0002689 | 0.00032966 | 0.0003154 | 0.00025198 | 0.00016827 | 0.00029888 | 0.00023147 | 0.0002806 | 0.00026441 | 0.00030589 | 0.00022697 | 0.00030833 | 0.00025664 | 0.00034836 | 0.00013246 | 0.00031161 | 0.00027127 | 3.4327e-05 | 6.6363e-06
5369 | 0.00014316 | 0.00023225 | 0.00021563 | 0.00015732 | 0.00013734 | 0.00017568 | 0.00013398 | 0.00016584 | 0.0001641 | 0.00018724 | 0.00014209 | 0.00018299 | 0.00015307 | 0.00025979 | 7.414e-05 | 0.00020529 | 0.00014273 | 2.9713e-05 | 4.8209e-06
5370 | 4.6114e-05 | 0.0001314 | 0.00011129 | 6.2025e-05 | 3.6378e-05 | 9.4703e-05 | 7.3135e-05 | 7.8959e-05 | 0.00010147 | 7.8181e-05 | 0.00012589 | 9.3019e-05 | 5.0265e-05 | 0.00017417 | 3.4728e-05 | 8.3686e-05 | 3.6284e-05 | 2.5073e-05 | 3.4143e-06
5371 | 1.2408e-05 | 9.6915e-05 | 6.0407e-05 | 2.596e-05 | 5.5362e-07 | 6.3244e-05 | 3.9452e-05 | 4.4889e-05 | 8.6077e-05 | 2.9089e-05 | 5.0057e-05 | 5.5544e-05 | 1.1728e-05 | 0.00012997 | 1.1092e-05 | 4.4284e-05 | 6.2849e-06 | 2.3308e-05 | 2.2442e-06
5372 | 1.0251e-05 | 7.794e-05 | 3.6431e-05 | 1.0706e-05 | 0 | 5.7115e-05 | 3.4745e-05 | 3.1827e-05 | 7.3954e-05 | 1.4324e-05 | 2.9209e-05 | 4.6793e-05 | 9.0868e-06 | 0.00010891 | 7.5263e-06 | 2.107e-05 | 5.5363e-06 | 2.3037e-05 | 1.8153e-06
5373 | 2.3322e-06 | 3.1122e-05 | 1.7369e-05 | 4.1485e-06 | 0 | 3.5363e-05 | 1.7837e-05 | 2.1127e-05 | 4.3543e-05 | 9.5207e-06 | 5.6863e-06 | 2.6634e-05 | 4.7985e-06 | 4.0704e-05 | 4.6502e-06 | 1.4428e-05 | 5.1112e-06 | 2.6424e-05 | 2.3585e-06
5374 | 3.0858e-07 | 1.1863e-05 | 6.9176e-06 | 0 | 0 | 1.1423e-05 | 8.6809e-06 | 8.2237e-06 | 1.4153e-05 | 6.6468e-06 | 0 | 1.1583e-05 | 2.4714e-07 | 7.923e-06 | 1.8123e-08 | 0 | 2.0475e-06 | 2.2098e-05 | 1.723e-06
5375 | 1.2734e-07 | 4.1622e-06 | 1.3107e-06 | 0 | 0 | 1.9426e-06 | 2.4094e-06 | 1.7526e-06 | 3.471e-06 | 1.5574e-06 | 0 | 3.4429e-06 | 1.4853e-09 | 1.0037e-06 | 0 | 0 | 0 | 2.4357e-05 | 2.0263e-06
5376 | 0 | 2.0918e-07 | 5.3586e-07 | 0 | 0 | 3.4337e-07 | 1.1363e-07 | 2.9106e-07 | 8.7627e-07 | 0 | 1.1548e-09 | 3.0684e-07 | 8.9474e-10 | 2.5352e-07 | 0 | 0 | 0 | 2.2487e-05 | 1.3341e-06
5377 | 0 | 5.0061e-07 | 2.1457e-07 | 0 | 0 | 2.0211e-07 | 4.9232e-08 | 3.0046e-08 | 1.2195e-07 | 0 | 0 | 5.2778e-08 | 2.5232e-09 | 5.5627e-08 | 0 | 0 | 0 | 1.9089e-05 | 9.4738e-07
5378 | 0 | 5.4659e-07 | 8.6383e-09 | 0 | 0 | 4.0472e-07 | 0 | 0 | 1.8498e-08 | 0 | 0 | 3.6853e-07 | 1.1453e-09 | 1.179e-08 | 0 | 0 | 0 | 1.6963e-05 | 7.3423e-07
5379 | 0 | 5.4615e-07 | 1.4397e-10 | 0 | 0 | 2.9279e-07 | 0 | 0 | 1.4846e-08 | 0 | 0 | 4.4912e-07 | 1.0379e-09 | 3.2709e-08 | 0 | 0 | 0 | 1.271e-05 | 4.4503e-07
5380 | 0 | 4.0031e-07 | 2.3995e-11 | 0 | 0 | 2.7991e-07 | 0 | 0 | 2.3565e-10 | 0 | 0 | 4.2603e-07 | 1.0558e-09 | 1.2708e-07 | 0 | 0 | 0 | 1.0744e-05 | 1.3678e-07
5381 | 3.1979e-07 | 1.4962e-07 | 3.3623e-08 | 1.9644e-07 | 0 | 5.1847e-07 | 8.2532e-08 | 1.437e-07 | 3.0463e-07 | 3.7509e-08 | 7.0444e-09 | 1.1628e-07 | 3.5709e-08 | 1.7525e-07 | 3.7604e-09 | 7.4702e-08 | 5.3071e-07 | 1.0162e-05 | 7.3765e-08
5382 | 3.1551e-05 | 2.2747e-05 | 2.1248e-05 | 2.1745e-05 | 1.6268e-05 | 2.2656e-05 | 2.0709e-05 | 1.9402e-05 | 2.4935e-05 | 2.3564e-05 | 1.4199e-05 | 1.9025e-05 | 1.9167e-05 | 1.6221e-05 | 1.805e-05 | 1.5783e-05 | 3.2436e-05 | 9.6833e-06 | 5.3248e-08
5383 | 0.00014373 | 9.4989e-05 | 0.00010035 | 0.00010502 | 0.00011026 | 0.00010437 | 9.9315e-05 | 9.4357e-05 | 0.00010602 | 0.00011478 | 7.7876e-05 | 0.000114 | 0.00011479 | 7.924e-05 | 9.3492e-05 | 8.6417e-05 | 0.00014447 | 6.3469e-06 | 1.1145e-07
5384 | 0.00027828 | 0.00020649 | 0.00020849 | 0.00019768 | 0.00023587 | 0.00022757 | 0.00020751 | 0.00020415 | 0.00023146 | 0.00023958 | 0.00014843 | 0.00019259 | 0.0002516 | 0.00018016 | 0.00018195 | 0.00018658 | 0.0002748 | 3.5119e-06 | 2.0166e-06
5385 | 0.00038571 | 0.00031637 | 0.00029904 | 0.00032513 | 0.00036418 | 0.00034494 | 0.00031147 | 0.00031998 | 0.00034534 | 0.00036966 | 0.00023176 | 0.00033954 | 0.00037621 | 0.00026421 | 0.00032766 | 0.00027334 | 0.00036871 | 2.2777e-06 | 6.1223e-06
5386 | 0.00045126 | 0.00036144 | 0.00038101 | 0.00041791 | 0.00041095 | 0.00041724 | 0.00036766 | 0.00041606 | 0.00041165 | 0.00045484 | 0.00035529 | 0.00040974 | 0.00047061 | 0.00032536 | 0.0003099 | 0.0003125 | 0.00047813 | 2.761e-06 | 9.4635e-06
5387 | 0.0004657 | 0.00039963 | 0.00040964 | 0.0004601 | 0.00044288 | 0.00046725 | 0.00043029 | 0.00048164 | 0.00043582 | 0.00044317 | 0.0004272 | 0.00040452 | 0.00052112 | 0.00036945 | 0.00029706 | 0.00038896 | 0.00053842 | 4.9836e-06 | 1.325e-05
5388 | 0.00046138 | 0.00041875 | 0.00043012 | 0.00048351 | 0.00051234 | 0.00049349 | 0.00044729 | 0.00049953 | 0.00044278 | 0.00044374 | 0.00044564 | 0.00034323 | 0.00051799 | 0.0004323 | 0.00037204 | 0.00041771 | 0.00053856 | 8.0146e-06 | 1.9063e-05
5389 | 0.00047153 | 0.00044356 | 0.00043597 | 0.00047772 | 0.00049552 | 0.00050217 | 0.00044065 | 0.00050437 | 0.00045437 | 0.00042684 | 0.00046017 | 0.00042714 | 0.00051872 | 0.00046986 | 0.0003552 | 0.00043046 | 0.00052621 | 2.2261e-05 | 1.431e-05
5390 | 0.00045588 | 0.00045008 | 0.00044787 | 0.00043016 | 0.00044731 | 0.00047167 | 0.00043294 | 0.00047988 | 0.00041384 | 0.00045477 | 0.00045702 | 0.00043445 | 0.00047469 | 0.00045814 | 0.00031015 | 0.00040527 | 0.00050631 | 2.4347e-05 | 9.652e-06
5391 | 0.00035916 | 0.00039489 | 0.00039379 | 0.00036197 | 0.00038432 | 0.00039027 | 0.0003868 | 0.00040548 | 0.00035215 | 0.00039344 | 0.00041922 | 0.00038334 | 0.00039157 | 0.00039305 | 0.0002616 | 0.0003154 | 0.00041653 | 2.5847e-05 | 1.8489e-05
5392 | 0.00025196 | 0.00032385 | 0.00032523 | 0.00027133 | 0.00026032 | 0.00027403 | 0.00029101 | 0.00030069 | 0.00025236 | 0.00031869 | 0.00035839 | 0.0002875 | 0.00027361 | 0.00034562 | 0.0002491 | 0.00029748 | 0.00029407 | 2.3e-05 | 3.2582e-05
5393 | 0.00014138 | 0.00021688 | 0.00021365 | 0.00015309 | 0.00013807 | 0.00015706 | 0.00017965 | 0.00017533 | 0.00014744 | 0.00020069 | 0.00024139 | 0.000183 | 0.00015829 | 0.00025517 | 0.00013489 | 0.00019771 | 0.00015214 | 2.5307e-05 | 3.9851e-05
5394 | 4.673e-05 | 0.00013191 | 0.00011432 | 5.5477e-05 | 3.4647e-05 | 9.0259e-05 | 8.4453e-05 | 7.8529e-05 | 9.7834e-05 | 8.196e-05 | 0.00013738 | 9.3357e-05 | 4.831e-05 | 0.00017316 | 4.8394e-05 | 9.382e-05 | 3.5937e-05 | 2.2366e-05 | 3.0554e-05
5395 | 1.6232e-05 | 9.7379e-05 | 5.8352e-05 | 2.6375e-05 | 1.0379e-06 | 6.2083e-05 | 4.3354e-05 | 4.564e-05 | 8.4148e-05 | 2.8409e-05 | 5.5826e-05 | 5.6274e-05 | 1.2612e-05 | 0.00012873 | 8.8506e-06 | 4.4694e-05 | 6.4537e-06 | 2.6975e-05 | 4.6975e-06
5396 | 1.1653e-05 | 7.5377e-05 | 3.5712e-05 | 1.3379e-05 | 0 | 5.4911e-05 | 3.9476e-05 | 3.3935e-05 | 7.0019e-05 | 1.4905e-05 | 3.6107e-05 | 4.0951e-05 | 9.1461e-06 | 0.0001077 | 7.539e-06 | 2.1559e-05 | 5.932e-06 | 2.5555e-05 | 3.71e-06
5397 | 4.7314e-06 | 2.797e-05 | 1.7812e-05 | 4.206e-06 | 0 | 3.3507e-05 | 1.9997e-05 | 2.4124e-05 | 4.2113e-05 | 9.5205e-06 | 8.1415e-06 | 2.2014e-05 | 7.1584e-06 | 3.613e-05 | 7.1838e-06 | 1.3624e-05 | 5.508e-06 | 2.1241e-05 | 3.2886e-06
5398 | 5.0145e-07 | 1.1384e-05 | 6.6772e-06 | 0 | 0 | 1.1035e-05 | 8.4752e-06 | 9.4409e-06 | 1.5588e-05 | 6.8568e-06 | 1.1548e-09 | 1.0487e-05 | 1.4935e-06 | 7.2353e-06 | 1.4426e-06 | 0 | 2.3875e-06 | 2.4135e-05 | 6.6209e-06
5399 | 1.3154e-07 | 4.2852e-06 | 1.365e-06 | 0 | 0 | 1.9849e-06 | 2.0639e-06 | 1.9629e-06 | 4.831e-06 | 1.9688e-06 | 0 | 2.8228e-06 | 1.199e-09 | 9.5476e-07 | 0 | 0 | 0 | 2.4418e-05 | 6.6963e-06
5400 | 0 | 2.5219e-07 | 5.8702e-07 | 0 | 0 | 3.3447e-07 | 1.6282e-07 | 2.893e-07 | 9.3911e-07 | 0 | 0 | 3.2511e-07 | 1.2169e-09 | 1.674e-07 | 0 | 0 | 0 | 1.8374e-05 | 4.6859e-06
5401 | 0 | 5.6849e-07 | 1.9871e-07 | 0 | 0 | 1.1799e-06 | 3.6797e-08 | 3.1202e-08 | 1.2725e-08 | 0 | 0 | 5.3729e-08 | 2.4516e-09 | 3.8969e-08 | 0 | 0 | 0 | 1.6556e-05 | 3.6244e-06
5402 | 0 | 6.2192e-07 | 4.0312e-09 | 0 | 0 | 9.3781e-07 | 0 | 0 | 0 | 0 | 0 | 3.4972e-07 | 1.4316e-09 | 7.7356e-11 | 0 | 0 | 0 | 1.4188e-05 | 8.4145e-06
5403 | 0 | 6.2105e-07 | 0 | 0 | 0 | 7.4183e-07 | 0 | 0 | 0 | 0 | 0 | 4.5585e-07 | 1.5569e-09 | 1.2248e-10 | 0 | 0 | 0 | 1.1116e-05 | 8.5949e-06
5404 | 0 | 4.0162e-07 | 0 | 0 | 0 | 2.7973e-07 | 0 | 0 | 0 | 0 | 0 | 3.1512e-07 | 1.0647e-09 | 0 | 0 | 0 | 0 | 8.9138e-06 | 1.2586e-05
5405 | 2.5065e-07 | 9.2704e-08 | 9.7967e-09 | 1.4734e-07 | 1.6547e-08 | 4.4955e-07 | 4.2796e-08 | 1.7226e-07 | 3.2144e-07 | 2.9496e-09 | 2.3111e-08 | 3.3344e-08 | 2.0474e-08 | 2.8356e-08 | 1.3365e-08 | 6.0696e-08 | 4.0738e-07 | 1.1711e-05 | 1.2777e-05
5406 | 2.9079e-05 | 1.9771e-05 | 1.4266e-05 | 2.0716e-05 | 2.6164e-05 | 2.3699e-05 | 1.7023e-05 | 2.2397e-05 | 2.7607e-05 | 9.4695e-06 | 1.4986e-05 | 1.3114e-05 | 1.6612e-05 | 1.2897e-05 | 1.566e-05 | 2.216e-05 | 3.2356e-05 | 1.1695e-05 | 1.1305e-05
5407 | 0.00014207 | 7.2339e-05 | 8.2915e-05 | 0.00010958 | 0.00010286 | 0.00010985 | 8.3352e-05 | 0.0001108 | 0.00011586 | 5.5167e-05 | 7.9253e-05 | 8.8525e-05 | 8.7799e-05 | 6.6378e-05 | 8.6484e-05 | 8.9121e-05 | 0.00015153 | 1.1309e-05 | 2.4558e-05
5408 | 0.00027497 | 0.00017156 | 0.00019553 | 0.00023576 | 0.00022962 | 0.00023298 | 0.00018405 | 0.00023851 | 0.00025078 | 0.00011154 | 0.00015968 | 0.00018507 | 0.00019713 | 0.00013907 | 0.00019822 | 0.00020676 | 0.00028725 | 8.916e-06 | 3.3851e-05
5409 | 0.00036312 | 0.00030063 | 0.00031103 | 0.0003472 | 0.00036807 | 0.0003469 | 0.00029983 | 0.00035815 | 0.00036894 | 0.00023479 | 0.00029204 | 0.00030552 | 0.00034085 | 0.00019263 | 0.00027567 | 0.00034024 | 0.00038168 | 1.1253e-05 | 3.5965e-05
5410 | 0.00040541 | 0.00039112 | 0.00038814 | 0.00041116 | 0.00046211 | 0.00042032 | 0.00040041 | 0.00042987 | 0.00043587 | 0.00029844 | 0.00033512 | 0.00039624 | 0.00043813 | 0.00024518 | 0.00041351 | 0.00039975 | 0.00046584 | 1.5214e-05 | 4.0043e-05
5411 | 0.0004444 | 0.00044815 | 0.00042559 | 0.00045166 | 0.00052781 | 0.0004694 | 0.00045229 | 0.00047171 | 0.00048219 | 0.00032155 | 0.00042421 | 0.00045318 | 0.0004537 | 0.0002877 | 0.00048983 | 0.00048751 | 0.00052873 | 1.6032e-05 | 3.095e-05
5412 | 0.00046684 | 0.00046966 | 0.00048128 | 0.00047919 | 0.00055384 | 0.00050471 | 0.00047589 | 0.00047517 | 0.00050697 | 0.0004041 | 0.00044695 | 0.000457 | 0.00049838 | 0.00031473 | 0.00051091 | 0.00055054 | 0.00055393 | 2.0748e-05 | 3.5831e-05
5413 | 0.00048773 | 0.0004982 | 0.00045889 | 0.00047503 | 0.00052793 | 0.00051983 | 0.00047022 | 0.00047607 | 0.00051654 | 0.0004034 | 0.00043028 | 0.00049126 | 0.000518 | 0.00030024 | 0.00047649 | 0.0005413 | 0.00055544 | 3.8538e-05 | 3.2574e-05
5414 | 0.00045779 | 0.00048643 | 0.00042641 | 0.00039967 | 0.00046968 | 0.00048984 | 0.00044524 | 0.00043557 | 0.00049294 | 0.00037014 | 0.00041101 | 0.0004739 | 0.0004584 | 0.00029745 | 0.00043694 | 0.00050253 | 0.00048978 | 3.8535e-05 | 2.9624e-05
5415 | 0.00039368 | 0.00042274 | 0.00037255 | 0.00026313 | 0.00040901 | 0.00040602 | 0.00039024 | 0.00037542 | 0.00041099 | 0.00029769 | 0.00038489 | 0.00040969 | 0.00038828 | 0.00026902 | 0.0003845 | 0.00042631 | 0.00039693 | 3.7594e-05 | 3.082e-05
5416 | 0.00027912 | 0.00033979 | 0.00030852 | 0.00017644 | 0.00030072 | 0.00028848 | 0.00027773 | 0.00028553 | 0.00030586 | 0.00022215 | 0.00035591 | 0.00030991 | 0.000255 | 0.00029613 | 0.00022981 | 0.00035093 | 0.0002866 | 4.8485e-05 | 3.3713e-05
5417 | 0.00015245 | 0.00022375 | 0.00019908 | 0.00013221 | 0.0001613 | 0.00016706 | 0.00016094 | 0.00016372 | 0.00018103 | 0.00013125 | 0.00025826 | 0.00018843 | 0.00012747 | 0.00022762 | 9.9235e-05 | 0.00022115 | 0.00014388 | 5.1999e-05 | 2.7892e-05
5418 | 4.6579e-05 | 0.00012812 | 0.00011223 | 6.0314e-05 | 4.9942e-05 | 9.1375e-05 | 8.0698e-05 | 7.816e-05 | 0.00010154 | 5.1424e-05 | 0.00015024 | 9.2026e-05 | 4.4481e-05 | 0.00017043 | 4.7401e-05 | 9.6382e-05 | 3.6404e-05 | 4.7345e-05 | 2.0259e-05
5419 | 1.7119e-05 | 9.6361e-05 | 5.4703e-05 | 2.7525e-05 | 2.8966e-06 | 6.2499e-05 | 4.2859e-05 | 4.4606e-05 | 8.8924e-05 | 2.4464e-05 | 4.9564e-05 | 5.6199e-05 | 1.2409e-05 | 0.00012403 | 1.121e-05 | 4.6426e-05 | 6.5611e-06 | 4.4895e-05 | 1.3701e-05
5420 | 1.393e-05 | 7.555e-05 | 3.5327e-05 | 9.3003e-06 | 0 | 5.6221e-05 | 4.1339e-05 | 3.435e-05 | 7.4638e-05 | 1.0495e-05 | 3.6849e-05 | 4.4851e-05 | 9.0917e-06 | 7.1707e-05 | 7.5263e-06 | 2.1281e-05 | 5.9287e-06 | 4.3523e-05 | 7.3448e-06
5421 | 4.2373e-06 | 2.9897e-05 | 1.7362e-05 | 3.7357e-06 | 0 | 3.5784e-05 | 2.3173e-05 | 2.3097e-05 | 4.6481e-05 | 8.6604e-06 | 1.184e-05 | 2.4419e-05 | 5.8556e-06 | 1.5896e-05 | 7.5317e-06 | 1.2714e-05 | 5.5208e-06 | 2.9426e-05 | 7.5274e-06
5422 | 3.0834e-07 | 1.1357e-05 | 7.1199e-06 | 0 | 0 | 1.1421e-05 | 9.8379e-06 | 8.1068e-06 | 1.6323e-05 | 5.9095e-06 | 0 | 1.0849e-05 | 6.8439e-07 | 3.0421e-06 | 6.6129e-06 | 0 | 2.2367e-06 | 2.3355e-05 | 6.5307e-06
5423 | 1.3179e-07 | 3.3676e-06 | 1.2495e-06 | 0 | 0 | 2.2081e-06 | 2.5279e-06 | 1.8597e-06 | 5.7353e-06 | 8.9519e-07 | 0 | 3.131e-06 | 1.0379e-09 | 7.1045e-07 | 2.6459e-07 | 0 | 0 | 1.6862e-05 | 9.6725e-06
5424 | 0 | 1.8798e-07 | 4.6126e-07 | 0 | 0 | 3.3335e-07 | 1.6176e-07 | 2.7408e-07 | 2.1219e-06 | 0 | 1.1548e-09 | 3.8667e-07 | 1.1811e-09 | 7.5447e-08 | 0 | 0 | 0 | 1.5614e-05 | 1.3909e-05
5425 | 0 | 5.6849e-07 | 2.2203e-07 | 0 | 0 | 2.0094e-07 | 2.267e-08 | 5.3736e-08 | 4.9653e-07 | 0 | 0 | 6.3599e-08 | 2.55e-09 | 7.121e-09 | 0 | 0 | 0 | 1.2777e-05 | 3.9153e-06
5426 | 0 | 6.2192e-07 | 8.6383e-09 | 0 | 0 | 3.4968e-07 | 0 | 0 | 3.3863e-07 | 0 | 0 | 3.7192e-07 | 1.0021e-09 | 1.7405e-10 | 0 | 0 | 0 | 9.2098e-06 | 2.6564e-06
5427 | 0 | 6.2149e-07 | 0 | 0 | 0 | 2.8029e-07 | 0 | 0 | 1.2299e-07 | 0 | 0 | 4.5387e-07 | 9.3053e-10 | 2.5785e-11 | 0 | 0 | 0 | 7.2545e-06 | 1.5383e-06
5428 | 0 | 4.3403e-07 | 1.1998e-10 | 0 | 0 | 2.7991e-07 | 0 | 0 | 1.6495e-09 | 0 | 0 | 4.2947e-07 | 1.0021e-09 | 4.0397e-10 | 0 | 0 | 0 | 8.3398e-06 | 2.5918e-06
5429 | 2.1938e-07 | 1.3525e-07 | 1.8503e-08 | 6.8513e-08 | 0 | 4.3751e-07 | 7.6909e-08 | 1.1537e-07 | 2.2461e-07 | 2.2171e-08 | 2.1364e-08 | 1.0398e-07 | 1.1256e-08 | 2.9707e-08 | 3.1624e-08 | 8.0928e-08 | 3.6052e-07 | 6.7654e-06 | 7.3946e-06
5430 | 2.3931e-05 | 1.9965e-05 | 1.8299e-05 | 1.7359e-05 | 1.5754e-05 | 2.1826e-05 | 2.4505e-05 | 1.8408e-05 | 2.457e-05 | 1.7142e-05 | 1.5968e-05 | 1.9425e-05 | 1.2741e-05 | 1.4893e-05 | 2.0651e-05 | 1.9296e-05 | 2.5653e-05 | 8.843e-06 | 1.4784e-05
5431 | 0.00013765 | 9.6788e-05 | 9.744e-05 | 0.00011137 | 0.00010685 | 0.00010745 | 0.00011037 | 0.0001062 | 0.00011447 | 0.000105 | 7.9194e-05 | 0.00010055 | 6.1741e-05 | 8.0466e-05 | 0.00010621 | 0.00010067 | 0.00013301 | 8.0491e-06 | 1.4624e-05
5432 | 0.00027343 | 0.00021721 | 0.00019339 | 0.00024148 | 0.0002534 | 0.00023844 | 0.00024177 | 0.00024332 | 0.00025338 | 0.00023706 | 0.00017345 | 0.00022597 | 0.00017708 | 0.0001819 | 0.00022768 | 0.0002318 | 0.00025609 | 1.1096e-05 | 1.4548e-05
5433 | 0.00037957 | 0.00033612 | 0.00029541 | 0.00035148 | 0.00038144 | 0.00035419 | 0.00035315 | 0.00036104 | 0.0003778 | 0.00035341 | 0.00024473 | 0.00033704 | 0.00023311 | 0.0002629 | 0.00036718 | 0.00035475 | 0.00033991 | 1.4021e-05 | 1.8131e-05
5434 | 0.00042846 | 0.00040704 | 0.00038004 | 0.00042438 | 0.00046751 | 0.00041033 | 0.00042065 | 0.00042685 | 0.00043416 | 0.0004172 | 0.00030568 | 0.00039854 | 0.00025394 | 0.00030916 | 0.00045655 | 0.00045484 | 0.00043736 | 1.5657e-05 | 2.4797e-05
5435 | 0.00040815 | 0.00045229 | 0.00044531 | 0.00043021 | 0.00053919 | 0.00043655 | 0.00048764 | 0.00045303 | 0.0004638 | 0.00048306 | 0.00035369 | 0.00045546 | 0.00013009 | 0.00034509 | 0.00049658 | 0.00051874 | 0.000438 | 1.5829e-05 | 2.5701e-05
5436 | 0.00038943 | 0.00047985 | 0.00045855 | 0.00039415 | 0.00055895 | 0.00045964 | 0.00049822 | 0.00046398 | 0.00047689 | 0.00044899 | 0.00037769 | 0.00046098 | 8.1573e-05 | 0.00036604 | 0.00046254 | 0.00055861 | 0.00046752 | 1.8078e-05 | 2.0443e-05
5437 | 0.00034917 | 0.00048955 | 0.00046471 | 0.00031187 | 0.00054353 | 0.00046091 | 0.00048724 | 0.00043135 | 0.00048908 | 0.00043576 | 0.00035589 | 0.00043699 | 0.0001543 | 0.00042299 | 0.00047059 | 0.00054915 | 0.00042597 | 3.2751e-05 | 2.5287e-05
5438 | 0.00035613 | 0.00047742 | 0.00046654 | 0.00027781 | 0.00051087 | 0.00040543 | 0.00045425 | 0.00038962 | 0.00046864 | 0.00045028 | 0.0003787 | 0.0004702 | 0.00032658 | 0.00043477 | 0.00039105 | 0.00052427 | 0.00033467 | 3.2885e-05 | 2.7825e-05
5439 | 0.00032146 | 0.00038896 | 0.00040126 | 0.00026888 | 0.00043448 | 0.00034186 | 0.00038761 | 0.00032689 | 0.00040152 | 0.00034662 | 0.00035778 | 0.00039788 | 0.00033138 | 0.00038282 | 0.00034651 | 0.0004309 | 0.00031457 | 2.7248e-05 | 2.4467e-05
5440 | 0.00022808 | 0.00032193 | 0.00031619 | 0.00018507 | 0.00032671 | 0.00026556 | 0.00026302 | 0.00022946 | 0.00029757 | 0.0002456 | 0.00032649 | 0.00030441 | 0.00021117 | 0.00034027 | 0.00021023 | 0.00034947 | 0.0002027 | 2.6232e-05 | 1.6522e-05
5441 | 0.00011913 | 0.00020818 | 0.00021285 | 0.00013918 | 0.00017418 | 0.00016454 | 0.00013773 | 0.00012249 | 0.00017101 | 0.00016959 | 0.0002326 | 0.00019344 | 0.00012302 | 0.00025382 | 3.9536e-05 | 0.00022006 | 0.00011815 | 2.2359e-05 | 4.0033e-06
5442 | 4.3083e-05 | 0.00012647 | 0.00012258 | 7.1205e-05 | 4.3677e-05 | 9.3353e-05 | 6.4431e-05 | 6.7607e-05 | 0.00010246 | 6.9944e-05 | 0.00010755 | 8.5878e-05 | 4.8055e-05 | 0.00017534 | 5.8066e-06 | 8.1892e-05 | 4.0198e-05 | 2.139e-05 | 3.6999e-06
5443 | 1.4672e-05 | 9.6617e-05 | 6.1295e-05 | 3.7664e-05 | 2.638e-07 | 6.3092e-05 | 4.0073e-05 | 4.6364e-05 | 9.1311e-05 | 2.8186e-05 | 4.4352e-05 | 5.6373e-05 | 6.8522e-06 | 0.00012556 | 7.4014e-06 | 4.2848e-05 | 6.5052e-06 | 2.0198e-05 | 2.4722e-06
5444 | 1.1205e-05 | 7.4133e-05 | 3.7681e-05 | 1.8209e-05 | 0 | 5.5848e-05 | 3.8572e-05 | 3.261e-05 | 8.0676e-05 | 1.1834e-05 | 2.8139e-05 | 4.4093e-05 | 2.4204e-06 | 0.00010521 | 7.5245e-06 | 2.1248e-05 | 5.9293e-06 | 2.409e-05 | 1.825e-06
5445 | 1.3091e-06 | 2.8982e-05 | 1.876e-05 | 3.0921e-06 | 0 | 3.3746e-05 | 1.9227e-05 | 2.1755e-05 | 4.8972e-05 | 8.9556e-06 | 4.6741e-06 | 2.458e-05 | 9.5797e-07 | 3.4721e-05 | 7.5172e-06 | 1.3949e-05 | 4.2458e-06 | 2.8691e-05 | 8.4346e-06
5446 | 2.705e-07 | 1.2251e-05 | 7.1825e-06 | 0 | 0 | 1.0035e-05 | 8.7993e-06 | 7.6873e-06 | 1.484e-05 | 4.9454e-06 | 0 | 1.0888e-05 | 3.2211e-09 | 6.16e-06 | 6.4426e-06 | 0 | 3.0553e-07 | 2.2748e-05 | 8.9643e-07
5447 | 5.3656e-08 | 5.6293e-06 | 1.3428e-06 | 0 | 0 | 2.2145e-06 | 2.4133e-06 | 1.479e-06 | 2.9418e-06 | 9.0847e-07 | 0 | 3.0372e-06 | 1.0737e-09 | 9.5215e-07 | 3.1533e-07 | 0 | 0 | 1.882e-05 | 7.662e-07
5448 | 0 | 7.8406e-07 | 5.363e-07 | 0 | 0 | 3.163e-07 | 1.6577e-07 | 1.319e-07 | 1.1347e-06 | 0 | 0 | 3.2989e-07 | 1.1274e-09 | 2.5377e-07 | 0 | 0 | 0 | 1.5913e-05 | 2.2276e-06
5449 | 0 | 5.6981e-07 | 3.2619e-07 | 0 | 0 | 2.0109e-07 | 4.6882e-08 | 0 | 1.2725e-08 | 0 | 1.1548e-09 | 8.383e-08 | 1.0916e-09 | 1.2645e-07 | 0 | 0 | 0 | 1.0302e-05 | 9.3655e-07
5450 | 0 | 6.2192e-07 | 1.1667e-07 | 0 | 0 | 2.562e-07 | 0 | 0 | 1.6495e-09 | 0 | 0 | 3.9109e-07 | 1.0737e-09 | 8.2698e-08 | 0 | 0 | 0 | 7.2146e-06 | 9.3504e-06
5451 | 0 | 6.2149e-07 | 1.0812e-07 | 0 | 0 | 2.801e-07 | 0 | 0 | 9.426e-10 | 0 | 0 | 4.526e-07 | 1.1095e-09 | 1.0922e-08 | 0 | 0 | 0 | 1.4006e-05 | 4.8412e-06
5452 | 0 | 4.3184e-07 | 9.5021e-09 | 0 | 0 | 2.9033e-07 | 0 | 0 | 9.426e-10 | 0 | 0 | 4.126e-07 | 9.4843e-10 | 1.9339e-11 | 0 | 0 | 0 | 1.3633e-05 | 6.0428e-07
5453 | 1.175e-07 | 9.3275e-08 | 9.7931e-09 | 2.0886e-08 | 0 | 3.3138e-07 | 5.8389e-08 | 3.1255e-08 | 2.3497e-07 | 4.036e-08 | 3.5799e-09 | 1.0955e-07 | 1.3645e-08 | 3.3221e-08 | 6.4335e-09 | 3.6314e-08 | 9.3121e-08 | 1.6855e-05 | 1.2792e-07
5454 | 2.5463e-05 | 1.983e-05 | 1.8145e-05 | 1.4577e-05 | 1.4253e-05 | 1.7838e-05 | 2.172e-05 | 1.6649e-05 | 2.5896e-05 | 2.9539e-05 | 1.5054e-05 | 1.8554e-05 | 1.3514e-05 | 1.3687e-05 | 1.8344e-05 | 2.008e-05 | 3.09e-05 | 2.4118e-05 | 6.776e-07
5455 | 0.00012763 | 9.3545e-05 | 9.0613e-05 | 0.00010534 | 0.00011028 | 9.6992e-05 | 9.9674e-05 | 9.9603e-05 | 0.00011036 | 0.00010639 | 7.6623e-05 | 0.00010147 | 8.6318e-05 | 8.0658e-05 | 8.5926e-05 | 0.00010176 | 0.00012392 | 2.1702e-05 | 4.4038e-06
5456 | 0.00024676 | 0.0002077 | 0.00019462 | 0.00023732 | 0.00025214 | 0.00022186 | 0.000197 | 0.0002139 | 0.00023842 | 0.00024203 | 0.00017587 | 0.0002311 | 0.00017223 | 0.00017002 | 0.00016095 | 0.00021965 | 0.00023563 | 1.7178e-05 | 1.0618e-05
5457 | 0.0003831 | 0.00033314 | 0.00026544 | 0.00034046 | 0.00038381 | 0.00032579 | 0.00031608 | 0.0003039 | 0.00035577 | 0.00036994 | 0.00024096 | 0.00028875 | 0.00029593 | 0.00026397 | 0.00024046 | 0.00031229 | 0.00035896 | 1.4983e-05 | 9.6015e-06
5458 | 0.00039312 | 0.00039836 | 0.00033043 | 0.00039028 | 0.00044134 | 0.00038011 | 0.00039447 | 0.00036414 | 0.00040951 | 0.00043771 | 0.00036355 | 0.00029879 | 0.00025706 | 0.00029461 | 0.00042686 | 0.00042425 | 0.00042865 | 1.1698e-05 | 7.5767e-06
5459 | 0.00039518 | 0.00040418 | 0.00035046 | 0.00041692 | 0.000471 | 0.00041459 | 0.00043034 | 0.00040208 | 0.00044715 | 0.00044555 | 0.00041095 | 0.00032048 | 0.00029503 | 0.00029969 | 0.00050271 | 0.00042824 | 0.00042491 | 1.1654e-05 | 8.2677e-06
5460 | 0.00042481 | 0.00041151 | 0.00036311 | 0.00045465 | 0.00050147 | 0.00043179 | 0.00046296 | 0.00041324 | 0.00046072 | 0.00039648 | 0.00040426 | 0.00034479 | 0.00028608 | 0.00034643 | 0.00042284 | 0.00053665 | 0.00043534 | 1.4066e-05 | 6.8619e-06
5461 | 0.00038019 | 0.00044139 | 0.00035758 | 0.00041135 | 0.00051884 | 0.00045404 | 0.00045048 | 0.00043091 | 0.00046764 | 0.00046465 | 0.00043558 | 0.00044581 | 0.00023772 | 0.00035548 | 0.00045442 | 0.00050305 | 0.00042758 | 3.6825e-05 | 1.2525e-05
5462 | 0.00035443 | 0.00044631 | 0.00022876 | 0.00040034 | 0.00049215 | 0.00043049 | 0.0004335 | 0.00040281 | 0.00043519 | 0.00042558 | 0.00041355 | 0.00043599 | 0.00014296 | 0.00035311 | 0.00045546 | 0.00050299 | 0.00035321 | 4.571e-05 | 1.0338e-05
5463 | 0.00029372 | 0.00037495 | 0.00014147 | 0.00036648 | 0.00038196 | 0.0003545 | 0.00038058 | 0.00032819 | 0.00038114 | 0.00018113 | 0.00037732 | 0.00037039 | 0.00010931 | 0.00026732 | 0.00038787 | 0.00042747 | 0.00022043 | 5.5682e-05 | 1.0027e-05
5464 | 0.00021211 | 0.00031711 | 0.00017015 | 0.00027439 | 0.00028767 | 0.0002524 | 0.00025488 | 0.00024181 | 0.00027484 | 9.1521e-05 | 0.00033994 | 0.00025243 | 0.00015812 | 0.00025441 | 0.00020983 | 0.00031198 | 0.0001499 | 5.2685e-05 | 3.9429e-06
5465 | 0.00010869 | 0.00020962 | 0.00014127 | 0.00018499 | 0.00016184 | 0.00015172 | 0.0001431 | 0.00013607 | 0.00017271 | 4.1749e-05 | 0.00021515 | 9.8271e-05 | 9.6202e-05 | 0.00019363 | 4.6894e-05 | 0.00017965 | 8.8342e-05 | 3.6225e-05 | 9.1573e-07
5466 | 3.3776e-05 | 0.00011838 | 9.2022e-05 | 8.5905e-05 | 3.6607e-05 | 9.259e-05 | 6.9146e-05 | 7.2417e-05 | 0.0001008 | 4.2314e-05 | 0.00014107 | 7.1001e-05 | 2.7021e-05 | 0.00015085 | 1.3773e-05 | 8.6198e-05 | 2.4713e-05 | 2.6248e-05 | 1.9332e-06
5467 | 1.6244e-05 | 9.524e-05 | 4.2496e-05 | 4.1462e-05 | 1.9929e-07 | 6.3023e-05 | 4.0052e-05 | 4.3808e-05 | 9.0155e-05 | 2.1532e-05 | 4.4439e-05 | 5.1489e-05 | 7.2809e-06 | 0.00012032 | 8.0182e-06 | 4.4169e-05 | 5.6994e-06 | 2.2767e-05 | 4.5904e-06
5468 | 1.0873e-05 | 7.466e-05 | 2.7501e-05 | 2.5653e-05 | 0 | 5.4028e-05 | 3.622e-05 | 3.0186e-05 | 7.7063e-05 | 1.1274e-05 | 2.9725e-05 | 3.2438e-05 | 3.2942e-06 | 7.952e-05 | 7.5209e-06 | 2.0786e-05 | 5.5597e-06 | 2.5617e-05 | 1.1141e-06
5469 | 3.0737e-06 | 2.9017e-05 | 1.3523e-05 | 3.0919e-06 | 0 | 3.3813e-05 | 1.7961e-05 | 2.0971e-05 | 4.6629e-05 | 8.0299e-06 | 4.2598e-06 | 1.8601e-05 | 1.5245e-06 | 1.5924e-05 | 7.539e-06 | 1.3374e-05 | 4.9954e-06 | 3.6529e-05 | 4.1478e-06
5470 | 2.348e-06 | 1.1579e-05 | 4.0922e-06 | 0 | 0 | 1.0499e-05 | 9.388e-06 | 7.5138e-06 | 1.7505e-05 | 6.3268e-06 | 0 | 8.3494e-06 | 3.604e-08 | 3.3893e-06 | 6.5694e-06 | 0 | 2.4376e-07 | 3.7995e-05 | 3.5594e-06
5471 | 1.4762e-07 | 3.4641e-06 | 9.4211e-07 | 0 | 0 | 2.3546e-06 | 2.6002e-06 | 1.4114e-06 | 2.803e-06 | 1.9408e-06 | 0 | 1.7578e-06 | 1.0916e-09 | 5.7535e-07 | 2.3197e-07 | 0 | 0 | 3.3841e-05 | 7.976e-07
5472 | 0 | 1.7265e-07 | 4.4991e-07 | 0 | 0 | 3.1285e-07 | 2.2084e-07 | 1.3958e-07 | 8.0421e-07 | 0 | 0 | 3.4781e-07 | 7.3369e-10 | 5.2092e-08 | 0 | 0 | 0 | 2.0074e-05 | 1.2108e-06
5473 | 0 | 5.6849e-07 | 1.2813e-07 | 0 | 0 | 1.4071e-07 | 1.2968e-08 | 0 | 2.4036e-08 | 0 | 0 | 1.224e-07 | 1.4316e-09 | 1.9983e-08 | 0 | 0 | 0 | 1.3981e-05 | 2.5115e-05
5474 | 0 | 6.2192e-07 | 4.7991e-11 | 0 | 0 | 2.2821e-07 | 0 | 0 | 6.5982e-09 | 0 | 0 | 4.1446e-07 | 7.6948e-10 | 5.5438e-09 | 0 | 0 | 0 | 1.2718e-05 | 1.2892e-06
5475 | 0 | 6.2061e-07 | 1.1998e-10 | 0 | 0 | 2.7916e-07 | 0 | 0 | 7.0695e-10 | 0 | 0 | 4.4856e-07 | 6.0843e-10 | 1.2033e-10 | 0 | 0 | 0 | 8.3625e-06 | 1.8299e-06
5476 | 0 | 4.3491e-07 | 0 | 0 | 0 | 2.801e-07 | 0 | 0 | 0 | 0 | 0 | 4.2825e-07 | 6.4422e-10 | 1.2893e-11 | 0 | 0 | 0 | 8.499e-06 | 3.4535e-06
5477 | 1.9676e-07 | 8.113e-08 | 1.1608e-08 | 7.9945e-08 | 0 | 3.6481e-07 | 3.6874e-08 | 8.5728e-08 | 9.7108e-08 | 5.6632e-08 | 7.7719e-08 | 9.1276e-08 | 6.3214e-09 | 3.7816e-08 | 9.3331e-09 | 2.6457e-08 | 1.804e-07 | 1.324e-05 | 8.8193e-06
5478 | 3.1006e-05 | 1.9472e-05 | 1.8527e-05 | 1.8057e-05 | 1.3669e-05 | 1.9863e-05 | 1.8648e-05 | 1.8436e-05 | 1.9835e-05 | 1.6943e-05 | 1.6234e-05 | 2.3108e-05 | 1.4475e-06 | 1.7948e-05 | 1.8073e-05 | 1.7633e-05 | 2.9101e-05 | 1.5248e-05 | 1.3598e-05
5479 | 0.00012019 | 9.7193e-05 | 9.768e-05 | 0.00010887 | 0.00010589 | 0.00010116 | 9.9694e-05 | 9.2685e-05 | 9.6006e-05 | 0.0001061 | 7.9358e-05 | 0.00010626 | 1.2373e-05 | 8.161e-05 | 9.5501e-05 | 9.9211e-05 | 0.00014704 | 1.8786e-05 | 5.4056e-06
5480 | 0.00025893 | 0.00021998 | 0.00020172 | 0.00023911 | 0.00025624 | 0.00021208 | 0.00024169 | 0.00021744 | 0.00021559 | 0.00023819 | 0.00020134 | 0.00019948 | 6.5547e-05 | 0.00016895 | 0.00021618 | 0.00022986 | 0.00027316 | 1.4495e-05 | 9.2529e-07
5481 | 0.00037598 | 0.00033683 | 0.00031659 | 0.00033211 | 0.00037667 | 0.00031947 | 0.00037421 | 0.00032362 | 0.00031003 | 0.00032241 | 0.00031312 | 0.00031809 | 0.00027647 | 0.00025099 | 0.00036572 | 0.00036102 | 0.00035374 | 9.9589e-06 | 3.5722e-06
5482 | 0.00041856 | 0.00040878 | 0.00037162 | 0.00036217 | 0.00046129 | 0.00035361 | 0.00042621 | 0.00039604 | 0.00034203 | 0.00036634 | 0.00039554 | 0.00036428 | 0.00043742 | 0.0003006 | 0.00046947 | 0.00045908 | 0.00046613 | 1.0026e-05 | 6.1717e-06
5483 | 0.00044653 | 0.00043724 | 0.00037567 | 0.00041143 | 0.00052902 | 0.00036034 | 0.00048564 | 0.00039841 | 0.00037307 | 0.0003659 | 0.0003859 | 0.00034362 | 0.00044175 | 0.00031207 | 0.00044134 | 0.00051073 | 0.00053363 | 1.4676e-05 | 9.5198e-06
5484 | 0.00039879 | 0.0004314 | 0.00041482 | 0.00043166 | 0.00052035 | 0.00036737 | 0.00050285 | 0.0004197 | 0.00040581 | 0.00040547 | 0.00042098 | 0.0003512 | 0.00038626 | 0.00030343 | 0.000479 | 0.00051995 | 0.00053154 | 1.5112e-05 | 9.6705e-06
5485 | 0.00038468 | 0.00042537 | 0.00042685 | 0.0003521 | 0.0005373 | 0.00036937 | 0.00046505 | 0.00041952 | 0.0004182 | 0.00047473 | 0.00043395 | 0.00036758 | 0.00033557 | 0.0002666 | 0.00050605 | 0.00044912 | 0.0005117 | 3.6153e-05 | 2.3547e-06
5486 | 0.00031695 | 0.0004134 | 0.00041835 | 0.00021764 | 0.00048214 | 0.00035059 | 0.00044469 | 0.00036011 | 0.00039126 | 0.00035633 | 0.00039136 | 0.00036163 | 0.00035184 | 0.00018262 | 0.0004557 | 0.00046419 | 0.00043177 | 4.4292e-05 | 1.6871e-06
5487 | 0.00018727 | 0.00036213 | 0.00032191 | 0.0002212 | 0.0003619 | 0.00029936 | 0.00038349 | 0.00029796 | 0.00035779 | 5.9146e-05 | 0.00038616 | 0.00018938 | 0.00036263 | 0.00011277 | 0.00033909 | 0.00040027 | 0.00033824 | 3.5132e-05 | 2.1891e-06
5488 | 0.0001387 | 0.00031671 | 0.00022159 | 0.00017367 | 0.00020897 | 0.00022578 | 0.00029016 | 0.00020788 | 0.00029077 | 3.9316e-05 | 0.0003179 | 0.00014156 | 0.00028306 | 0.00016663 | 0.00028675 | 0.0003602 | 0.00022619 | 3.0882e-05 | 3.0486e-06
5489 | 0.00010696 | 0.00022166 | 0.00017145 | 0.00011491 | 0.00011725 | 0.00012985 | 0.00016952 | 0.00012042 | 0.00018449 | 5.9547e-05 | 0.00018478 | 0.00013665 | 0.00015145 | 0.00015894 | 0.00011034 | 0.00021782 | 9.0229e-05 | 3.3307e-05 | 2.8368e-06
5490 | 3.5708e-05 | 0.00014147 | 0.00010036 | 6.0502e-05 | 6.8176e-05 | 8.0749e-05 | 6.8696e-05 | 5.7463e-05 | 0.00010841 | 4.0212e-05 | 9.141e-05 | 7.8434e-05 | 3.5896e-05 | 0.00014206 | 6.3104e-06 | 0.00012492 | 3.3361e-05 | 2.9648e-05 | 1.2439e-06
5491 | 1.4849e-05 | 9.7535e-05 | 4.7538e-05 | 3.5655e-05 | 2.6459e-06 | 6.1864e-05 | 4.069e-05 | 3.8724e-05 | 8.8541e-05 | 2.1017e-05 | 4.5208e-05 | 5.1473e-05 | 1.0384e-05 | 9.0446e-05 | 4.7916e-06 | 4.7134e-05 | 5.9715e-06 | 2.4251e-05 | 7.8572e-07
5492 | 9.0772e-06 | 8.2196e-05 | 2.9535e-05 | 1.0071e-05 | 0 | 5.1819e-05 | 4.229e-05 | 3.0394e-05 | 7.4291e-05 | 1.0894e-05 | 2.2862e-05 | 3.1542e-05 | 7.9944e-06 | 2.6341e-05 | 4.8967e-06 | 2.0976e-05 | 5.9103e-06 | 2.2041e-05 | 8.3261e-08
5493 | 1.6722e-06 | 3.0945e-05 | 1.4044e-05 | 2.9923e-06 | 0 | 2.6816e-05 | 2.1815e-05 | 1.9592e-05 | 4.2984e-05 | 8.0516e-06 | 3.421e-07 | 1.6337e-05 | 3.6509e-06 | 6.4019e-06 | 4.8985e-06 | 1.3615e-05 | 5.0182e-06 | 2.6061e-05 | 2.6054e-08
5494 | 3.0388e-07 | 1.1609e-05 | 5.4389e-06 | 0 | 0 | 7.5711e-06 | 9.1812e-06 | 6.2896e-06 | 1.0046e-05 | 3.4289e-06 | 0 | 6.0815e-06 | 1.4894e-07 | 2.3059e-06 | 3.938e-06 | 0 | 1.9234e-06 | 2.9142e-05 | 0
5495 | 7.492e-08 | 4.4362e-06 | 1.0886e-06 | 0 | 0 | 1.3614e-06 | 2.572e-06 | 1.2679e-06 | 1.5521e-06 | 5.8991e-08 | 0 | 1.2674e-06 | 1.1811e-09 | 5.5239e-07 | 2.5915e-07 | 0 | 0 | 1.5477e-05 | 0
5496 | 0 | 1.7755e-07 | 4.3643e-07 | 0 | 0 | 1.4767e-07 | 1.7214e-07 | 1.45e-07 | 6.7326e-07 | 0 | 0 | 2.5874e-07 | 1.2347e-09 | 3.924e-08 | 0 | 0 | 0 | 7.9489e-06 | 0
5497 | 0 | 5.6849e-07 | 1.4104e-07 | 0 | 0 | 1.7083e-08 | 4.7507e-08 | 0 | 9.1903e-09 | 0 | 0 | 3.1692e-08 | 1.5658e-09 | 1.9061e-08 | 0 | 0 | 0 | 5.2217e-06 | 0
5498 | 0 | 6.2149e-07 | 1.4397e-10 | 0 | 0 | 2.2821e-07 | 0 | 0 | 1.7438e-08 | 0 | 0 | 3.4355e-07 | 6.6211e-10 | 1.5965e-08 | 0 | 0 | 0 | 4.0468e-06 | 1.2158e-09
5499 | 0 | 6.2149e-07 | 0 | 0 | 0 | 2.7991e-07 | 0 | 0 | 4.713e-10 | 0 | 0 | 4.3206e-07 | 6.979e-10 | 2.4496e-09 | 0 | 0 | 0 | 3.0971e-06 | 4.8851e-09
5500 | 0 | 4.3359e-07 | 1.4397e-10 | 0 | 0 | 2.3692e-07 | 0 | 0 | 0 | 0 | 0 | 4.2552e-07 | 6.979e-10 | 0 | 0 | 0 | 0 | 4.8279e-06 | 9.8119e-07
5501 | 1.5912e-07 | 9.4254e-08 | 5.0168e-09 | 6.0278e-08 | 0 | 1.546e-07 | 5.7006e-08 | 8.8254e-08 | 9.0742e-08 | 6.6365e-09 | 2.3443e-08 | 9.4266e-08 | 1.2535e-08 | 3.1276e-08 | 3.7604e-09 | 1.4525e-08 | 1.8367e-07 | 3.8665e-06 | 5.4172e-06
5502 | 2.6991e-05 | 2.068e-05 | 1.635e-05 | 1.7359e-05 | 1.6663e-05 | 1.949e-05 | 1.9461e-05 | 1.9478e-05 | 2.3185e-05 | 1.3397e-05 | 1.123e-05 | 1.1698e-05 | 1.0466e-05 | 1.3954e-05 | 1.5564e-05 | 1.0356e-05 | 2.7588e-05 | 4.7115e-06 | 1.8688e-06
5503 | 0.00013601 | 9.4773e-05 | 9.096e-05 | 0.00010744 | 0.00010264 | 0.00010046 | 0.00010531 | 0.0001001 | 0.00011281 | 9.1322e-05 | 6.4666e-05 | 6.3083e-05 | 6.1635e-05 | 7.333e-05 | 9.7663e-05 | 9.1097e-05 | 0.00014206 | 4.3353e-06 | 4.0165e-06
5504 | 0.00026274 | 0.00021091 | 0.00018274 | 0.00023339 | 0.0002489 | 0.00023102 | 0.0002361 | 0.00021824 | 0.00023743 | 0.00023375 | 0.00017179 | 0.00022576 | 0.00021353 | 0.00015292 | 0.00023464 | 0.00022793 | 0.00025672 | 1.9725e-06 | 4.0177e-06
5505 | 0.00033143 | 0.00032745 | 0.0002929 | 0.00033072 | 0.00038285 | 0.00033886 | 0.00036598 | 0.00031502 | 0.000345 | 0.0003647 | 0.00029201 | 0.00033544 | 0.00034633 | 0.00023863 | 0.00035168 | 0.00035487 | 0.00038769 | 1.0461e-06 | 1.0063e-05
5506 | 0.00037718 | 0.00039729 | 0.00035511 | 0.00036974 | 0.00045228 | 0.00038429 | 0.00043758 | 0.00036783 | 0.00038004 | 0.00044247 | 0.0003688 | 0.00031444 | 0.00036159 | 0.00029515 | 0.00044139 | 0.00044638 | 0.0004656 | 2.2745e-06 | 1.218e-05
5507 | 0.00040979 | 0.00041268 | 0.00036618 | 0.0003564 | 0.00046818 | 0.0004067 | 0.00044798 | 0.00041129 | 0.00041657 | 0.00044763 | 0.00040007 | 0.00030519 | 0.00025253 | 0.00033178 | 0.00048687 | 0.00043952 | 0.00050663 | 6.7069e-06 | 1.7337e-05
5508 | 0.00040447 | 0.0004116 | 0.00041317 | 0.00033367 | 0.00048392 | 0.0004263 | 0.00046206 | 0.00040337 | 0.0004343 | 0.00044187 | 0.00042016 | 0.00033026 | 0.00015495 | 0.00033143 | 0.00043479 | 0.00047887 | 0.00048233 | 1.3556e-05 | 1.0117e-05
5509 | 0.00035733 | 0.00043434 | 0.00035458 | 0.00024969 | 0.00052322 | 0.00041456 | 0.00045765 | 0.00041419 | 0.00044795 | 0.00030713 | 0.00041804 | 0.00044388 | 0.00021407 | 0.00028498 | 0.00041694 | 0.00050581 | 0.00049175 | 2.9772e-05 | 5.3695e-06
5510 | 0.00029064 | 0.00043854 | 0.00031312 | 0.00029234 | 0.00044873 | 0.00040384 | 0.00045041 | 0.00039022 | 0.0004218 | 9.408e-05 | 0.0003313 | 0.00040684 | 0.00028702 | 0.00021843 | 0.00038047 | 0.00047943 | 0.0004135 | 3.6929e-05 | 3.0451e-06
5511 | 0.00025064 | 0.00038893 | 0.00021487 | 0.00027033 | 0.00040105 | 0.00035857 | 0.00039131 | 0.00030777 | 0.00036528 | 8.1735e-05 | 0.00034012 | 0.00030823 | 0.00031922 | 0.00010664 | 0.00031532 | 0.00039371 | 0.00034911 | 3.3655e-05 | 7.5635e-06
5512 | 0.00018761 | 0.00032838 | 0.00024774 | 0.0002458 | 0.00028837 | 0.00025757 | 0.00028896 | 0.00020815 | 0.00027004 | 6.6524e-05 | 0.00023034 | 0.0001766 | 0.00027475 | 0.00017547 | 0.00011755 | 0.00027453 | 0.00026045 | 3.1959e-05 | 2.0684e-05
5513 | 0.00010471 | 0.00020718 | 0.00018819 | 0.00013524 | 0.00015238 | 0.00014373 | 0.00016322 | 0.0001086 | 0.00016141 | 2.7649e-05 | 0.00016033 | 0.00015162 | 0.00012108 | 0.0001715 | 5.3223e-05 | 0.00020763 | 8.9542e-05 | 3.6465e-05 | 2.5245e-05
5514 | 3.3866e-05 | 0.00011991 | 0.0001079 | 6.1661e-05 | 2.389e-05 | 8.3686e-05 | 6.4145e-05 | 5.5302e-05 | 9.762e-05 | 3.2201e-05 | 0.00010841 | 8.1933e-05 | 4.5089e-05 | 0.00014731 | 1.7992e-05 | 7.9238e-05 | 1.2277e-05 | 3.0641e-05 | 4.1646e-05
5515 | 1.6243e-05 | 9.6317e-05 | 5.1801e-05 | 3.9514e-05 | 1.6474e-07 | 6.076e-05 | 3.6683e-05 | 4.2845e-05 | 8.9089e-05 | 1.8598e-05 | 3.9445e-05 | 4.8395e-05 | 1.0503e-05 | 0.00011535 | 4.793e-06 | 4.2958e-05 | 5.7162e-06 | 2.3307e-05 | 9.3774e-06
5516 | 1.0617e-05 | 7.6263e-05 | 3.3377e-05 | 1.8543e-05 | 0 | 5.3526e-05 | 3.7131e-05 | 2.8857e-05 | 7.1133e-05 | 8.0194e-06 | 1.6237e-05 | 2.9082e-05 | 5.061e-06 | 4.925e-05 | 4.9003e-06 | 2.061e-05 | 5.8564e-06 | 2.3935e-05 | 7.8348e-07
5517 | 2.2643e-06 | 2.6624e-05 | 1.4184e-05 | 2.692e-06 | 0 | 3.2922e-05 | 1.9004e-05 | 1.9476e-05 | 4.5503e-05 | 7.1672e-06 | 0 | 1.5216e-05 | 2.3167e-06 | 1.3475e-05 | 4.9058e-06 | 1.0126e-05 | 5.2219e-06 | 2.1139e-05 | 1.2412e-05
5518 | 1.7654e-07 | 1.1105e-05 | 4.373e-06 | 0 | 0 | 1.0697e-05 | 9.0877e-06 | 7.1627e-06 | 1.585e-05 | 3.4943e-06 | 5.1967e-08 | 5.729e-06 | 2.2412e-07 | 2.001e-06 | 4.0776e-06 | 0 | 2.053e-06 | 1.8573e-05 | 9.2575e-06
5519 | 0 | 5.5942e-06 | 2.2917e-06 | 0 | 0 | 1.8537e-06 | 2.5236e-06 | 1.4143e-06 | 2.7499e-06 | 7.079e-08 | 1.1548e-09 | 1.2438e-06 | 1.1811e-09 | 1.9334e-07 | 2.5372e-07 | 0 | 0 | 9.446e-06 | 5.6596e-06
5520 | 0 | 9.6862e-07 | 8.8485e-07 | 0 | 0 | 5.0027e-07 | 1.7699e-07 | 2.1241e-07 | 8.8525e-07 | 0 | 0 | 2.4298e-07 | 9.1264e-10 | 7.2994e-09 | 0 | 0 | 0 | 2.5191e-06 | 7.0306e-06
5521 | 0 | 5.0061e-07 | 1.1494e-07 | 0 | 0 | 1.2666e-07 | 5.5258e-08 | 4.0447e-09 | 1.3432e-08 | 0 | 0 | 5.4231e-08 | 8.0527e-10 | 1.676e-10 | 0 | 0 | 0 | 1.529e-06 | 3.3072e-07
5522 | 0 | 5.4703e-07 | 1.1998e-10 | 0 | 0 | 2.284e-07 | 0 | 0 | 1.4846e-08 | 0 | 0 | 3.2463e-07 | 8.5895e-10 | 1.0744e-11 | 0 | 0 | 0 | 2.1217e-06 | 7.2299e-08
5523 | 0 | 5.4703e-07 | 2.3995e-11 | 0 | 0 | 2.5908e-07 | 0 | 0 | 2.168e-08 | 0 | 0 | 4.0916e-07 | 1.02e-09 | 5.1571e-11 | 0 | 0 | 0 | 2.9297e-06 | 5.0926e-06
5524 | 0 | 4.0863e-07 | 0 | 0 | 0 | 2.801e-07 | 0 | 0 | 0 | 0 | 0 | 4.2746e-07 | 1.1274e-09 | 0 | 0 | 0 | 0 | 2.5391e-06 | 3.6999e-06
5525 | 1.8415e-07 | 4.6502e-08 | 5.1248e-09 | 4.9605e-08 | 0 | 3.4659e-07 | 1.2885e-08 | 7.8127e-08 | 1.371e-07 | 1.0471e-08 | 1.5013e-09 | 1.0778e-07 | 1.0361e-08 | 2.9877e-08 | 2.7184e-10 | 7.5221e-08 | 1.532e-07 | 4.4677e-06 | 4.4933e-06
5526 | 2.4487e-05 | 1.7862e-05 | 1.5971e-05 | 1.4244e-05 | 1.345e-05 | 1.8478e-05 | 1.5299e-05 | 1.7597e-05 | 2.2994e-05 | 1.5021e-05 | 9.6548e-06 | 1.3911e-05 | 1.1182e-05 | 1.2667e-05 | 1.3514e-05 | 1.8832e-05 | 2.893e-05 | 5.4911e-06 | 1.3502e-05
5527 | 0.00013333 | 9.5224e-05 | 8.9693e-05 | 9.3663e-05 | 0.00010226 | 9.7751e-05 | 8.8393e-05 | 9.523e-05 | 0.00011132 | 0.00010244 | 6.8983e-05 | 9.6892e-05 | 7.4107e-05 | 7.5056e-05 | 0.00010264 | 9.7267e-05 | 0.00015078 | 7.1664e-06 | 2.4346e-05
5528 | 0.00026598 | 0.0002198 | 0.00019918 | 0.00022823 | 0.0002516 | 0.00022021 | 0.0002179 | 0.00022142 | 0.00024515 | 0.00024126 | 0.00018497 | 0.0002244 | 0.00016264 | 0.00017595 | 0.00022233 | 0.00022828 | 0.00028907 | 8.9502e-06 | 1.42e-05
5529 | 0.00037628 | 0.00034241 | 0.00031135 | 0.00031642 | 0.00038673 | 0.00032449 | 0.00035646 | 0.00033025 | 0.00037499 | 0.00037509 | 0.00024771 | 0.0003475 | 0.00027675 | 0.00027191 | 0.00037807 | 0.00035601 | 0.000366 | 1.0286e-05 | 2.2964e-05
5530 | 0.00042704 | 0.00041123 | 0.00034658 | 0.00039749 | 0.00048318 | 0.00038251 | 0.00040981 | 0.00039174 | 0.00042904 | 0.00045282 | 0.00032639 | 0.00037068 | 0.0003017 | 0.00030152 | 0.00044166 | 0.00043466 | 0.00041558 | 1.1228e-05 | 3.9553e-05
5531 | 0.00043607 | 0.00044938 | 0.00035955 | 0.00036275 | 0.00053415 | 0.00043442 | 0.00044567 | 0.00040978 | 0.0004683 | 0.00048308 | 0.00031842 | 0.00033672 | 0.00025347 | 0.00031809 | 0.00039896 | 0.0004708 | 0.00044596 | 1.2421e-05 | 6.3863e-05
5532 | 0.00049325 | 0.00046779 | 0.00041334 | 0.00039528 | 0.00053249 | 0.00045811 | 0.00045888 | 0.0004328 | 0.0004816 | 0.00043262 | 0.00037129 | 0.0003989 | 0.00028026 | 0.00037109 | 0.00029579 | 0.00051539 | 0.0005048 | 1.2678e-05 | 6.7669e-05
5533 | 0.00051098 | 0.00047441 | 0.00039989 | 0.00043506 | 0.00050268 | 0.00046377 | 0.00044673 | 0.00043569 | 0.00046876 | 0.00041241 | 0.00039919 | 0.00043414 | 0.00039603 | 0.00042424 | 0.00031413 | 0.00052693 | 0.00051912 | 2.0631e-05 | 6.6436e-05
5534 | 0.00045896 | 0.0004483 | 0.00031092 | 0.00039147 | 0.00050015 | 0.00045706 | 0.00042991 | 0.00042448 | 0.00043816 | 0.00035075 | 0.00037484 | 0.00040307 | 0.00026709 | 0.00042578 | 0.00032403 | 0.0005025 | 0.00049212 | 2.0854e-05 | 6.5356e-05
5535 | 0.00039549 | 0.00037778 | 0.0002763 | 0.00031986 | 0.00043972 | 0.00039723 | 0.00033448 | 0.00035632 | 0.00039362 | 0.00019693 | 0.00016642 | 0.00031915 | 0.00019974 | 0.00032996 | 0.00026596 | 0.0004512 | 0.00040684 | 2.009e-05 | 5.4184e-05
5536 | 0.00027101 | 0.00033976 | 0.00024369 | 0.00022129 | 0.00028686 | 0.00029803 | 0.00021607 | 0.00027053 | 0.0002521 | 9.5874e-05 | 0.00025839 | 0.0002654 | 0.00024102 | 0.00029087 | 0.00018696 | 0.00035344 | 0.0002928 | 1.6236e-05 | 5.7197e-05
5537 | 0.00015733 | 0.00021338 | 0.00018388 | 0.00015396 | 6.8679e-05 | 0.00017215 | 0.00010961 | 0.00016017 | 0.00014101 | 7.649e-05 | 0.00020863 | 0.00016856 | 0.00011655 | 0.00021578 | 0.00010359 | 0.00015164 | 0.00013942 | 1.176e-05 | 4.3221e-05
5538 | 4.9355e-05 | 0.00010967 | 0.0001194 | 6.4456e-05 | 1.9642e-06 | 8.5485e-05 | 6.9439e-05 | 6.1936e-05 | 8.8407e-05 | 7.1399e-05 | 0.00012987 | 0.00010973 | 4.2934e-05 | 0.00017033 | 4.6808e-05 | 5.9997e-05 | 3.133e-05 | 1.1028e-05 | 5.4582e-05
5539 | 1.5427e-05 | 9.6626e-05 | 5.8679e-05 | 3.8048e-05 | 2.1338e-07 | 6.2417e-05 | 4.1284e-05 | 4.0588e-05 | 8.7917e-05 | 2.6776e-05 | 4.3556e-05 | 5.5328e-05 | 1.0247e-05 | 0.00012262 | 9.4626e-06 | 4.3564e-05 | 6.2225e-06 | 1.4871e-05 | 4.4396e-05
5540 | 1.2656e-05 | 7.7458e-05 | 3.1754e-05 | 1.7649e-05 | 0 | 5.6668e-05 | 3.6247e-05 | 2.9742e-05 | 7.4108e-05 | 1.1814e-05 | 1.1238e-05 | 3.3108e-05 | 4.7794e-06 | 8.7544e-05 | 4.8931e-06 | 1.9995e-05 | 5.8013e-06 | 1.8273e-05 | 1.7705e-05
5541 | 2.142e-06 | 3.0149e-05 | 1.4493e-05 | 7.0098e-07 | 0 | 3.5566e-05 | 1.7454e-05 | 1.9815e-05 | 3.5196e-05 | 6.3366e-06 | 6.9289e-08 | 1.7328e-05 | 1.8912e-06 | 2.5578e-05 | 4.9003e-06 | 1.3421e-05 | 5.1863e-06 | 1.8884e-05 | 4.0137e-06
5542 | 3.0834e-07 | 1.2421e-05 | 5.1039e-06 | 0 | 0 | 1.1743e-05 | 8.8266e-06 | 7.2392e-06 | 1.1757e-05 | 3.2194e-06 | 6.9289e-08 | 7.4651e-06 | 5.7264e-09 | 4.4932e-06 | 4.4183e-06 | 0 | 2.0152e-06 | 1.8905e-05 | 3.5765e-06
5543 | 1.2932e-07 | 5.6308e-06 | 9.4291e-07 | 0 | 0 | 2.3987e-06 | 2.3114e-06 | 1.406e-06 | 4.7037e-06 | 1.8287e-07 | 0 | 1.5664e-06 | 1.3421e-09 | 7.4293e-07 | 2.8996e-07 | 0 | 0 | 1.1983e-05 | 1.741e-06
5544 | 0 | 1.063e-06 | 4.2779e-07 | 0 | 0 | 5.2906e-07 | 1.1099e-07 | 2.1166e-07 | 1.0917e-06 | 0 | 0 | 2.4923e-07 | 9.1264e-10 | 1.4934e-07 | 0 | 0 | 0 | 1.2343e-05 | 1.2463e-07
5545 | 0 | 5.0507e-07 | 2.1269e-07 | 0 | 0 | 1.9852e-07 | 1.3002e-08 | 2.6579e-08 | 8.9547e-08 | 0 | 0 | 2.2575e-08 | 1.1274e-09 | 8.0493e-09 | 0 | 0 | 0 | 9.6741e-06 | 4.5621e-09
5546 | 0 | 5.4747e-07 | 8.0864e-09 | 0 | 0 | 3.0741e-07 | 0 | 0 | 1.4846e-08 | 0 | 1.1548e-09 | 3.4204e-07 | 7.6948e-10 | 1.2893e-10 | 0 | 0 | 0 | 1.1005e-05 | 0
5547 | 0 | 5.4615e-07 | 0 | 0 | 0 | 2.801e-07 | 0 | 0 | 0 | 0 | 0 | 4.2674e-07 | 9.8422e-10 | 5.8629e-09 | 0 | 0 | 0 | 1.1161e-05 | 0
5548 | 0 | 4.0775e-07 | 0 | 0 | 0 | 2.9033e-07 | 0 | 0 | 0 | 0 | 0 | 4.2387e-07 | 9.4843e-10 | 1.2893e-10 | 0 | 0 | 0 | 1.6985e-05 | 0
5549 | 4.2146e-08 | 5.7999e-08 | 4.4127e-09 | 5.4229e-08 | 0 | 3.0721e-07 | 4.9922e-08 | 4.0711e-08 | 1.039e-07 | 6.0466e-09 | 2.3096e-09 | 7.2101e-08 | 1.2079e-08 | 2.6127e-08 | 9.3331e-09 | 7.2627e-09 | 1.2774e-07 | 1.8926e-05 | 1.4694e-06
5550 | 2.4228e-05 | 1.661e-05 | 1.5729e-05 | 1.7586e-05 | 1.2709e-05 | 1.8727e-05 | 1.8623e-05 | 1.8169e-05 | 2.0844e-05 | 1.3908e-05 | 1.2846e-05 | 1.6741e-05 | 1.2709e-05 | 1.2346e-05 | 9.729e-06 | 1.5891e-05 | 2.5637e-05 | 1.9804e-05 | 4.1736e-06
5551 | 0.00012594 | 9.3383e-05 | 8.9295e-05 | 9.8078e-05 | 0.0001045 | 0.00010058 | 0.00010238 | 9.8457e-05 | 0.00010292 | 0.00010269 | 8.1872e-05 | 0.00010307 | 0.00010261 | 8.3834e-05 | 9.6474e-05 | 9.5826e-05 | 0.00010101 | 1.8353e-05 | 3.4048e-06
5552 | 0.00024997 | 0.00021738 | 0.00020254 | 0.00021269 | 0.00025391 | 0.00021659 | 0.00024271 | 0.00021248 | 0.00023441 | 0.0002432 | 0.00019132 | 0.00024107 | 0.00023238 | 0.00018303 | 0.00024574 | 0.00022742 | 0.00023953 | 1.5651e-05 | 2.6366e-06
5553 | 0.00032953 | 0.00033725 | 0.00030576 | 0.00029515 | 0.00039254 | 0.00031753 | 0.00037309 | 0.00030554 | 0.00036464 | 0.00037458 | 0.00026467 | 0.000349 | 0.00034287 | 0.00026917 | 0.00038115 | 0.00035872 | 0.0003833 | 1.7325e-05 | 5.41e-06
5554 | 0.00031448 | 0.00040962 | 0.00036295 | 0.00039824 | 0.00049036 | 0.00037904 | 0.00044189 | 0.00037226 | 0.00043398 | 0.00045572 | 0.00029036 | 0.00040097 | 0.00044281 | 0.00032552 | 0.00044723 | 0.00045206 | 0.00044443 | 1.731e-05 | 5.9746e-06
5555 | 0.00023309 | 0.00045397 | 0.00041982 | 0.00044036 | 0.00054192 | 0.00042596 | 0.00049038 | 0.00037969 | 0.00047501 | 0.00049264 | 0.00036841 | 0.00041044 | 0.00050352 | 0.00036949 | 0.00045744 | 0.00050994 | 0.00039349 | 1.3197e-05 | 5.7736e-06
5556 | 0.00035161 | 0.00048244 | 0.00044675 | 0.00044637 | 0.00055207 | 0.00044436 | 0.00049386 | 0.00032406 | 0.00048652 | 0.00048767 | 0.00038091 | 0.00044058 | 0.00049767 | 0.0004045 | 0.00045759 | 0.00052888 | 0.00039321 | 1.3265e-05 | 5.5759e-06
5557 | 0.00036474 | 0.00051058 | 0.0004461 | 0.0003282 | 0.00045901 | 0.0004476 | 0.00049216 | 0.00031408 | 0.00049909 | 0.0004943 | 0.0003592 | 0.00044106 | 0.00046371 | 0.00044327 | 0.00039447 | 0.00053648 | 0.00047049 | 2.5152e-05 | 7.257e-06
5558 | 0.00036412 | 0.00049242 | 0.00044171 | 0.00031619 | 0.00040846 | 0.00041426 | 0.00046717 | 0.00031592 | 0.00046006 | 0.00043384 | 0.00038307 | 0.00037222 | 0.00041239 | 0.00042472 | 0.0003784 | 0.00046701 | 0.00041613 | 2.4006e-05 | 5.6981e-06
5559 | 0.00032423 | 0.0004221 | 0.00038649 | 0.00025926 | 0.00028062 | 0.00033583 | 0.00039065 | 0.00030702 | 0.00041806 | 0.00031153 | 0.00036039 | 0.00033244 | 0.0003208 | 0.00036464 | 0.00033276 | 0.00040946 | 0.00032621 | 2.0952e-05 | 2.8283e-06
5560 | 0.00023561 | 0.00032839 | 0.00031485 | 0.00025355 | 0.00025687 | 0.00025951 | 0.00029096 | 0.00022738 | 0.00030296 | 0.00026776 | 0.00032128 | 0.00027495 | 0.00021697 | 0.00031945 | 0.00024239 | 0.00035199 | 0.00021766 | 1.1288e-05 | 6.7383e-06
5561 | 0.00012609 | 0.00022012 | 0.00020412 | 0.00013906 | 0.00014254 | 0.00014564 | 0.00015752 | 0.00012653 | 0.00016692 | 0.0001638 | 0.00021031 | 0.00017577 | 0.00011537 | 0.00023077 | 0.00012329 | 0.00022133 | 0.00010667 | 1.2525e-05 | 4.1691e-05
5562 | 3.4604e-05 | 0.00012448 | 0.00010674 | 6.3519e-05 | 4.6635e-05 | 8.2172e-05 | 7.3127e-05 | 5.9496e-05 | 9.8475e-05 | 5.4715e-05 | 0.00011226 | 8.3403e-05 | 3.7803e-05 | 0.000168 | 3.4393e-05 | 9.5315e-05 | 2.119e-05 | 1.8399e-05 | 2.5218e-05
5563 | 1.5351e-05 | 9.7388e-05 | 5.725e-05 | 3.623e-05 | 2.1043e-07 | 6.0395e-05 | 4.0144e-05 | 3.6197e-05 | 9.0449e-05 | 2.7678e-05 | 4.1402e-05 | 5.3856e-05 | 1.1287e-05 | 0.00012549 | 7.9859e-06 | 4.3323e-05 | 5.8037e-06 | 2.2305e-05 | 2.0073e-05
5564 | 1.1271e-05 | 7.6618e-05 | 3.7901e-05 | 1.0841e-05 | 0 | 5.4472e-05 | 3.8356e-05 | 2.6037e-05 | 8.0346e-05 | 1.2596e-05 | 1.6327e-05 | 4.275e-05 | 9.1871e-06 | 0.00010165 | 7.539e-06 | 2.0674e-05 | 5.9159e-06 | 2.2094e-05 | 1.3356e-05
5565 | 2.1153e-06 | 3.1064e-05 | 1.7021e-05 | 5.5978e-06 | 0 | 3.272e-05 | 1.8785e-05 | 1.6127e-05 | 4.8745e-05 | 1.0464e-05 | 0 | 2.1849e-05 | 6.8665e-06 | 3.3498e-05 | 7.5444e-06 | 1.3677e-05 | 5.2358e-06 | 2.0724e-05 | 1.9936e-05
5566 | 1.8569e-07 | 1.2231e-05 | 5.9721e-06 | 1.4243e-06 | 0 | 1.033e-05 | 8.6313e-06 | 4.5341e-06 | 1.5617e-05 | 5.7128e-06 | 5.1967e-08 | 9.2778e-06 | 2.1101e-06 | 5.4662e-06 | 6.8666e-06 | 0 | 2.0068e-06 | 1.6933e-05 | 3.482e-06
5567 | 2.4726e-10 | 5.6008e-06 | 1.2117e-06 | 0 | 0 | 2.8908e-06 | 2.2017e-06 | 9.9442e-07 | 4.9336e-06 | 7.659e-07 | 0 | 2.2785e-06 | 1.486e-07 | 7.5099e-07 | 2.3378e-07 | 0 | 0 | 1.5802e-05 | 1.9345e-07
5568 | 0 | 1.0098e-06 | 4.257e-07 | 0 | 0 | 4.3304e-07 | 2.0503e-09 | 8.3493e-08 | 1.0534e-06 | 0 | 0 | 2.9033e-07 | 8.7685e-10 | 1.4771e-07 | 0 | 0 | 0 | 1.4137e-05 | 0
5569 | 0 | 4.9973e-07 | 2.0893e-07 | 0 | 0 | 9.8784e-08 | 0 | 0 | 1.6024e-08 | 0 | 0 | 4.888e-08 | 7.8737e-10 | 1.4405e-08 | 0 | 0 | 0 | 1.8011e-05 | 2.0175e-07
5570 | 0 | 5.4791e-07 | 6.7187e-09 | 0 | 0 | 2.3192e-07 | 0 | 0 | 7.0695e-10 | 0 | 0 | 3.6818e-07 | 1.0647e-09 | 6.4463e-11 | 0 | 0 | 0 | 1.693e-05 | 6.6894e-07
5571 | 0 | 5.4659e-07 | 1.4397e-10 | 0 | 0 | 2.7973e-07 | 0 | 0 | 0 | 0 | 0 | 4.3059e-07 | 8.0527e-10 | 1.1388e-10 | 0 | 0 | 0 | 2.9522e-05 | 1.5912e-06
5572 | 0 | 4.0469e-07 | 0 | 0 | 0 | 2.7973e-07 | 0 | 0 | 0 | 0 | 0 | 4.3759e-07 | 8.7685e-10 | 0 | 0 | 0 | 0 | 2.5818e-05 | 2.5982e-06
5573 | 1.9905e-09 | 4.9592e-08 | 4.5519e-09 | 8.0509e-09 | 0 | 2.9475e-07 | 1.3673e-08 | 1.2018e-09 | 9.7265e-08 | 3.687e-09 | 2.2519e-09 | 9.9904e-08 | 9.7706e-09 | 1.1168e-08 | 2.7184e-10 | 1.4525e-08 | 9.3914e-09 | 2.8555e-05 | 2.9632e-06
5574 | 3.6198e-07 | 1.9851e-05 | 1.5005e-05 | 7.652e-06 | 1.2116e-05 | 1.4184e-05 | 2.024e-05 | 3.0533e-06 | 2.2617e-05 | 1.3312e-05 | 1.2204e-05 | 1.5703e-05 | 1.099e-05 | 1.0069e-05 | 1.8539e-05 | 1.8786e-05 | 2.0775e-06 | 4.143e-05 | 1.745e-05
5575 | 7.7474e-06 | 8.9579e-05 | 8.9068e-05 | 3.6771e-05 | 9.2708e-05 | 6.9784e-05 | 0.00010131 | 3.7727e-05 | 0.00010103 | 6.2869e-05 | 7.2138e-05 | 9.7704e-05 | 7.9282e-05 | 5.8825e-05 | 9.9913e-05 | 9.6517e-05 | 2.5276e-06 | 5.7707e-05 | 3.8218e-05
5576 | 7.2201e-05 | 0.00019976 | 0.00020305 | 8.8071e-05 | 0.00022031 | 0.00014977 | 0.00021564 | 0.00011589 | 0.0001902 | 0.00014654 | 0.00015152 | 0.00021793 | 0.0002158 | 0.00013669 | 0.00020948 | 0.00023154 | 2.6712e-05 | 6.9371e-05 | 4.9357e-05
5577 | 5.1307e-05 | 0.00028085 | 0.00031578 | 0.00017945 | 0.00032707 | 0.00020711 | 0.00033176 | 0.0002041 | 0.00027275 | 0.00032518 | 0.00024515 | 0.00034493 | 0.00025546 | 0.00020434 | 0.00032879 | 0.00034695 | 0.00011648 | 6.0217e-05 | 7.0706e-05
5578 | 6.1756e-05 | 0.00029516 | 0.00037905 | 0.00025368 | 0.00032288 | 0.00019663 | 0.00042006 | 0.00024571 | 0.00031929 | 0.00040599 | 0.00035503 | 0.00041598 | 0.00026191 | 0.00026711 | 0.00044296 | 0.00038069 | 0.00026309 | 6.6545e-05 | 7.1558e-05
5579 | 0.00021613 | 0.00023999 | 0.00041627 | 0.0003883 | 0.00037234 | 0.00021837 | 0.00044558 | 0.00029859 | 0.0003268 | 0.00042068 | 0.00040094 | 0.00042749 | 0.00023208 | 0.00025935 | 0.00051124 | 0.00041 | 0.00029096 | 6.1959e-05 | 3.4265e-05
5580 | 0.0003343 | 0.0002394 | 0.00040341 | 0.00021801 | 0.00047356 | 0.00025965 | 0.00040868 | 0.00029148 | 0.00030269 | 0.00041462 | 0.00034844 | 0.0003786 | 0.0002327 | 0.00025133 | 0.00043562 | 0.00045983 | 0.00032173 | 6.6335e-05 | 7.6587e-05
5581 | 0.00043129 | 0.00029383 | 0.00036599 | 0.00018958 | 0.00033312 | 0.00026225 | 0.00040566 | 0.00027842 | 0.00027551 | 0.00043301 | 0.00027398 | 0.00037515 | 0.00027518 | 0.00029015 | 0.00036381 | 0.00048255 | 0.00034952 | 8.2399e-05 | 0.00012409
5582 | 0.00032238 | 0.00024698 | 0.00034483 | 0.00024616 | 0.00026178 | 0.00023708 | 0.00032467 | 0.00024475 | 0.00020043 | 0.00040512 | 0.00025367 | 0.00031199 | 0.00019251 | 0.00028747 | 0.00030193 | 0.00035176 | 0.00042078 | 9.2905e-05 | 8.9628e-05
5583 | 0.00023728 | 0.00028568 | 0.0002951 | 0.00023915 | 0.00017528 | 0.00018296 | 0.00028061 | 0.00016498 | 0.00015869 | 0.00026001 | 0.00025823 | 0.00011023 | 0.0001291 | 0.00024323 | 0.00025658 | 0.00029898 | 0.00034131 | 8.6827e-05 | 9.0339e-05
5584 | 0.00016527 | 0.00023624 | 0.00022333 | 0.00016603 | 6.3082e-05 | 0.00011898 | 0.00026472 | 9.5992e-05 | 0.00018197 | 0.00028257 | 0.00024684 | 0.00025427 | 9.8527e-05 | 0.00025789 | 0.00017841 | 0.00021138 | 0.00018769 | 8.434e-05 | 7.5378e-05
5585 | 5.2719e-05 | 0.00014772 | 0.00016651 | 6.8261e-05 | 4.9166e-05 | 7.3587e-05 | 0.00016314 | 6.3038e-05 | 0.00014295 | 0.00012171 | 0.0001886 | 0.00014212 | 5.0052e-05 | 0.00019756 | 0.00014135 | 9.8366e-05 | 9.2224e-05 | 7.5279e-05 | 9.2258e-05
5586 | 1.7122e-05 | 0.00011525 | 9.2791e-05 | 4.273e-05 | 6.7136e-05 | 6.7668e-05 | 6.7492e-05 | 4.1447e-05 | 8.9087e-05 | 6.1435e-05 | 0.00010385 | 6.151e-05 | 1.8555e-05 | 0.00013985 | 4.0818e-05 | 0.00010072 | 2.0381e-05 | 7.3928e-05 | 9.1543e-05
5587 | 7.5142e-06 | 7.3426e-05 | 5.1048e-05 | 2.2001e-05 | 9.8974e-07 | 4.7605e-05 | 3.7049e-05 | 2.4602e-05 | 7.6768e-05 | 1.8262e-05 | 3.7336e-05 | 5.3423e-05 | 8.7384e-06 | 0.00011515 | 8.4166e-06 | 4.4632e-05 | 5.6133e-06 | 7.2541e-05 | 0.00010684
5588 | 1.7462e-06 | 3.4463e-05 | 3.1735e-05 | 5.4047e-06 | 0 | 2.6868e-05 | 3.4122e-05 | 1.4598e-05 | 5.6029e-05 | 9.7842e-06 | 3.5954e-06 | 3.2843e-05 | 4.437e-06 | 8.1647e-05 | 7.5426e-06 | 1.9793e-05 | 5.6616e-06 | 8.8266e-05 | 0.0001038
5589 | 2.0424e-07 | 1.3328e-05 | 1.3847e-05 | 4.9244e-06 | 0 | 8.7189e-06 | 1.7138e-05 | 7.8636e-06 | 2.8831e-05 | 6.828e-06 | 1.2126e-08 | 1.7625e-05 | 1.9439e-06 | 2.1903e-05 | 7.5372e-06 | 1.0376e-05 | 5.0138e-06 | 0.00010883 | 9.5741e-05
5590 | 1.1127e-08 | 6.7673e-06 | 4.7519e-06 | 3.5332e-07 | 0 | 1.8771e-06 | 8.0135e-06 | 1.8901e-06 | 6.147e-06 | 2.7195e-06 | 0 | 4.8893e-06 | 1.8584e-07 | 1.6305e-06 | 6.8612e-06 | 0 | 6.0383e-07 | 0.00013625 | 9.2049e-05
5591 | 0 | 1.0259e-06 | 9.7512e-07 | 0 | 0 | 4.3461e-07 | 1.1137e-06 | 1.2886e-07 | 9.6706e-07 | 7.8655e-09 | 0 | 7.7956e-07 | 7.3369e-10 | 1.712e-07 | 2.3922e-07 | 0 | 0 | 0.0001421 | 6.8896e-05
5592 | 0 | 2.1986e-08 | 3.8181e-07 | 0 | 0 | 7.727e-09 | 2.2086e-09 | 2.369e-08 | 9.2082e-08 | 0 | 0 | 1.8286e-07 | 6.2632e-10 | 4.2172e-09 | 0 | 0 | 0 | 0.00013901 | 5.5811e-05
5593 | 0 | 4.9973e-07 | 8.8807e-08 | 0 | 0 | 0 | 0 | 0 | 4.713e-10 | 0 | 0 | 2.9362e-08 | 1.0111e-09 | 3.8248e-10 | 0 | 0 | 0 | 0.00014675 | 6.1642e-05
5594 | 0 | 5.5053e-07 | 0 | 0 | 0 | 2.473e-07 | 0 | 0 | 0 | 0 | 1.1548e-09 | 3.363e-07 | 6.0843e-10 | 1.242e-09 | 0 | 0 | 0 | 0.00015271 | 5.3142e-05
5595 | 0 | 3.9111e-07 | 1.4397e-10 | 0 | 0 | 2.6154e-07 | 0 | 0 | 3.4405e-08 | 0 | 0 | 4.0952e-07 | 8.2316e-10 | 3.3486e-08 | 0 | 0 | 0 | 0.00015885 | 5.6356e-05
5596 | 0 | 0 | 0 | 0 | 0 | 4.474e-08 | 0 | 0 | 0 | 0 | 0 | 4.1203e-07 | 9.8422e-10 | 5.8404e-09 | 0 | 0 | 0 | 0.00013899 | 7.7741e-05
5597 | 1.9966e-09 | 4.3797e-10 | 1.8236e-10 | 2.5303e-09 | 0 | 7.7374e-09 | 1.6752e-09 | 9.2016e-10 | 1.9555e-08 | 0 | 3.4645e-10 | 1.0825e-07 | 9.6945e-09 | 1.0951e-08 | 1.3592e-10 | 0 | 3.6174e-09 | 0.00014756 | 7.3188e-05
5598 | 4.0465e-06 | 5.4979e-07 | 9.0681e-08 | 2.3536e-06 | 3.0397e-07 | 3.6399e-06 | 2.0292e-08 | 2.4111e-06 | 5.3184e-06 | 8.2076e-06 | 4.0419e-10 | 2.0203e-06 | 1.2335e-05 | 6.4607e-06 | 2.7184e-10 | 5.0839e-08 | 3.401e-06 | 0.0001301 | 6.8107e-05
5599 | 1.9191e-05 | 8.8089e-06 | 2.3402e-06 | 2.3044e-05 | 1.512e-05 | 2.4715e-05 | 3.7324e-07 | 1.2418e-05 | 1.2665e-05 | 5.7668e-05 | 9.8159e-09 | 2.4107e-05 | 7.6912e-05 | 4.1584e-05 | 9.5143e-10 | 5.4415e-06 | 2.8371e-05 | 0.00013614 | 7.1713e-05
5600 | 3.1683e-05 | 4.0065e-05 | 9.5095e-06 | 7.0215e-05 | 5.854e-05 | 6.8694e-05 | 5.9191e-06 | 4.9503e-05 | 2.1761e-05 | 0.00012737 | 2.1586e-06 | 6.8088e-05 | 0.00015619 | 0.00010339 | 6.0117e-07 | 4.0945e-05 | 5.3866e-05 | 0.00012925 | 6.3295e-05
5601 | 0.00011635 | 8.2803e-05 | 1.7598e-05 | 0.0001161 | 0.00012717 | 0.00012691 | 2.2774e-05 | 0.00012185 | 4.1522e-05 | 0.00018008 | 2.2503e-05 | 0.0001047 | 0.00022081 | 0.00016712 | 1.0868e-05 | 7.2659e-05 | 0.0001176 | 0.00015047 | 6.5095e-05
5602 | 0.00020536 | 0.00012793 | 2.0248e-05 | 0.00018616 | 0.00012321 | 0.00017262 | 5.0526e-05 | 0.00018087 | 7.0088e-05 | 0.00025377 | 9.0445e-05 | 0.00014907 | 0.0002231 | 0.00022401 | 6.5705e-05 | 7.2868e-05 | 0.00020573 | 0.00014848 | 5.4688e-05
5603 | 0.00023962 | 7.8921e-05 | 4.9475e-05 | 0.0002873 | 9.2421e-05 | 0.00020055 | 4.2241e-05 | 0.00022482 | 8.6038e-05 | 0.00031366 | 0.00012847 | 0.00025188 | 0.00027126 | 0.00028479 | 0.00013067 | 7.2523e-05 | 0.00032973 | 0.00015962 | 4.8716e-05
5604 | 0.00035669 | 9.0486e-05 | 9.426e-05 | 0.00023072 | 0.00018819 | 0.00021195 | 6.283e-05 | 0.0002965 | 9.3269e-05 | 0.00041637 | 0.00013677 | 0.0002895 | 0.00032833 | 0.00031316 | 0.00015858 | 0.00013243 | 0.00031257 | 0.00016456 | 4.4499e-05
5605 | 0.00036047 | 0.00013614 | 0.0001419 | 0.0001945 | 0.00025836 | 0.00020238 | 0.00010519 | 0.00029262 | 9.8281e-05 | 0.00038594 | 0.00015035 | 0.00032189 | 0.00036232 | 0.00033116 | 0.00016415 | 0.00021017 | 0.00033416 | 0.00016131 | 5.6851e-05
5606 | 0.000226 | 0.00016786 | 0.00020578 | 0.00023711 | 0.00023513 | 0.00017596 | 0.00012218 | 0.00023537 | 0.00011027 | 0.00034039 | 0.00019065 | 0.00029813 | 0.00037409 | 0.00037049 | 0.00014761 | 0.00023149 | 0.00031505 | 0.00014073 | 6.9827e-05
5607 | 0.00016135 | 0.00022206 | 0.00025968 | 0.00017487 | 0.00032342 | 0.00016271 | 0.00014626 | 0.00022456 | 0.00011155 | 0.00030118 | 0.00018047 | 0.00027758 | 0.00029271 | 0.00035217 | 0.00018479 | 0.00032504 | 0.00021304 | 0.0001294 | 5.8331e-05
5608 | 0.00020333 | 0.00025178 | 0.00025429 | 0.00014145 | 0.00020998 | 0.00016012 | 0.00014871 | 0.00018168 | 0.00011938 | 0.00023599 | 0.00022688 | 0.00026118 | 0.00021124 | 0.00031881 | 0.00010894 | 0.00032373 | 0.00014176 | 0.00011565 | 7.1313e-05
5609 | 0.00012445 | 0.00015872 | 0.00015374 | 8.7827e-05 | 0.00011952 | 0.00011081 | 7.9617e-05 | 0.00010279 | 9.0457e-05 | 0.00014484 | 0.00010665 | 0.00019359 | 0.00010657 | 0.00023877 | 6.5997e-05 | 0.0001044 | 0.00010355 | 0.00011024 | 5.8558e-05
5610 | 3.6173e-05 | 5.0374e-05 | 5.1345e-05 | 4.1338e-05 | 4.3664e-05 | 6.8575e-05 | 2.2998e-05 | 4.9932e-05 | 2.3684e-05 | 6.4842e-05 | 1.2801e-05 | 9.9953e-05 | 3.0209e-05 | 0.00016207 | 1.8155e-05 | 4.5548e-05 | 3.159e-05 | 0.00011763 | 4.0242e-05
5611 | 8.7695e-06 | 4.5983e-06 | 7.4175e-06 | 1.3416e-05 | 2.0034e-07 | 3.4562e-05 | 3.1879e-06 | 1.9006e-05 | 1.1459e-05 | 2.3812e-05 | 8.1947e-07 | 4.1203e-05 | 1.0506e-05 | 0.00012611 | 6.364e-06 | 1.5862e-06 | 5.923e-06 | 0.00013482 | 4.0262e-05
5612 | 2.328e-06 | 7.0672e-06 | 4.0637e-06 | 5.2777e-06 | 0 | 1.5621e-05 | 6.036e-06 | 1.2135e-05 | 6.5334e-06 | 1.2374e-05 | 0 | 2.3283e-05 | 8.9661e-06 | 0.00010167 | 7.4302e-07 | 0 | 5.6254e-06 | 0.00012814 | 4.163e-05
5613 | 2.4133e-07 | 3.0585e-06 | 1.5649e-06 | 9.0538e-07 | 0 | 4.1617e-06 | 9.4216e-07 | 5.0292e-06 | 1.9207e-06 | 9.7744e-06 | 0 | 1.0778e-05 | 6.9096e-06 | 3.4878e-05 | 0 | 0 | 3.4076e-06 | 0.00013415 | 3.6884e-05
5614 | 3.5606e-08 | 1.0748e-07 | 7.4983e-07 | 0 | 0 | 8.4644e-07 | 2.665e-07 | 1.1623e-06 | 1.6967e-10 | 2.839e-06 | 1.1548e-09 | 3.0942e-06 | 1.8632e-06 | 9.2462e-06 | 0 | 0 | 0 | 0.00014922 | 3.8037e-05
5615 | 0 | 2.6278e-10 | 1.5662e-07 | 0 | 0 | 2.0579e-07 | 2.067e-07 | 3.1036e-07 | 1.6967e-10 | 0 | 0 | 5.6977e-07 | 2.7125e-07 | 3.9647e-07 | 0 | 0 | 0 | 0.00014588 | 4.094e-05
5616 | 0 | 8.7595e-11 | 3.4601e-08 | 0 | 0 | 4.6873e-07 | 7.3552e-08 | 2.7157e-08 | 1.6967e-10 | 0 | 0 | 1.1593e-07 | 5.2074e-09 | 5.9428e-08 | 0 | 0 | 0 | 0.00013773 | 2.9736e-05
5617 | 0 | 5.0017e-07 | 2.3995e-11 | 0 | 0 | 2.642e-07 | 0 | 0 | 1.6967e-10 | 0 | 0 | 8.639e-09 | 6.2632e-10 | 7.7706e-08 | 0 | 0 | 0 | 0.00014876 | 4.9918e-05
5618 | 0 | 7.2704e-08 | 0 | 0 | 0 | 2.6635e-07 | 0 | 0 | 2.545e-10 | 0 | 0 | 3.5424e-07 | 5.5474e-10 | 8.1918e-08 | 0 | 0 | 0 | 0.00016739 | 6.0769e-05
5619 | 0 | 0 | 0 | 0 | 0 | 7.1588e-08 | 0 | 0 | 8.4834e-11 | 0 | 0 | 4.2674e-07 | 7.1579e-10 | 3.8839e-08 | 0 | 0 | 0 | 0.00016351 | 6.0575e-05
5620 | 0 | 0 | 1.1998e-10 | 0 | 0 | 0 | 0 | 0 | 1.6967e-10 | 0 | 0 | 3.7937e-07 | 7.5158e-10 | 0 | 0 | 0 | 0 | 0.00016234 | 7.2013e-05
5621 | 1.313e-08 | 1.2351e-08 | 5.288e-09 | 3.1283e-08 | 0 | 8.1292e-08 | 5.3966e-09 | 1.3664e-08 | 6.4414e-08 | 0 | 1.3858e-09 | 4.0966e-08 | 8.5045e-09 | 1.2538e-08 | 2.7184e-10 | 0 | 2.8105e-08 | 0.00015177 | 8.7199e-05
5622 | 1.3299e-05 | 1.2479e-05 | 2.5085e-05 | 1.0699e-05 | 9.2726e-06 | 1.509e-05 | 1.4486e-05 | 1.2777e-05 | 1.5192e-05 | 1.246e-05 | 1.4759e-05 | 2.2111e-05 | 1.156e-05 | 1.1406e-05 | 1.2012e-05 | 1.6897e-05 | 2.057e-05 | 0.00014626 | 8.8685e-05
5623 | 0.00010932 | 8.6196e-05 | 8.1675e-05 | 9.6266e-05 | 0.00010381 | 7.0263e-05 | 0.00010939 | 6.3043e-05 | 8.3091e-05 | 7.936e-05 | 0.00010069 | 9.7416e-05 | 8.1311e-05 | 4.8832e-05 | 0.00010263 | 0.00010888 | 0.00012347 | 0.00014234 | 9.0879e-05
5624 | 0.00022859 | 0.00021032 | 0.0001168 | 0.00016654 | 0.00027165 | 0.00014639 | 0.00022022 | 0.00016576 | 0.00018655 | 0.00013427 | 0.00015046 | 0.00014333 | 0.0001789 | 9.905e-05 | 0.00020097 | 0.00024719 | 0.00024825 | 0.00014421 | 7.6724e-05
5625 | 0.00035262 | 0.00030766 | 0.00013387 | 0.00027077 | 0.0002827 | 0.0002581 | 0.0002344 | 0.00027883 | 0.00026719 | 0.00012079 | 0.00017224 | 0.00013031 | 0.00022714 | 0.00015398 | 0.00020132 | 0.00030487 | 0.00038544 | 0.00017376 | 7.7851e-05
5626 | 0.0004216 | 0.00026578 | 0.00020246 | 0.0003492 | 0.00012975 | 0.00033041 | 0.00014929 | 0.00033926 | 0.00032677 | 0.00011723 | 0.00014895 | 0.00023487 | 0.00023328 | 0.00016068 | 0.00011194 | 0.00011582 | 0.00047193 | 0.00019224 | 7.3771e-05
5627 | 0.00048853 | 0.00018181 | 0.00017751 | 0.00032818 | 0.0001625 | 0.00034928 | 0.00014826 | 0.00035318 | 0.00031995 | 0.00021645 | 0.00013208 | 0.00026626 | 0.0002953 | 0.00017736 | 0.00014461 | 0.00019969 | 0.00053722 | 0.00021197 | 8.0393e-05
5628 | 0.00044396 | 0.00019733 | 0.00017209 | 0.00021084 | 0.00031481 | 0.00032853 | 0.00020063 | 0.0002994 | 0.00027336 | 0.00031205 | 9.2226e-05 | 0.00030342 | 0.00031706 | 0.00019266 | 0.00016285 | 0.00031005 | 0.00052772 | 0.00020157 | 7.0769e-05
5629 | 0.00032411 | 0.00023757 | 0.00017597 | 0.00028753 | 0.00035547 | 0.00027367 | 0.00016135 | 0.00023177 | 0.00024247 | 0.00023578 | 8.1718e-05 | 0.00024885 | 0.00033562 | 0.00019204 | 9.3163e-05 | 0.00030061 | 0.00045007 | 0.00019273 | 6.9648e-05
5630 | 0.00031629 | 0.00020907 | 0.00017995 | 0.00016748 | 0.00043541 | 0.00018694 | 0.00013957 | 0.00016006 | 0.00019582 | 0.000323 | 0.00014616 | 0.00013991 | 0.0003544 | 0.00020436 | 0.00011645 | 0.00020169 | 0.00032752 | 0.00021262 | 4.1638e-05
5631 | 0.00031829 | 0.00020186 | 0.00019227 | 0.00011046 | 0.00017296 | 0.00016102 | 0.00014079 | 0.00013262 | 0.00017366 | 0.00019982 | 0.00030328 | 0.00022939 | 0.00026543 | 0.00024519 | 0.00014168 | 9.4048e-05 | 0.00031435 | 0.00020565 | 1.8172e-05
5632 | 0.00013566 | 0.00015091 | 0.00023206 | 9.4042e-05 | 2.8301e-05 | 0.00012639 | 0.00014945 | 0.00011601 | 0.00014502 | 0.00020703 | 0.00030297 | 0.00017065 | 0.00021381 | 0.00023642 | 0.00012946 | 0.00013435 | 0.00019225 | 0.00019803 | 1.2439e-05
5633 | 6.9119e-05 | 0.0001304 | 0.00015547 | 7.7629e-05 | 2.9799e-05 | 9.5574e-05 | 0.0001068 | 8.4336e-05 | 9.8409e-05 | 9.4767e-05 | 0.00015468 | 0.00015551 | 0.0001332 | 0.00020846 | 8.3321e-05 | 9.3588e-05 | 8.5722e-05 | 0.00018989 | 1.4035e-05
5634 | 3.2568e-05 | 9.9218e-05 | 7.7487e-05 | 5.1397e-05 | 8.8754e-06 | 6.7758e-05 | 4.9756e-05 | 4.445e-05 | 8.1107e-05 | 5.6496e-05 | 3.6448e-05 | 8.3666e-05 | 3.8318e-05 | 0.00014498 | 1.6817e-05 | 6.7171e-05 | 2.0632e-05 | 0.00019037 | 8.1508e-06
5635 | 1.395e-05 | 4.3984e-05 | 1.3006e-05 | 1.7159e-05 | 2.35e-07 | 5.0601e-05 | 1.1967e-05 | 2.2696e-05 | 6.7692e-05 | 1.5924e-05 | 2.0145e-06 | 3.9496e-05 | 1.0077e-05 | 8.3965e-05 | 6.2907e-06 | 8.1604e-06 | 5.8742e-06 | 0.00019513 | 4.6234e-06
5636 | 8.0632e-06 | 1.9862e-05 | 5.5697e-06 | 5.5914e-06 | 0 | 3.515e-05 | 8.6628e-06 | 1.607e-05 | 2.83e-05 | 9.6719e-06 | 1.0162e-07 | 2.0034e-05 | 9.0026e-06 | 2.1606e-05 | 5.3643e-07 | 0 | 5.7784e-06 | 0.00019843 | 3.6174e-06
5637 | 8.0088e-07 | 1.0591e-05 | 2.6659e-06 | 3.6105e-06 | 0 | 1.5671e-05 | 4.1288e-06 | 8.0077e-06 | 1.3611e-05 | 3.1302e-06 | 1.1548e-09 | 9.4005e-06 | 6.1432e-06 | 2.6444e-06 | 0 | 0 | 5.0678e-06 | 0.00019113 | 6.2236e-06
5638 | 1.9781e-07 | 5.4349e-06 | 8.5517e-07 | 0 | 0 | 3.7957e-06 | 1.0243e-07 | 1.7424e-06 | 5.4769e-06 | 6.2924e-08 | 0 | 1.4354e-06 | 8.7948e-07 | 2.8951e-07 | 0 | 0 | 1.9801e-06 | 0.00020857 | 2.7882e-06
5639 | 6.4288e-09 | 1.2315e-06 | 3.7118e-07 | 0 | 0 | 5.9938e-07 | 0 | 1.7447e-07 | 8.4973e-07 | 0 | 0 | 2.1727e-07 | 1.0379e-09 | 1.7121e-08 | 0 | 0 | 0 | 0.00020656 | 2.1354e-06
5640 | 0 | 8.7595e-11 | 4.9238e-08 | 0 | 0 | 2.3619e-08 | 1.3335e-08 | 1.5023e-08 | 2.5733e-07 | 0 | 0 | 4.3715e-08 | 9.6632e-10 | 1.8834e-08 | 0 | 0 | 0 | 0.00020287 | 1.5824e-06
5641 | 0 | 5.0017e-07 | 2.7763e-08 | 0 | 0 | 0 | 0 | 0 | 0 | 0 | 0 | 2.1797e-07 | 1.02e-09 | 1.5874e-08 | 0 | 0 | 0 | 0.00019392 | 2.5685e-08
5642 | 0 | 4.971e-07 | 0 | 0 | 0 | 2.2802e-07 | 0 | 0 | 1.4139e-08 | 0 | 0 | 5.9062e-07 | 6.2632e-10 | 2.788e-09 | 0 | 0 | 0 | 0.00018513 | 7.6101e-07
5643 | 0 | 0 | 0 | 0 | 0 | 2.8029e-07 | 0 | 0 | 0 | 0 | 0 | 4.1547e-07 | 6.2632e-10 | 0 | 0 | 0 | 0 | 0.00018161 | 9.2323e-07
5644 | 0 | 0 | 0 | 0 | 0 | 8.0868e-08 | 0 | 0 | 0 | 0 | 0 | 1.0516e-07 | 6.2632e-10 | 0 | 0 | 0 | 0 | 0.00018432 | 2.7216e-06
5645 | 1.4508e-08 | 8.466e-09 | 9.4781e-10 | 6.1037e-08 | 0 | 6.9857e-08 | 1.7461e-09 | 1.9429e-08 | 1.9892e-08 | 0 | 4.0419e-10 | 1.4672e-08 | 6.8179e-09 | 2.1006e-08 | 2.7184e-10 | 0 | 2.6546e-08 | 0.00017659 | 2.5624e-06
5646 | 1.6838e-05 | 1.2952e-05 | 1.491e-05 | 1.73e-05 | 1.1078e-05 | 1.8554e-05 | 1.4253e-05 | 1.5952e-05 | 1.3587e-05 | 6.3109e-06 | 7.7933e-06 | 1.329e-05 | 1.0001e-05 | 1.0911e-05 | 1.092e-05 | 1.5164e-05 | 1.5472e-05 | 0.00017912 | 2.3332e-06
5647 | 0.00012855 | 6.9197e-05 | 7.6592e-05 | 0.00010575 | 9.2501e-05 | 9.9329e-05 | 6.8045e-05 | 9.7653e-05 | 7.2957e-05 | 6.3475e-05 | 3.5896e-05 | 9.7336e-05 | 9.1701e-05 | 7.1594e-05 | 4.0116e-05 | 9.6779e-05 | 0.00013777 | 0.00017553 | 5.5576e-07
5648 | 0.00024221 | 0.00017392 | 0.00015431 | 0.00023105 | 0.00023385 | 0.00022822 | 0.00014393 | 0.0002232 | 0.00015197 | 0.00019071 | 0.00015465 | 0.000207 | 0.00019848 | 0.00016163 | 0.00010349 | 0.00023611 | 0.00029224 | 0.00016528 | 1.4948e-07
5649 | 0.00037082 | 0.00027799 | 0.00021852 | 0.00034435 | 0.0003652 | 0.00033888 | 0.00020983 | 0.00034851 | 0.00024694 | 0.00030936 | 0.00023463 | 0.00030235 | 0.00031801 | 0.00024408 | 0.00030848 | 0.00035106 | 0.00039229 | 0.00016029 | 2.8724e-07
5650 | 0.00046123 | 0.00027622 | 0.00030247 | 0.00042279 | 0.00038448 | 0.0004083 | 0.00031273 | 0.00043144 | 0.00027247 | 0.00039522 | 0.00031975 | 0.00039346 | 0.00039066 | 0.00028624 | 0.00038582 | 0.00040824 | 0.00050365 | 0.00015921 | 1.7196e-07
5651 | 0.00049942 | 0.00027159 | 0.00033806 | 0.00047149 | 0.00041152 | 0.00044782 | 0.00038908 | 0.00048732 | 0.00033645 | 0.00045596 | 0.00038712 | 0.00043912 | 0.00041669 | 0.0003372 | 0.00045583 | 0.00034159 | 0.00053753 | 0.00014947 | 3.6247e-07
5652 | 0.00051706 | 0.00021306 | 0.00039964 | 0.00049896 | 0.00045262 | 0.00046092 | 0.00040631 | 0.00051338 | 0.00038327 | 0.00048772 | 0.00041091 | 0.00046411 | 0.00041302 | 0.00037538 | 0.00047149 | 0.00032982 | 0.00056328 | 0.00012365 | 7.508e-07
5653 | 0.00050401 | 0.00024173 | 0.00035723 | 0.00048716 | 0.00041255 | 0.00046229 | 0.00043145 | 0.00051492 | 0.0003923 | 0.0004626 | 0.0003792 | 0.00045347 | 0.00036343 | 0.0004298 | 0.00040139 | 0.0003328 | 0.00054526 | 0.00013752 | 4.8863e-07
5654 | 0.00046385 | 0.00031473 | 0.00031426 | 0.00040338 | 0.00032167 | 0.00039714 | 0.00036046 | 0.00047797 | 0.00035591 | 0.00040705 | 0.00030714 | 0.00043688 | 0.00032481 | 0.00044366 | 0.00038916 | 0.00035525 | 0.00048762 | 0.00013711 | 2.9995e-07
5655 | 0.00038702 | 0.00028479 | 0.00024279 | 0.00030326 | 0.00028494 | 0.00031296 | 0.00026947 | 0.00039011 | 0.00032391 | 0.00034156 | 0.00034213 | 0.00037272 | 0.00024686 | 0.00038169 | 0.00035972 | 0.00032946 | 0.00038998 | 0.00014231 | 1.2164e-07
5656 | 0.00026595 | 0.0002199 | 0.00022976 | 0.0002514 | 0.00022601 | 0.00025209 | 0.00018324 | 0.00028485 | 0.00025309 | 0.00029194 | 0.0002881 | 0.00028703 | 0.00017835 | 0.00032546 | 0.00026823 | 0.0002906 | 0.00026482 | 9.8942e-05 | 4.8851e-10
5657 | 0.00013268 | 0.0001437 | 0.00015192 | 0.00015386 | 0.00012495 | 0.00015041 | 0.00010948 | 0.00015483 | 0.00014322 | 0.00016555 | 0.00021145 | 0.00016928 | 9.3068e-05 | 0.00023407 | 0.00012904 | 0.00016248 | 0.00012772 | 6.3431e-05 | 0
5658 | 3.7043e-05 | 0.00010145 | 9.2712e-05 | 6.1012e-05 | 3.04e-05 | 8.2386e-05 | 6.0449e-05 | 6.6096e-05 | 9.1454e-05 | 6.7548e-05 | 7.8555e-05 | 8.0367e-05 | 3.2962e-05 | 0.00015922 | 4.1116e-05 | 7.8544e-05 | 2.622e-05 | 5.9754e-05 | 0
5659 | 1.6676e-05 | 6.8982e-05 | 4.235e-05 | 3.8017e-05 | 1.1672e-07 | 6.2616e-05 | 3.2112e-05 | 4.2805e-05 | 7.838e-05 | 2.6932e-05 | 4.2549e-05 | 5.2705e-05 | 1.1003e-05 | 0.0001223 | 7.6921e-06 | 4.2691e-05 | 5.8962e-06 | 7.4052e-05 | 0
5660 | 1.3039e-05 | 3.5041e-05 | 2.7874e-05 | 1.4065e-05 | 0 | 5.4884e-05 | 2.6022e-05 | 3.21e-05 | 6.1897e-05 | 1.2124e-05 | 2.9446e-05 | 4.0746e-05 | 8.7607e-06 | 9.7432e-05 | 7.5335e-06 | 1.876e-05 | 5.9103e-06 | 9.6027e-05 | 0
5661 | 3.7638e-06 | 1.4493e-05 | 1.1308e-05 | 5.5114e-06 | 0 | 3.3251e-05 | 1.4294e-05 | 2.2423e-05 | 4.0519e-05 | 9.1554e-06 | 4.8953e-06 | 2.2018e-05 | 6.0228e-06 | 3.6613e-05 | 7.5263e-06 | 0 | 5.2581e-06 | 9.4466e-05 | 0
5662 | 3.0834e-07 | 6.9274e-06 | 4.0393e-06 | 1.6783e-06 | 0 | 1.0932e-05 | 7.1003e-06 | 7.5293e-06 | 1.4544e-05 | 6.1317e-06 | 5.3122e-08 | 9.1876e-06 | 1.0784e-06 | 8.5512e-06 | 5.0254e-06 | 0 | 2.0107e-06 | 9.1635e-05 | 0
5663 | 1.3055e-07 | 2.2219e-06 | 9.1218e-07 | 0 | 0 | 2.8072e-06 | 1.2508e-06 | 1.1683e-06 | 2.2919e-06 | 1.7294e-06 | 0 | 2.3632e-06 | 2.8703e-08 | 1.1522e-06 | 2.3016e-07 | 0 | 0 | 9.7188e-05 | 0
5664 | 0 | 1.0844e-07 | 4.3583e-07 | 0 | 0 | 8.5745e-07 | 3.4121e-08 | 1.624e-07 | 1.4485e-08 | 0 | 0 | 2.5701e-07 | 9.4843e-10 | 1.6316e-07 | 0 | 0 | 0 | 0.00010053 | 0
5665 | 0 | 5.6849e-07 | 1.3365e-07 | 0 | 0 | 1.8037e-07 | 6.5009e-10 | 2.5088e-08 | 0 | 0 | 0 | 6.6165e-08 | 1.1453e-09 | 3.0721e-08 | 0 | 0 | 0 | 0.00010558 | 0
5666 | 0 | 6.2543e-07 | 1.1998e-10 | 0 | 0 | 2.2836e-07 | 0 | 0 | 0 | 0 | 0 | 3.4412e-07 | 1.1005e-09 | 6.7901e-10 | 0 | 0 | 0 | 0.00011678 | 0
5667 | 0 | 6.2149e-07 | 2.3995e-11 | 0 | 0 | 2.8029e-07 | 0 | 0 | 0 | 0 | 0 | 4.2782e-07 | 1.02e-09 | 4.9852e-10 | 0 | 0 | 0 | 0.00010557 | 0
5668 | 0 | 1.0073e-07 | 0 | 0 | 0 | 2.801e-07 | 0 | 4.218e-09 | 0 | 0 | 0 | 4.271e-07 | 9.6632e-10 | 1.8265e-10 | 0 | 0 | 0 | 9.3336e-05 | 0
5669 | 4.7518e-08 | 8.1901e-09 | 4.1272e-10 | 7.1768e-09 | 0 | 1.7744e-07 | 3.363e-09 | 1.6551e-08 | 4.4804e-08 | 0 | 9.2385e-10 | 6.6553e-08 | 9.8422e-09 | 1.965e-08 | 1.3592e-10 | 0 | 6.5531e-08 | 8.1947e-05 | 0
5670 | 2.1221e-05 | 1.0205e-05 | 1.3583e-05 | 1.5389e-05 | 1.2563e-05 | 1.7094e-05 | 1.3582e-05 | 1.3996e-05 | 1.8113e-05 | 1.0715e-05 | 1.03e-05 | 1.3226e-05 | 1.243e-05 | 9.3366e-06 | 1.4157e-05 | 1.4482e-05 | 2.5399e-05 | 7.5259e-05 | 0
5671 | 0.00010188 | 6.441e-05 | 8.0076e-05 | 9.0657e-05 | 7.9738e-05 | 8.9996e-05 | 8.2303e-05 | 8.3273e-05 | 8.884e-05 | 7.2228e-05 | 7.0642e-05 | 8.804e-05 | 9.5523e-05 | 6.3749e-05 | 7.8469e-05 | 8.8746e-05 | 0.00013078 | 4.8024e-05 | 0
5672 | 0.00021755 | 0.00014752 | 0.00015091 | 0.00020824 | 0.00019069 | 0.00020643 | 0.00017655 | 0.00020107 | 0.00020465 | 0.00016677 | 0.00016818 | 0.00019323 | 0.00023527 | 0.00014982 | 0.00018736 | 0.00019713 | 0.00027271 | 2.7105e-05 | 5.3736e-09
5673 | 0.00034747 | 0.00026619 | 0.00022361 | 0.00032287 | 0.00028908 | 0.00032578 | 0.00027208 | 0.00032513 | 0.00031352 | 0.00032274 | 0.00024308 | 0.0002539 | 0.00034452 | 0.00024781 | 0.00027597 | 0.00027289 | 0.00039835 | 1.2578e-05 | 2.3448e-08
5674 | 0.00041053 | 0.00034513 | 0.00030335 | 0.00039695 | 0.00022349 | 0.00038274 | 0.00031686 | 0.00039782 | 0.00038258 | 0.00039887 | 0.00028912 | 0.00035728 | 0.00039455 | 0.00031036 | 0.00031698 | 0.00039006 | 0.00046577 | 6.9495e-06 | 3.59e-08
5675 | 0.00043719 | 0.00038623 | 0.00034936 | 0.00043121 | 0.00031227 | 0.00041551 | 0.00034227 | 0.00044362 | 0.00041333 | 0.00043296 | 0.00025784 | 0.00038491 | 0.00043308 | 0.0003363 | 0.00029128 | 0.00029373 | 0.00046951 | 6.9406e-06 | 1.1811e-07
5676 | 0.00045526 | 0.00037981 | 0.00037577 | 0.00047589 | 0.00030063 | 0.00044491 | 0.0002849 | 0.00047324 | 0.00042654 | 0.00051192 | 0.00024147 | 0.0004637 | 0.00040263 | 0.00037561 | 0.00020078 | 0.00025695 | 0.00050793 | 9.8635e-06 | 7.4223e-07
5677 | 0.00047583 | 0.00030354 | 0.00037644 | 0.00047142 | 0.00031313 | 0.00045468 | 0.00025341 | 0.00047661 | 0.00039578 | 0.00050866 | 0.00018026 | 0.00046134 | 0.00036127 | 0.00043615 | 0.00014488 | 0.00032234 | 0.00048808 | 1.8882e-05 | 8.4936e-07
5678 | 0.00044937 | 0.00030314 | 0.00040393 | 0.00042454 | 0.00040929 | 0.00041209 | 0.00028946 | 0.00044248 | 0.00036684 | 0.00047694 | 0.00027678 | 0.00044832 | 0.00031542 | 0.00043615 | 0.0001985 | 0.00045299 | 0.00045026 | 2.3083e-05 | 6.2629e-07
5679 | 0.00035909 | 0.00036808 | 0.00035758 | 0.00034104 | 0.00037162 | 0.00034095 | 0.00030108 | 0.00036589 | 0.00033269 | 0.00040643 | 0.00035237 | 0.00038476 | 0.00023312 | 0.00037798 | 0.00030015 | 0.0004026 | 0.00036403 | 1.7991e-05 | 3.749e-07
5680 | 0.00024038 | 0.0002949 | 0.00028313 | 0.00026191 | 0.00024797 | 0.00025343 | 0.00022118 | 0.00026883 | 0.00025347 | 0.00029949 | 0.00025073 | 0.00029105 | 0.0001892 | 0.00032463 | 0.000129 | 0.00028244 | 0.00023312 | 1.2644e-05 | 2.1201e-07
5681 | 0.00011963 | 0.00019673 | 0.00017524 | 0.00014436 | 0.00011108 | 0.00014166 | 0.00013925 | 0.00014514 | 0.00015597 | 0.00016384 | 0.00021427 | 0.00016993 | 0.00011747 | 0.00023693 | 0.00011944 | 0.0001633 | 0.00010732 | 5.4433e-06 | 1.5828e-07
5682 | 3.6733e-05 | 0.00011185 | 9.3673e-05 | 5.9229e-05 | 2.8457e-05 | 8.0255e-05 | 6.3847e-05 | 6.439e-05 | 9.6077e-05 | 6.4796e-05 | 8.2262e-05 | 8.2418e-05 | 3.7509e-05 | 0.00016266 | 2.7204e-05 | 6.4075e-05 | 2.3668e-05 | 7.6398e-06 | 1.5925e-07
5683 | 1.648e-05 | 8.8815e-05 | 4.7158e-05 | 3.644e-05 | 8.6578e-08 | 6.346e-05 | 3.3589e-05 | 4.2279e-05 | 8.8626e-05 | 2.7091e-05 | 2.1303e-05 | 5.3281e-05 | 1.0671e-05 | 0.00012701 | 7.5881e-06 | 3.7333e-05 | 5.7684e-06 | 9.4862e-06 | 4.8851e-09
5684 | 1.1997e-05 | 6.1627e-05 | 2.9623e-05 | 1.5023e-05 | 0 | 5.7285e-05 | 2.6502e-05 | 2.9838e-05 | 7.2016e-05 | 1.3682e-05 | 8.7039e-06 | 4.1737e-05 | 9.2046e-06 | 0.00010296 | 7.5064e-06 | 9.9603e-08 | 5.597e-06 | 7.6579e-06 | 1.1382e-07
5685 | 3.3618e-06 | 2.129e-05 | 1.089e-05 | 5.437e-06 | 0 | 3.4161e-05 | 1.2483e-05 | 1.9549e-05 | 3.9421e-05 | 1.0294e-05 | 1.0821e-06 | 2.2216e-05 | 6.9835e-06 | 3.2881e-05 | 4.5071e-06 | 0 | 5.0477e-06 | 6.7073e-06 | 9.7702e-09
5686 | 3.0834e-07 | 9.8262e-06 | 4.2152e-06 | 1.7445e-06 | 0 | 1.0532e-05 | 7.1138e-06 | 7.5003e-06 | 1.3635e-05 | 5.3372e-06 | 0 | 9.3153e-06 | 9.9782e-07 | 4.8797e-06 | 3.5158e-07 | 0 | 2.1148e-06 | 4.7929e-06 | 0
5687 | 1.2635e-07 | 5.4659e-06 | 1.0001e-06 | 0 | 0 | 1.9779e-06 | 9.0653e-07 | 1.1106e-06 | 4.5918e-06 | 8.3669e-07 | 0 | 2.6464e-06 | 3.2354e-08 | 8.1816e-07 | 0 | 0 | 0 | 4.6112e-06 | 4.8851e-09
5688 | 0 | 7.4123e-07 | 4.0802e-07 | 0 | 0 | 1.8994e-07 | 0 | 1.5975e-07 | 6.8943e-07 | 0 | 0 | 3.8588e-07 | 1.0379e-09 | 1.6606e-07 | 0 | 0 | 0 | 4.7372e-06 | 1.4655e-09
5689 | 0 | 5.6849e-07 | 9.6365e-08 | 0 | 0 | 1.7772e-07 | 0 | 2.4418e-08 | 1.2489e-08 | 0 | 0 | 7.4179e-08 | 1.7e-09 | 3.406e-08 | 0 | 0 | 0 | 5.5265e-06 | 9.8136e-09
5690 | 0 | 6.2149e-07 | 0 | 0 | 0 | 3.9207e-07 | 0 | 0 | 8.1888e-08 | 0 | 0 | 3.6835e-07 | 1.0469e-09 | 1.4182e-10 | 0 | 0 | 0 | 1.0766e-05 | 1.1122e-08
5691 | 0 | 6.2105e-07 | 2.3995e-11 | 0 | 0 | 3.9809e-07 | 0 | 0 | 4.713e-10 | 0 | 0 | 4.2854e-07 | 9.8422e-10 | 1.5835e-08 | 0 | 0 | 0 | 1.0694e-05 | 6.5406e-09
5692 | 0 | 3.8892e-07 | 1.4397e-10 | 0 | 0 | 2.7991e-07 | 0 | 0 | 1.7202e-08 | 0 | 0 | 4.2452e-07 | 1.1274e-09 | 2.0951e-10 | 0 | 0 | 0 | 1.3593e-05 | 3.9909e-08
5693 | 2.7199e-09 | 7.047e-09 | 9.4542e-10 | 6.3027e-09 | 0 | 2.5747e-07 | 1.5044e-09 | 9.9628e-09 | 2.0344e-08 | 0 | 5.1967e-10 | 6.0013e-08 | 7.7708e-09 | 1.9366e-08 | 2.7184e-10 | 0 | 3.1722e-09 | 9.6676e-06 | 6.5406e-10
5694 | 2.0453e-05 | 9.8914e-06 | 1.6242e-05 | 1.647e-05 | 5.3134e-06 | 1.6234e-05 | 8.7037e-06 | 1.5243e-05 | 1.4967e-05 | 9.7006e-06 | 1.1987e-05 | 1.9457e-05 | 1.1563e-05 | 9.872e-06 | 1.1055e-05 | 4.7289e-06 | 2.1031e-05 | 3.2389e-06 | 1.656e-07
5695 | 0.00011335 | 5.6333e-05 | 6.8727e-05 | 9.3408e-05 | 4.9996e-05 | 8.7617e-05 | 6.6466e-05 | 8.823e-05 | 7.2153e-05 | 7.8047e-05 | 7.283e-05 | 4.2839e-05 | 9.454e-05 | 6.5247e-05 | 8.2511e-05 | 4.5339e-05 | 0.00011718 | 1.2148e-06 | 1.3067e-07
5696 | 0.00023477 | 0.00012989 | 0.00014882 | 0.00021003 | 0.00011846 | 0.00020567 | 0.00015405 | 0.0002092 | 0.00017301 | 0.00019013 | 0.00015277 | 0.00011313 | 0.00023664 | 0.00015037 | 0.0001897 | 0.00012146 | 0.00025006 | 4.5123e-07 | 1.1723e-07
5697 | 0.00035177 | 0.00025127 | 0.00024972 | 0.0003177 | 0.0002976 | 0.00032461 | 0.000261 | 0.00032948 | 0.00030187 | 0.00030801 | 0.00020515 | 0.00024314 | 0.00037551 | 0.00022785 | 0.00031998 | 0.00028791 | 0.00037769 | 3.8134e-06 | 3.3667e-07
5698 | 0.00041441 | 0.00034536 | 0.0003187 | 0.00039963 | 0.00025301 | 0.00038957 | 0.00033327 | 0.00039616 | 0.0003613 | 0.00039855 | 0.00028781 | 0.00020831 | 0.00046265 | 0.00028344 | 0.00042362 | 0.00036924 | 0.00046789 | 1.6798e-06 | 7.9559e-07
5699 | 0.00047573 | 0.00039158 | 0.00039235 | 0.00045105 | 0.00037301 | 0.00041771 | 0.00042133 | 0.00042199 | 0.00039869 | 0.0004121 | 0.00035888 | 0.00023678 | 0.000484 | 0.00033468 | 0.00043325 | 0.00045982 | 0.00050888 | 2.4327e-06 | 7.6626e-07
5700 | 0.00049807 | 0.0004083 | 0.00039592 | 0.00046262 | 0.00046187 | 0.00040028 | 0.00045089 | 0.00045669 | 0.00040833 | 0.00042348 | 0.00042895 | 0.00025444 | 0.00041641 | 0.00036427 | 0.00044157 | 0.00049515 | 0.00048064 | 7.6861e-06 | 3.3219e-06
5701 | 0.00047728 | 0.0004155 | 0.0004066 | 0.00047316 | 0.0005357 | 0.00039143 | 0.00043832 | 0.00044833 | 0.0003772 | 0.00044325 | 0.00041628 | 0.00039276 | 0.00038768 | 0.00038634 | 0.0003397 | 0.00048158 | 0.00046213 | 1.8358e-05 | 3.9637e-06
5702 | 0.00042574 | 0.00041633 | 0.00040753 | 0.0004319 | 0.00031247 | 0.00038986 | 0.00042248 | 0.00040311 | 0.00035706 | 0.00042588 | 0.00036383 | 0.0003767 | 0.00038312 | 0.00040155 | 0.00026303 | 0.00027116 | 0.00041323 | 1.9619e-05 | 1.9405e-06
5703 | 0.00033657 | 0.00033402 | 0.00037252 | 0.00026413 | 0.00035056 | 0.0002876 | 0.00035805 | 0.00031758 | 0.00033134 | 0.00035445 | 0.00034884 | 0.00033496 | 0.0003242 | 0.00036321 | 0.00022984 | 0.00015346 | 0.00033315 | 1.5996e-05 | 5.2796e-07
5704 | 0.00023443 | 0.00026786 | 0.00029972 | 0.000184 | 0.0002442 | 0.00019756 | 0.00024185 | 0.00022056 | 0.0002474 | 0.00025925 | 0.00032909 | 0.00027401 | 0.00026005 | 0.00031762 | 0.00015085 | 0.0002695 | 0.00020126 | 1.5385e-05 | 2.8627e-07
5705 | 0.00011443 | 0.00019625 | 0.00018447 | 9.233e-05 | 0.00013943 | 0.00012355 | 0.00012662 | 0.00012353 | 0.00014561 | 0.00016479 | 0.00019733 | 0.0001724 | 0.00014313 | 0.00023235 | 6.8498e-05 | 0.00019733 | 8.0747e-05 | 1.139e-05 | 3.1753e-08
5706 | 3.0699e-05 | 0.00011004 | 9.0003e-05 | 4.3058e-05 | 2.5332e-05 | 7.8651e-05 | 6.064e-05 | 5.9462e-05 | 9.0016e-05 | 5.6142e-05 | 0.00011265 | 7.8302e-05 | 3.7238e-05 | 0.00015876 | 3.3978e-05 | 7.496e-05 | 1.6628e-05 | 1.2061e-05 | 3.8144e-08
5707 | 1.6626e-05 | 9.0509e-05 | 4.8369e-05 | 2.1602e-05 | 7.4488e-08 | 6.2918e-05 | 3.5909e-05 | 4.0674e-05 | 8.6934e-05 | 2.6586e-05 | 4.9379e-05 | 5.0198e-05 | 9.3797e-06 | 0.00012301 | 7.7014e-06 | 4.0789e-05 | 5.7955e-06 | 1.1452e-05 | 0
5708 | 1.1914e-05 | 6.408e-05 | 2.989e-05 | 7.9947e-06 | 0 | 5.3452e-05 | 3.3688e-05 | 2.8223e-05 | 7.272e-05 | 1.1662e-05 | 2.8708e-05 | 3.2671e-05 | 7.2926e-06 | 0.00010117 | 7.5118e-06 | 6.2087e-06 | 5.9098e-06 | 8.0978e-06 | 0
5709 | 2.2503e-06 | 2.3929e-05 | 1.2188e-05 | 5.2968e-06 | 0 | 3.1478e-05 | 1.8159e-05 | 1.8378e-05 | 4.3429e-05 | 8.2792e-06 | 4.4351e-06 | 1.5898e-05 | 4.0208e-06 | 3.2364e-05 | 7.5154e-06 | 0 | 5.2436e-06 | 9.3213e-06 | 5.2263e-07
5710 | 3.0759e-07 | 1.042e-05 | 3.9753e-06 | 1.0931e-06 | 0 | 9.3543e-06 | 9.0577e-06 | 7.0027e-06 | 1.4501e-05 | 5.7993e-06 | 5.1967e-08 | 4.8351e-06 | 8.2571e-07 | 4.9283e-06 | 6.4788e-06 | 0 | 2.0313e-06 | 8.9924e-06 | 6.2379e-07
5711 | 1.3154e-07 | 4.7117e-06 | 9.2999e-07 | 0 | 0 | 1.82e-06 | 2.2882e-06 | 9.7599e-07 | 2.639e-06 | 7.6689e-07 | 0 | 1.1631e-06 | 2.2453e-07 | 7.1696e-07 | 2.3016e-07 | 0 | 0 | 8.5383e-06 | 3.9568e-07
5712 | 0 | 8.5107e-07 | 2.228e-07 | 0 | 0 | 3.1653e-07 | 1.4361e-07 | 1.6221e-07 | 6.8817e-07 | 0 | 0 | 2.1421e-07 | 8.9474e-10 | 1.472e-07 | 0 | 0 | 0 | 5.4232e-06 | 1.2723e-07
5713 | 0 | 5.6762e-07 | 2.5531e-08 | 0 | 0 | 2.3757e-07 | 0 | 2.4846e-08 | 1.461e-08 | 0 | 0 | 1.9166e-08 | 2.1563e-09 | 4.6089e-08 | 0 | 0 | 0 | 1.4711e-06 | 1.6242e-07
5714 | 0 | 6.2061e-07 | 1.4397e-10 | 0 | 0 | 4.0442e-07 | 0 | 0 | 1.6495e-09 | 0 | 0 | 3.3694e-07 | 7.0685e-10 | 1.5951e-08 | 0 | 0 | 0 | 3.3335e-07 | 2.4119e-08
5715 | 0 | 6.2105e-07 | 0 | 0 | 0 | 4.101e-07 | 0 | 0 | 7.0695e-10 | 0 | 0 | 4.2725e-07 | 7.6948e-10 | 1.5416e-08 | 0 | 0 | 0 | 5.8775e-07 | 3.7778e-08
5716 | 0 | 4.2659e-07 | 1.1998e-10 | 0 | 0 | 2.9014e-07 | 0 | 0 | 2.3565e-10 | 0 | 0 | 4.1206e-07 | 5.9053e-10 | 0 | 0 | 0 | 0 | 2.1285e-07 | 7.589e-08
5717 | 1.6548e-08 | 2.0585e-09 | 6.2388e-10 | 7.1768e-09 | 0 | 1.6505e-07 | 1.2335e-09 | 2.0265e-08 | 1.8381e-09 | 0 | 3.4645e-10 | 8.6519e-08 | 7.9677e-09 | 1.9273e-08 | 2.7184e-10 | 0 | 2.4223e-08 | 2.0564e-07 | 6.5406e-10
5718 | 1.8982e-05 | 8.0987e-06 | 1.7444e-05 | 2.0919e-05 | 7.9087e-06 | 1.0385e-05 | 1.0204e-05 | 1.6399e-05 | 1.1954e-05 | 1.5928e-05 | 1.0364e-05 | 2.2746e-05 | 1.2022e-05 | 1.154e-05 | 1.1098e-05 | 7.4341e-06 | 2.1283e-05 | 1.3637e-06 | 4.4487e-08
5719 | 0.00011172 | 7.3789e-05 | 7.895e-05 | 5.7735e-05 | 9.8345e-05 | 5.068e-05 | 6.8275e-05 | 7.8255e-05 | 4.653e-05 | 9.7408e-05 | 6.7449e-05 | 8.6975e-05 | 9.7367e-05 | 6.6126e-05 | 7.3662e-05 | 8.4177e-05 | 0.00010662 | 8.597e-07 | 0
5720 | 0.00024923 | 0.00016171 | 0.00013534 | 0.00011762 | 0.00017512 | 0.00012215 | 0.00012638 | 0.00018929 | 0.00010579 | 0.00020403 | 6.6297e-05 | 0.00018462 | 0.00023509 | 0.00014929 | 0.00011946 | 0.00018568 | 0.00023927 | 1.8496e-06 | 4.0818e-09
5721 | 0.00033081 | 0.00023705 | 0.00018002 | 0.00022068 | 0.00024718 | 0.00019105 | 0.00017525 | 0.00027427 | 0.00017786 | 0.0002927 | 9.6856e-05 | 0.00031933 | 0.0003573 | 0.0002432 | 0.00011942 | 0.00024282 | 0.00033307 | 1.336e-06 | 1.0259e-08
5722 | 0.00037953 | 0.00023347 | 0.00026214 | 0.00031277 | 0.00036491 | 0.00027208 | 0.00026064 | 0.00033638 | 0.00020903 | 0.00038845 | 0.00019122 | 0.00033925 | 0.00041632 | 0.0003034 | 0.00030895 | 0.00035622 | 0.0004111 | 6.3738e-07 | 1.0503e-07
5723 | 0.00036986 | 0.00028856 | 0.00030547 | 0.00035067 | 0.00040972 | 0.00033006 | 0.0002801 | 0.00038951 | 0.00022724 | 0.00043036 | 0.00019476 | 0.00036462 | 0.00043984 | 0.00033232 | 0.00028603 | 0.00037131 | 0.00048518 | 9.2031e-07 | 1.9807e-07
5724 | 0.00047675 | 0.00032988 | 0.00027598 | 0.00039718 | 0.00031904 | 0.00036096 | 0.00025884 | 0.00042686 | 0.00020923 | 0.00035607 | 0.00019138 | 0.00043978 | 0.00046433 | 0.00032557 | 0.00020139 | 0.00033315 | 0.00045517 | 1.8187e-06 | 1.9051e-07
5725 | 0.00038861 | 0.00022709 | 0.00020426 | 0.0004402 | 0.00035522 | 0.00035763 | 0.00025397 | 0.00044336 | 0.00019773 | 0.00027093 | 0.00016995 | 0.00045241 | 0.00043174 | 0.00034972 | 0.00018939 | 0.00031263 | 0.00042565 | 8.0302e-06 | 7.5745e-07
5726 | 0.00041618 | 0.00013601 | 0.00022672 | 0.00038828 | 0.00013514 | 0.0002814 | 0.00024551 | 0.0004134 | 0.00018934 | 0.00038702 | 0.00032694 | 0.00042889 | 0.00032783 | 0.00036291 | 0.00025 | 0.00014552 | 0.00031795 | 1.0007e-05 | 1.0564e-06
5727 | 0.00035956 | 0.00014322 | 0.0001761 | 0.00028908 | 0.00011415 | 0.0001801 | 0.00017717 | 0.00030989 | 0.00015067 | 0.000342 | 0.00015628 | 0.00034234 | 0.00027514 | 0.00033094 | 0.00014242 | 0.00018226 | 0.00030968 | 1.4474e-05 | 4.4478e-07
5728 | 0.00021951 | 0.00015451 | 0.00014897 | 0.0001749 | 6.7639e-05 | 0.00014373 | 0.0001069 | 0.00019047 | 0.00011958 | 0.00024751 | 0.00014747 | 0.00024632 | 0.00019535 | 0.00028884 | 7.1382e-05 | 0.00013764 | 0.00015675 | 2.2063e-05 | 2.6295e-06
5729 | 8.7263e-05 | 0.00012202 | 0.00012472 | 0.0001096 | 4.1861e-05 | 9.4496e-05 | 7.332e-05 | 0.00011772 | 7.7807e-05 | 0.00012873 | 6.9931e-05 | 0.00013094 | 0.00010855 | 0.00020255 | 1.6546e-05 | 9.9322e-05 | 4.4172e-05 | 1.7294e-05 | 7.2885e-06
5730 | 4.0119e-05 | 9.3566e-05 | 6.6246e-05 | 4.1881e-05 | 1.5492e-05 | 7.1146e-05 | 3.4524e-05 | 4.8769e-05 | 6.4522e-05 | 6.4249e-05 | 2.2846e-05 | 7.5643e-05 | 3.1075e-05 | 0.00015358 | 5.8119e-06 | 5.9072e-05 | 2.1673e-05 | 1.2437e-05 | 3.3308e-06
5731 | 1.5037e-05 | 4.5191e-05 | 2.9199e-05 | 2.3447e-05 | 1.6101e-08 | 5.7664e-05 | 2.1147e-05 | 3.3791e-05 | 5.4138e-05 | 2.5089e-05 | 7.0429e-06 | 5.0922e-05 | 9.729e-06 | 0.00013487 | 7.3998e-06 | 2.0176e-05 | 5.8223e-06 | 7.2898e-06 | 1.0249e-07
5732 | 1.0866e-05 | 1.9769e-05 | 1.6481e-05 | 8.052e-06 | 0 | 4.5661e-05 | 1.41e-05 | 2.8079e-05 | 3.0988e-05 | 1.2064e-05 | 4.7347e-08 | 3.7567e-05 | 8.8532e-06 | 0.0001112 | 7.104e-06 | 7.4702e-08 | 5.9159e-06 | 7.0541e-06 | 6.5433e-09
5733 | 1.1127e-06 | 9.5793e-06 | 7.3694e-06 | 5.1865e-06 | 0 | 2.2447e-05 | 7.7808e-06 | 1.7408e-05 | 8.4543e-06 | 1.0051e-05 | 1.1548e-09 | 1.9951e-05 | 4.6777e-06 | 2.9495e-05 | 2.3378e-06 | 0 | 5.2486e-06 | 6.2386e-06 | 0
5734 | 1.9682e-07 | 2.0338e-06 | 2.126e-06 | 1.347e-06 | 0 | 5.4888e-06 | 1.1486e-06 | 6.0371e-06 | 8.27e-07 | 4.6249e-06 | 0 | 8.0554e-06 | 8.4749e-07 | 3.5476e-06 | 0 | 0 | 1.9991e-06 | 5.8001e-06 | 0
5735 | 5.9343e-09 | 2.3002e-07 | 5.9261e-07 | 0 | 0 | 1.2833e-06 | 0 | 9.2868e-07 | 1.725e-07 | 2.4186e-07 | 0 | 1.8797e-06 | 2.8626e-07 | 5.6751e-07 | 0 | 0 | 0 | 5.3253e-06 | 0
5736 | 0 | 0 | 2.244e-07 | 0 | 0 | 2.1142e-07 | 0 | 1.5608e-07 | 0 | 0 | 0 | 2.9073e-07 | 8.858e-09 | 6.2578e-08 | 0 | 0 | 0 | 3.2373e-06 | 0
5737 | 0 | 5.6762e-07 | 2.829e-08 | 0 | 0 | 0 | 0 | 2.6001e-08 | 0 | 0 | 0 | 4.3977e-08 | 2.4427e-09 | 5.1571e-10 | 0 | 0 | 0 | 2.9831e-06 | 0
5738 | 0 | 6.2411e-07 | 0 | 0 | 0 | 2.2821e-07 | 0 | 0 | 4.713e-10 | 0 | 0 | 3.503e-07 | 8.858e-10 | 1.1603e-10 | 0 | 0 | 0 | 5.2017e-06 | 3.786e-09
5739 | 0 | 2.7373e-07 | 1.1998e-10 | 0 | 0 | 2.5927e-07 | 0 | 0 | 0 | 0 | 0 | 4.2746e-07 | 7.8737e-10 | 1.0744e-10 | 0 | 0 | 0 | 5.1731e-06 | 9.1376e-07
5740 | 0 | 0 | 0 | 0 | 0 | 3.5415e-08 | 0 | 0 | 1.6967e-08 | 0 | 0 | 4.2064e-07 | 8.679e-10 | 0 | 0 | 0 | 0 | 1.1559e-05 | 4.7005e-06
5741 | 1.07e-08 | 7.8835e-10 | 3.0474e-10 | 5.6586e-09 | 0 | 6.9761e-09 | 1.2002e-09 | 5.5614e-09 | 0 | 0 | 3.4645e-10 | 6.5896e-08 | 9.2919e-09 | 1.1808e-08 | 2.7184e-10 | 0 | 4.6136e-08 | 1.7116e-05 | 5.274e-06
5742 | 2.2274e-05 | 7.3474e-06 | 2.4143e-06 | 1.9396e-05 | 2.8375e-06 | 7.8272e-06 | 3.3013e-06 | 1.2936e-05 | 2.9584e-06 | 3.044e-06 | 7.0297e-07 | 4.2574e-06 | 1.1365e-05 | 3.7609e-06 | 9.7739e-07 | 4.7356e-06 | 1.8111e-05 | 2.1776e-05 | 7.6029e-06
5743 | 4.6727e-05 | 4.611e-05 | 3.1215e-05 | 7.9443e-05 | 6.6697e-05 | 4.3799e-05 | 2.1897e-05 | 7.331e-05 | 2.4031e-05 | 5.2714e-05 | 7.4037e-06 | 4.3438e-05 | 8.4003e-05 | 3.657e-05 | 1.0005e-05 | 4.0181e-05 | 6.3193e-05 | 3.2919e-05 | 2.4177e-06
5744 | 0.00017784 | 9.2349e-05 | 6.9404e-05 | 0.00011216 | 0.00010495 | 0.00010044 | 5.433e-05 | 0.0001529 | 5.4643e-05 | 8.584e-05 | 2.5012e-05 | 9.5134e-05 | 0.00019128 | 8.6346e-05 | 3.5951e-05 | 7.9918e-05 | 0.00014055 | 3.0406e-05 | 1.6302e-06
5745 | 0.00021888 | 0.00011251 | 7.8744e-05 | 0.00016585 | 0.00012484 | 0.00015145 | 8.0095e-05 | 0.00018384 | 8.7286e-05 | 0.0001168 | 6.9989e-05 | 0.00015658 | 0.00029613 | 0.00012746 | 8.1028e-05 | 0.00010661 | 0.00023665 | 2.2261e-05 | 1.1216e-06
5746 | 0.00032491 | 0.00010335 | 9.0758e-05 | 0.00021442 | 0.00017226 | 0.00019268 | 9.523e-05 | 0.00023834 | 9.2784e-05 | 0.00013392 | 7.505e-05 | 0.00020063 | 0.00037469 | 0.00016148 | 0.00011062 | 0.0001377 | 0.00022869 | 2.9357e-05 | 4.5481e-06
5747 | 0.00025149 | 8.0298e-05 | 9.0211e-05 | 0.00025122 | 0.00010788 | 0.00022073 | 9.5449e-05 | 0.00025226 | 9.6624e-05 | 0.00023703 | 6.3703e-05 | 0.00022046 | 0.00038926 | 0.00022477 | 8.6753e-05 | 0.00010392 | 0.00022179 | 3.5497e-05 | 1.3258e-05
5748 | 0.00025107 | 0.00012563 | 9.15e-05 | 0.00019571 | 0.00015853 | 0.00016512 | 0.00013085 | 0.00025411 | 0.00010362 | 0.00030223 | 0.00012287 | 0.00019037 | 0.00039708 | 0.00026174 | 8.5942e-05 | 0.00015716 | 0.00013941 | 4.4309e-05 | 2.5273e-05
5749 | 0.00028841 | 0.00010415 | 9.6274e-05 | 0.00015601 | 0.00012958 | 0.00011694 | 0.00017489 | 0.00023744 | 0.00010833 | 0.00037405 | 0.00026911 | 0.00016167 | 0.00034815 | 0.00025169 | 0.00021644 | 0.00012754 | 0.00016834 | 5.6705e-05 | 4.287e-05
5750 | 0.00023515 | 7.7914e-05 | 0.00011027 | 0.00015393 | 0.0001109 | 0.00010235 | 0.00025271 | 0.00023601 | 0.00013351 | 0.00033487 | 0.00026657 | 0.00011239 | 0.0002732 | 0.00024139 | 0.00034546 | 9.1588e-05 | 0.00015905 | 6.4532e-05 | 3.3364e-05
5751 | 0.00027499 | 8.5566e-05 | 0.00017397 | 0.00023651 | 6.7721e-05 | 0.00010255 | 0.00027673 | 0.0002123 | 0.00017817 | 0.00014794 | 0.00032521 | 9.4042e-05 | 0.00020763 | 0.0002115 | 0.0003077 | 7.5924e-05 | 9.2814e-05 | 5.8816e-05 | 1.648e-05
5752 | 0.00016386 | 0.00014516 | 0.00019529 | 0.00014326 | 5.0371e-05 | 8.4865e-05 | 0.0002499 | 0.00013849 | 0.00017796 | 0.00011548 | 0.00036115 | 8.6596e-05 | 0.00013178 | 0.00020093 | 0.0003139 | 0.00014279 | 8.3388e-05 | 7.146e-05 | 2.5968e-05
5753 | 7.5715e-05 | 0.00012027 | 0.00011835 | 6.981e-05 | 6.9713e-05 | 5.2648e-05 | 0.00016309 | 6.8651e-05 | 0.00012058 | 8.2258e-05 | 0.00017743 | 7.6988e-05 | 5.7638e-05 | 0.0001644 | 0.00016531 | 0.00011872 | 4.9658e-05 | 7.8255e-05 | 4.4164e-05
5754 | 2.7166e-05 | 4.8533e-05 | 4.3247e-05 | 3.6448e-05 | 3.0624e-05 | 5.0419e-05 | 4.6837e-05 | 3.486e-05 | 5.705e-05 | 3.7501e-05 | 3.6641e-05 | 5.056e-05 | 2.2133e-05 | 0.0001364 | 3.2601e-05 | 3.998e-05 | 6.5859e-06 | 0.00011106 | 5.8559e-05
5755 | 1.0405e-05 | 3.7215e-06 | 5.2838e-06 | 1.7658e-05 | 1.6653e-07 | 3.3567e-05 | 9.88e-06 | 2.537e-05 | 2.9698e-05 | 1.4219e-05 | 1.528e-06 | 2.0192e-05 | 9.1529e-06 | 8.2212e-05 | 7.3885e-06 | 8.1747e-07 | 2.6724e-06 | 0.00010768 | 6.5891e-05
5756 | 4.3815e-06 | 5.5367e-06 | 2.5839e-06 | 5.8132e-06 | 0 | 1.407e-05 | 8.4035e-06 | 1.7392e-05 | 6.5415e-06 | 1.0158e-05 | 2.2057e-07 | 1.2585e-05 | 7.1972e-06 | 2.8054e-05 | 5.502e-06 | 0 | 4.0181e-07 | 0.00012081 | 7.3402e-05
5757 | 2.2352e-07 | 7.8459e-07 | 1.306e-06 | 2.3628e-06 | 0 | 2.9803e-06 | 1.887e-06 | 8.5984e-06 | 2.6643e-07 | 2.8547e-06 | 0 | 3.2636e-06 | 3.4409e-06 | 5.5519e-06 | 4.3132e-07 | 0 | 2.0035e-08 | 9.6699e-05 | 6.8959e-05
5758 | 2.2501e-08 | 9.1099e-09 | 2.9003e-07 | 0 | 0 | 1.1088e-06 | 6.7093e-08 | 1.201e-06 | 0 | 4.4243e-09 | 0 | 9.1539e-07 | 1.0949e-06 | 1.4351e-06 | 0 | 0 | 0 | 9.8697e-05 | 0.00012084
5759 | 0 | 9.6354e-09 | 3.964e-08 | 0 | 0 | 4.5726e-08 | 0 | 8.3435e-09 | 0 | 0 | 0 | 1.3439e-07 | 1.4298e-08 | 1.7612e-07 | 0 | 0 | 0 | 9.4458e-05 | 0.00013173
5760 | 0 | 0 | 3.1674e-09 | 0 | 0 | 0 | 1.1252e-08 | 0 | 0 | 0 | 0 | 1.0408e-09 | 8.9474e-10 | 5.7265e-09 | 0 | 0 | 0 | 9.9245e-05 | 0.00011459
5761 | 0 | 4.1389e-07 | 2.3995e-11 | 0 | 0 | 3.4232e-09 | 0 | 0 | 0 | 0 | 0 | 0 | 1.0021e-09 | 7.2521e-11 | 0 | 0 | 0 | 0.00011409 | 0.00011152
5762 | 0 | 0 | 0 | 0 | 0 | 1.6783e-07 | 0 | 0 | 0 | 0 | 0 | 3.4384e-07 | 4.8316e-10 | 0 | 0 | 0 | 0 | 0.00012475 | 0.00011324
5763 | 0 | 0 | 0 | 0 | 0 | 2.2158e-08 | 0 | 0 | 0 | 0 | 1.1548e-09 | 4.1921e-07 | 7.3369e-10 | 2.5785e-11 | 0 | 0 | 0 | 0.00014004 | 0.00010166
5764 | 0 | 0 | 0 | 0 | 0 | 0 | 0 | 0 | 0 | 0 | 0 | 1.3818e-07 | 6.2632e-10 | 0 | 0 | 0 | 0 | 0.00015149 | 0.00011652
5765 | 2.4973e-09 | 9.2544e-09 | 3.6233e-10 | 2.7143e-09 | 0 | 1.428e-09 | 3.2838e-09 | 1.3448e-09 | 3.2873e-09 | 0 | 5.1967e-10 | 4.4756e-09 | 5.0508e-09 | 1.9327e-08 | 2.7184e-10 | 0 | 3.5061e-09 | 0.00015245 | 0.00011284
5766 | 1.0312e-05 | 1.2866e-05 | 1.1853e-05 | 4.1002e-06 | 8.7453e-06 | 9.5025e-06 | 1.4087e-05 | 5.2051e-06 | 1.3308e-05 | 9.6438e-06 | 8.3986e-06 | 1.093e-05 | 5.891e-06 | 9.684e-06 | 1.0555e-05 | 1.397e-05 | 6.6091e-06 | 0.00015864 | 0.00011523
5767 | 4.2225e-05 | 8.8706e-05 | 9.7919e-05 | 2.7975e-05 | 9.2777e-05 | 6.6604e-05 | 0.00011022 | 5.3147e-05 | 8.7536e-05 | 9.6632e-05 | 8.6952e-05 | 9.575e-05 | 4.2288e-05 | 7.3532e-05 | 0.00010046 | 9.9821e-05 | 3.5818e-05 | 0.00015462 | 0.00010709
5768 | 0.00015989 | 0.00021681 | 0.00023241 | 7.1865e-05 | 0.00025576 | 0.00015282 | 0.00026752 | 0.00014124 | 0.00021793 | 0.00023949 | 0.00022331 | 0.00022796 | 0.00012731 | 0.00017372 | 0.00026227 | 0.00024195 | 8.9868e-05 | 0.00014028 | 0.00010707
5769 | 0.0001853 | 0.00034187 | 0.00035079 | 0.00012086 | 0.00039888 | 0.00022794 | 0.00040815 | 0.00023933 | 0.00032178 | 0.00038636 | 0.00034793 | 0.00035357 | 0.00016631 | 0.00027809 | 0.0004047 | 0.00038046 | 0.0001766 | 0.00012191 | 0.00010722
5770 | 0.00016856 | 0.00041091 | 0.0004314 | 0.00021655 | 0.00049506 | 0.00026735 | 0.0004893 | 0.00027445 | 0.00034979 | 0.00047212 | 0.00043816 | 0.00043428 | 0.00018846 | 0.00034215 | 0.00049729 | 0.00048599 | 0.00016088 | 0.00011248 | 8.7901e-05
5771 | 0.00015002 | 0.00045163 | 0.000495 | 0.00024477 | 0.00054223 | 0.00026554 | 0.00054204 | 0.0002612 | 0.0003869 | 0.00050958 | 0.00048589 | 0.00048196 | 0.00023492 | 0.00039288 | 0.00055007 | 0.00055804 | 0.00020905 | 0.00011355 | 0.00011486
5772 | 0.00027354 | 0.00045051 | 0.00052888 | 0.00027365 | 0.00043666 | 0.00027346 | 0.0005605 | 0.00029748 | 0.00038871 | 0.00048816 | 0.00051334 | 0.00051478 | 0.00028752 | 0.00043695 | 0.00056572 | 0.00059728 | 0.00031772 | 0.00010288 | 0.00011092
5773 | 0.00022991 | 0.00042585 | 0.00053235 | 0.00026703 | 0.00035021 | 0.00026268 | 0.00055157 | 0.00030224 | 0.00038174 | 0.00047873 | 0.00050636 | 0.00050488 | 0.00029446 | 0.00046586 | 0.00055597 | 0.00054135 | 0.00029468 | 0.00011015 | 0.00012721
5774 | 0.00023841 | 0.00040985 | 0.00049252 | 0.00021616 | 0.00042974 | 0.00022739 | 0.00050664 | 0.00025783 | 0.00035544 | 0.0004913 | 0.00046245 | 0.00045454 | 0.00021101 | 0.00044554 | 0.00051395 | 0.0004814 | 0.00018291 | 0.00012279 | 0.00012555
5775 | 0.00024573 | 0.00036321 | 0.00040965 | 0.0001734 | 0.00038811 | 0.00018081 | 0.00041857 | 0.00018523 | 0.00032498 | 0.00038499 | 0.00039476 | 0.00039134 | 0.00016275 | 0.00036884 | 0.0004231 | 0.00044296 | 0.00017697 | 0.00012937 | 0.00012878
5776 | 0.00019709 | 0.00029329 | 0.00031723 | 0.00014399 | 0.00022446 | 0.00014596 | 0.00029095 | 0.00014479 | 0.00025198 | 0.0003033 | 0.00033503 | 0.00029495 | 0.00015288 | 0.00030107 | 0.00030893 | 0.00034085 | 0.00011825 | 0.00014582 | 0.00012169
5777 | 0.00010409 | 0.00020164 | 0.00019529 | 9.1653e-05 | 0.00014068 | 0.0001041 | 0.0001562 | 8.971e-05 | 0.00014807 | 0.00016466 | 0.00019977 | 0.00017301 | 0.00012185 | 0.00022145 | 0.00014884 | 0.00020699 | 5.0479e-05 | 0.0001408 | 0.0001103
5778 | 2.3289e-05 | 0.00011675 | 9.4973e-05 | 4.263e-05 | 2.3825e-05 | 7.1029e-05 | 6.1052e-05 | 4.7165e-05 | 8.7565e-05 | 5.7325e-05 | 8.3175e-05 | 7.7347e-05 | 3.4541e-05 | 0.00015332 | 3.0299e-05 | 7.5551e-05 | 9.2752e-06 | 0.00013262 | 0.0001051
5779 | 7.4625e-06 | 8.9879e-05 | 5.4423e-05 | 1.5642e-05 | 2.418e-08 | 5.0033e-05 | 3.7126e-05 | 2.8791e-05 | 8.2495e-05 | 2.7362e-05 | 3.7106e-05 | 5.3238e-05 | 8.0834e-06 | 0.00012429 | 7.4349e-06 | 4.2455e-05 | 2.7142e-06 | 0.00012122 | 0.00012298
5780 | 3.8964e-06 | 5.9709e-05 | 3.4572e-05 | 2.7382e-06 | 0 | 3.2873e-05 | 3.7641e-05 | 1.9745e-05 | 6.6089e-05 | 1.3281e-05 | 2.4626e-05 | 3.9864e-05 | 5.6767e-06 | 9.2747e-05 | 7.5227e-06 | 2.0201e-05 | 1.3151e-06 | 0.0001487 | 0.00012668
5781 | 0 | 2.3369e-05 | 1.6883e-05 | 0 | 0 | 1.4751e-05 | 1.8856e-05 | 1.1426e-05 | 3.6829e-05 | 9.3113e-06 | 1.1325e-05 | 2.1885e-05 | 1.6661e-06 | 2.749e-05 | 7.5118e-06 | 1.3974e-05 | 6.2888e-07 | 0.00014449 | 0.00012622
5782 | 0 | 1.0571e-05 | 6.3973e-06 | 0 | 0 | 4.2307e-06 | 8.4717e-06 | 2.5094e-06 | 1.0977e-05 | 5.9812e-06 | 0 | 9.6979e-06 | 2.6033e-07 | 4.1008e-06 | 6.7724e-06 | 0 | 2.304e-07 | 0.00015393 | 0.0001224
5783 | 0 | 4.5483e-06 | 1.343e-06 | 0 | 0 | 7.2963e-07 | 2.4315e-06 | 4.1238e-07 | 2.4212e-06 | 8.1998e-07 | 0 | 3.0052e-06 | 9.4843e-10 | 6.9677e-07 | 2.7365e-07 | 0 | 0 | 0.00014723 | 0.00011553
5784 | 0 | 8.346e-07 | 3.9302e-07 | 0 | 0 | 9.5451e-09 | 1.7037e-07 | 4.5069e-08 | 6.3939e-07 | 0 | 0 | 3.7394e-07 | 9.4843e-10 | 1.2121e-07 | 0 | 0 | 0 | 0.00014233 | 0.00010458
5785 | 0 | 5.7199e-07 | 5.8213e-08 | 0 | 0 | 0 | 7.2427e-08 | 0 | 2.0266e-08 | 0 | 0 | 5.2821e-08 | 1.3063e-09 | 2.0693e-09 | 0 | 0 | 0 | 0.00014828 | 0.00012571
5786 | 0 | 6.2192e-07 | 1.4397e-10 | 0 | 0 | 2.2973e-07 | 0 | 0 | 1.1782e-09 | 0 | 0 | 3.5917e-07 | 8.9474e-10 | 1.2893e-10 | 0 | 0 | 0 | 0.00015279 | 0.00012487
5787 | 0 | 6.2061e-07 | 1.4397e-10 | 0 | 0 | 1.8484e-07 | 0 | 0 | 4.713e-10 | 0 | 0 | 4.0493e-07 | 1.0379e-09 | 9.4471e-09 | 0 | 0 | 0 | 0.00015949 | 0.00010686
5788 | 0 | 4.3053e-07 | 0 | 0 | 0 | 1.7045e-09 | 0 | 0 | 2.3565e-10 | 0 | 0 | 3.7904e-07 | 1.2079e-09 | 1.3537e-09 | 0 | 0 | 0 | 0.00017474 | 0.00010945
5789 | 2.1759e-09 | 7.8397e-09 | 5.6629e-10 | 2.5303e-09 | 0 | 1.034e-08 | 2.3503e-09 | 1.1657e-09 | 1.3208e-09 | 0 | 3.4645e-10 | 1.5213e-07 | 5.2253e-09 | 2.7073e-08 | 2.7184e-10 | 0 | 2.56e-09 | 0.00017558 | 0.00011772
5790 | 1.241e-05 | 1.1654e-05 | 1.1034e-05 | 2.1507e-06 | 7.137e-06 | 7.8279e-06 | 1.3136e-05 | 8.5093e-06 | 9.2509e-06 | 8.9915e-06 | 7.9741e-06 | 9.7353e-06 | 2.2576e-06 | 6.9423e-06 | 9.9067e-06 | 1.2812e-05 | 1.1922e-05 | 0.00018254 | 9.0397e-05
5791 | 6.4839e-05 | 9.0749e-05 | 9.9285e-05 | 1.8282e-05 | 9.8102e-05 | 6.0291e-05 | 0.00010975 | 6.7804e-05 | 6.3605e-05 | 9.8278e-05 | 8.7242e-05 | 0.00010367 | 4.5622e-05 | 7.6489e-05 | 0.00010129 | 9.7923e-05 | 5.5432e-05 | 0.00018757 | 9.052e-05
5792 | 0.00016339 | 0.00021778 | 0.00023564 | 6.3467e-05 | 0.00022351 | 0.00013421 | 0.00026384 | 0.00016977 | 0.00016851 | 0.00024844 | 0.0002274 | 0.00024734 | 0.00018956 | 0.00018271 | 0.00026573 | 0.00024404 | 0.00016795 | 0.00018817 | 7.9661e-05
5793 | 0.00028872 | 0.00034137 | 0.00035391 | 0.00014729 | 0.00035165 | 0.00021407 | 0.00040124 | 0.00026793 | 0.00024145 | 0.00038083 | 0.00035328 | 0.00036985 | 0.00024736 | 0.00028524 | 0.00040935 | 0.00038769 | 0.00034558 | 0.00018517 | 7.9169e-05
5794 | 0.00026469 | 0.00041227 | 0.00043379 | 0.00020527 | 0.00045708 | 0.00025886 | 0.00048814 | 0.00032344 | 0.00027909 | 0.00043907 | 0.0004399 | 0.00043554 | 0.00040778 | 0.00035081 | 0.00049957 | 0.00049318 | 0.00047188 | 0.00018022 | 7.2688e-05
5795 | 0.00035668 | 0.00044422 | 0.00050191 | 0.00028799 | 0.00052359 | 0.00032505 | 0.00054127 | 0.00031358 | 0.0002953 | 0.00050953 | 0.00048091 | 0.00049589 | 0.00039793 | 0.00040573 | 0.00055222 | 0.00056728 | 0.00044631 | 0.00018203 | 6.4665e-05
5796 | 0.00036281 | 0.00041547 | 0.00053971 | 0.00031887 | 0.00036708 | 0.00034336 | 0.00055573 | 0.00033684 | 0.0002931 | 0.00051501 | 0.00051426 | 0.00051562 | 0.0004277 | 0.00045779 | 0.00057039 | 0.00058677 | 0.0004449 | 0.00020181 | 4.2614e-05
5797 | 0.00042071 | 0.00040332 | 0.00053789 | 0.00032895 | 0.00036349 | 0.0003599 | 0.00052279 | 0.00035482 | 0.00026734 | 0.00046955 | 0.00051267 | 0.00050199 | 0.00051426 | 0.00050437 | 0.00055802 | 0.00056048 | 0.00041851 | 0.0002167 | 4.8563e-05
5798 | 0.00040841 | 0.00035077 | 0.00049874 | 0.0003565 | 0.00032289 | 0.00032316 | 0.00048961 | 0.00035338 | 0.00025513 | 0.00033823 | 0.0004788 | 0.0004575 | 0.00046456 | 0.0004703 | 0.0004743 | 0.00046822 | 0.00039494 | 0.00024411 | 6.0142e-05
5799 | 0.00031874 | 0.00027946 | 0.00040862 | 0.00022174 | 0.00022954 | 0.00026017 | 0.00040539 | 0.00027473 | 0.00021527 | 0.0003719 | 0.00038467 | 0.00039749 | 0.0003901 | 0.00039087 | 0.00036759 | 0.00039698 | 0.00030715 | 0.00025523 | 5.4531e-05
5800 | 0.00025264 | 0.00026038 | 0.00030909 | 0.0001652 | 0.00011147 | 0.00018608 | 0.00029826 | 0.00020383 | 0.00016577 | 0.00030861 | 0.00032966 | 0.0002776 | 0.00024754 | 0.00032484 | 0.00032112 | 0.00033052 | 0.00020452 | 0.00026461 | 5.6003e-05
5801 | 0.00016184 | 0.00017468 | 0.00018893 | 0.00012623 | 0.00014487 | 0.00011126 | 0.00016295 | 0.00012433 | 0.00010562 | 0.00016776 | 0.00022206 | 0.00017564 | 0.0001265 | 0.00023749 | 0.00015764 | 0.00018517 | 0.00010543 | 0.0002693 | 6.3629e-05
5802 | 4.8605e-05 | 0.00011085 | 9.6411e-05 | 5.311e-05 | 1.7407e-05 | 7.1256e-05 | 6.2957e-05 | 5.0516e-05 | 7.125e-05 | 5.5329e-05 | 0.00011178 | 7.5775e-05 | 3.1869e-05 | 0.00015649 | 2.8918e-05 | 7.5053e-05 | 2.6965e-05 | 0.00027975 | 5.9873e-05
5803 | 1.5979e-05 | 8.8718e-05 | 5.5449e-05 | 3.0633e-05 | 1.209e-08 | 5.6413e-05 | 3.9199e-05 | 3.1648e-05 | 6.1961e-05 | 2.7551e-05 | 5.1698e-05 | 5.2332e-05 | 9.5746e-06 | 0.0001259 | 7.3998e-06 | 4.2355e-05 | 4.6748e-06 | 0.00028591 | 4.0577e-05
5804 | 1.0081e-05 | 5.7517e-05 | 3.3747e-05 | 1.1737e-05 | 0 | 4.4608e-05 | 3.5598e-05 | 2.6412e-05 | 4.6845e-05 | 1.4296e-05 | 3.6846e-05 | 4.0663e-05 | 8.9176e-06 | 0.00010489 | 7.5154e-06 | 2.0493e-05 | 4.5402e-06 | 0.0002841 | 4.0423e-05
5805 | 7.1656e-07 | 2.1293e-05 | 1.5831e-05 | 4.9244e-06 | 0 | 2.0732e-05 | 1.7417e-05 | 1.72e-05 | 2.9492e-05 | 9.4969e-06 | 1.837e-05 | 2.1902e-05 | 6.8959e-06 | 3.8513e-05 | 7.5227e-06 | 1.3696e-05 | 4.5346e-06 | 0.0002629 | 3.4665e-05
5806 | 2.119e-07 | 8.8253e-06 | 6.3387e-06 | 2.8707e-07 | 0 | 4.9198e-06 | 4.3003e-06 | 4.9563e-06 | 8.0988e-06 | 6.4532e-06 | 0 | 9.0382e-06 | 1.7267e-06 | 6.1942e-06 | 6.7905e-06 | 0 | 2.1243e-06 | 0.00025712 | 1.2234e-05
5807 | 1.5083e-08 | 2.2768e-06 | 1.3598e-06 | 0 | 0 | 1.0213e-06 | 2.2452e-06 | 3.9959e-07 | 7.3268e-07 | 2.5705e-06 | 0 | 2.4994e-06 | 2.8902e-07 | 9.5094e-07 | 2.8996e-07 | 0 | 0 | 0.00023383 | 4.4061e-06
5808 | 0 | 3.3461e-08 | 1.8935e-07 | 0 | 0 | 7.7869e-08 | 1.7391e-07 | 1.7334e-08 | 2.8207e-07 | 0 | 0 | 2.9581e-07 | 1.0773e-08 | 2.5266e-07 | 0 | 0 | 0 | 0.00021225 | 8.2048e-06
5809 | 0 | 5.6849e-07 | 4.012e-08 | 0 | 0 | 1.2014e-08 | 3.7505e-09 | 0 | 7.0695e-10 | 0 | 0 | 2.175e-08 | 2.1116e-09 | 1.2296e-07 | 0 | 0 | 0 | 0.00018267 | 1.3908e-05
5810 | 0 | 6.2149e-07 | 1.4397e-10 | 0 | 0 | 2.2726e-07 | 0 | 0 | 7.0695e-10 | 0 | 0 | 3.101e-07 | 8.1422e-10 | 8.0656e-08 | 0 | 0 | 0 | 0.00016456 | 1e-05
5811 | 0 | 6.2061e-07 | 0 | 0 | 0 | 2.8029e-07 | 0 | 0 | 0 | 0 | 0 | 4.5463e-07 | 7.1579e-10 | 1.4514e-08 | 0 | 0 | 0 | 0.00015434 | 9.2845e-06
5812 | 0 | 4.3053e-07 | 3.5993e-10 | 0 | 0 | 2.1761e-07 | 0 | 0 | 2.3565e-10 | 0 | 0 | 4.2818e-07 | 8.7685e-10 | 3.9043e-09 | 0 | 0 | 0 | 0.00016632 | 8.4593e-06
5813 | 2.0275e-09 | 6.8324e-09 | 2.3036e-10 | 2.7143e-09 | 0 | 2.5436e-08 | 2.7754e-09 | 1.0603e-09 | 9.8973e-10 | 0 | 3.4645e-10 | 9.463e-08 | 5.8427e-09 | 1.9502e-08 | 2.7184e-10 | 0 | 2.2818e-09 | 0.00016544 | 1.4551e-05
5814 | 2.7723e-06 | 1.0791e-05 | 1.0963e-05 | 9.5825e-06 | 7.1795e-06 | 1.0749e-05 | 1.31e-05 | 8.6071e-06 | 9.4276e-06 | 9.234e-06 | 1.207e-05 | 9.9857e-06 | 8.0046e-06 | 8.5868e-06 | 9.0227e-06 | 1.2673e-05 | 3.0211e-06 | 0.00016394 | 2.3114e-05
5815 | 4.6965e-05 | 8.7992e-05 | 9.2194e-05 | 8.6437e-05 | 9.7189e-05 | 8.247e-05 | 0.00011012 | 7.9315e-05 | 7.271e-05 | 9.9348e-05 | 8.4208e-05 | 0.00010388 | 9.3158e-05 | 9.3112e-05 | 9.8974e-05 | 9.6106e-05 | 3.5058e-05 | 0.00013441 | 2.6954e-05
5816 | 0.00020181 | 0.00021966 | 0.00022682 | 0.00021734 | 0.00025526 | 0.00020935 | 0.00025943 | 0.00020982 | 0.00017415 | 0.00025157 | 0.00018695 | 0.0002503 | 0.00024537 | 0.00022549 | 0.00025636 | 0.00024157 | 0.0001763 | 0.00012336 | 2.3557e-05
5817 | 0.00037989 | 0.00034676 | 0.00034388 | 0.00026134 | 0.00039526 | 0.00031587 | 0.00039674 | 0.00035394 | 0.0002716 | 0.00038646 | 0.00030579 | 0.00037421 | 0.00038539 | 0.00033927 | 0.00037665 | 0.00035842 | 0.00028157 | 0.00012834 | 2.3864e-05
5818 | 0.00044831 | 0.00041751 | 0.00042321 | 0.00032147 | 0.00049447 | 0.00035975 | 0.00048697 | 0.00041767 | 0.00032416 | 0.00047899 | 0.00042219 | 0.00043929 | 0.00047785 | 0.000368 | 0.00048655 | 0.00045434 | 0.00028017 | 0.00012675 | 2.4018e-05
5819 | 0.0005018 | 0.00045475 | 0.00048996 | 0.00037926 | 0.00055316 | 0.00038137 | 0.0005354 | 0.00046666 | 0.00036855 | 0.00052746 | 0.00047324 | 0.00049188 | 0.00053265 | 0.00040725 | 0.00054 | 0.00054269 | 0.00042374 | 0.00012785 | 3.4933e-05
5820 | 0.000516 | 0.00047135 | 0.00051075 | 0.00041971 | 0.00054832 | 0.00041424 | 0.00055214 | 0.00047233 | 0.00040664 | 0.00054581 | 0.0004995 | 0.00051968 | 0.00057629 | 0.0004584 | 0.00050874 | 0.00053914 | 0.00055118 | 0.00012279 | 3.0586e-05
5821 | 0.00046247 | 0.00047404 | 0.00052369 | 0.00046064 | 0.00050418 | 0.00045538 | 0.00053717 | 0.00046479 | 0.00042171 | 0.00053424 | 0.0005056 | 0.00052089 | 0.00056016 | 0.00047776 | 0.00047729 | 0.00044764 | 0.00051584 | 0.00012433 | 5.7176e-05
5822 | 0.00042258 | 0.00046613 | 0.000493 | 0.00044939 | 0.00046486 | 0.00043803 | 0.00049555 | 0.00044239 | 0.00043487 | 0.00050273 | 0.00048709 | 0.00049613 | 0.00050413 | 0.00047144 | 0.00047443 | 0.00047594 | 0.00048795 | 0.00012357 | 7.7821e-05
5823 | 0.00032002 | 0.00039233 | 0.00041764 | 0.00036786 | 0.00038498 | 0.00038381 | 0.00041457 | 0.00036499 | 0.00037714 | 0.00042092 | 0.00043933 | 0.0004212 | 0.00043537 | 0.0004176 | 0.00038157 | 0.00040745 | 0.00030186 | 0.00011377 | 6.6415e-05
5824 | 0.00024523 | 0.00032306 | 0.00032562 | 0.00028452 | 0.00026589 | 0.00028768 | 0.00031387 | 0.00026904 | 0.00028752 | 0.00031569 | 0.00037706 | 0.00030957 | 0.00031035 | 0.00033088 | 0.00030269 | 0.0003566 | 0.00025669 | 9.9619e-05 | 7.6322e-05
5825 | 0.0001366 | 0.00020607 | 0.00020039 | 0.0001466 | 0.00012241 | 0.00015333 | 0.00016926 | 0.00013459 | 0.00015716 | 0.00016748 | 0.00023571 | 0.00017709 | 0.00014637 | 0.0002427 | 0.00015692 | 0.00021226 | 0.00016052 | 9.5596e-05 | 8.2778e-05
5826 | 3.6991e-05 | 0.00011624 | 9.6779e-05 | 5.2969e-05 | 2.0222e-05 | 7.5851e-05 | 6.0816e-05 | 4.8237e-05 | 8.9122e-05 | 5.4557e-05 | 0.00011663 | 7.5797e-05 | 3.0832e-05 | 0.0001571 | 2.8348e-05 | 7.2431e-05 | 3.1012e-05 | 9.3104e-05 | 9.1064e-05
5827 | 1.6643e-05 | 9.5228e-05 | 5.7779e-05 | 3.6747e-05 | 1.6101e-08 | 6.2407e-05 | 3.9111e-05 | 3.4913e-05 | 8.1847e-05 | 2.6649e-05 | 5.2844e-05 | 5.4025e-05 | 1.0237e-05 | 0.00012535 | 7.406e-06 | 4.2366e-05 | 4.844e-06 | 9.6319e-05 | 9.3402e-05
5828 | 1.3564e-05 | 6.9865e-05 | 3.7305e-05 | 1.7263e-05 | 0 | 5.6602e-05 | 3.5133e-05 | 3.173e-05 | 6.8008e-05 | 1.39e-05 | 3.6114e-05 | 4.3397e-05 | 8.9601e-06 | 0.00010742 | 7.5263e-06 | 2.0495e-05 | 4.7956e-06 | 9.3682e-05 | 8.9676e-05
5829 | 3.3914e-06 | 2.6362e-05 | 1.8825e-05 | 5.6198e-06 | 0 | 3.4463e-05 | 1.6387e-05 | 2.1996e-05 | 4.0203e-05 | 1.0325e-05 | 1.5637e-05 | 2.3944e-05 | 6.9225e-06 | 5.2196e-05 | 7.5118e-06 | 1.2514e-05 | 4.7856e-06 | 8.4728e-05 | 6.4878e-05
5830 | 1.9163e-07 | 1.1229e-05 | 6.6993e-06 | 9.9371e-07 | 0 | 1.0651e-05 | 4.5146e-06 | 7.3117e-06 | 1.2362e-05 | 5.3569e-06 | 0 | 9.5638e-06 | 1.3859e-06 | 1.2654e-05 | 6.7887e-06 | 0 | 2.2578e-06 | 8.8672e-05 | 4.4722e-05
5831 | 2.2254e-09 | 4.5657e-06 | 1.3301e-06 | 0 | 0 | 1.8471e-06 | 2.1996e-06 | 1.1333e-06 | 2.6836e-06 | 8.5832e-07 | 3.4645e-08 | 2.8875e-06 | 2.6227e-07 | 9.7604e-07 | 2.8996e-07 | 0 | 0 | 9.2081e-05 | 3.0284e-05
5832 | 0 | 6.5845e-07 | 4.3492e-07 | 0 | 0 | 3.4266e-07 | 1.7423e-07 | 1.6257e-07 | 7.1565e-07 | 0 | 0 | 5.2639e-07 | 6.4064e-09 | 1.7127e-07 | 0 | 0 | 0 | 9.2905e-05 | 3.5178e-05
5833 | 0 | 5.6849e-07 | 1.9686e-07 | 0 | 0 | 1.4143e-07 | 5.1924e-08 | 2.3251e-08 | 1.461e-08 | 0 | 0 | 2.105e-07 | 2.21e-09 | 5.2353e-08 | 0 | 0 | 0 | 9.4266e-05 | 4.0735e-05
5834 | 0 | 6.2149e-07 | 4.6791e-09 | 0 | 0 | 2.2878e-07 | 0 | 0 | 9.426e-10 | 0 | 0 | 5.3111e-07 | 1.1005e-09 | 1.6494e-08 | 0 | 0 | 0 | 7.6751e-05 | 2.9606e-05
5835 | 0 | 6.2061e-07 | 3.8393e-10 | 0 | 0 | 2.8048e-07 | 0 | 0 | 7.0695e-10 | 0 | 0 | 6.1251e-07 | 6.0843e-10 | 1.2862e-08 | 0 | 0 | 0 | 6.7793e-05 | 2.4805e-05
5836 | 0 | 4.3797e-07 | 0 | 0 | 0 | 2.801e-07 | 0 | 1.9674e-08 | 0 | 0 | 0 | 4.6267e-07 | 9.0369e-10 | 9.6695e-11 | 0 | 0 | 0 | 6.1239e-05 | 2.5254e-05
5837 | 8.036e-09 | 7.139e-09 | 5.6629e-10 | 4.7385e-09 | 0 | 2.3239e-07 | 2.2461e-09 | 7.4234e-09 | 3.5112e-09 | 0 | 3.4645e-10 | 7.0163e-08 | 8.5627e-09 | 2.2397e-08 | 2.7184e-10 | 0 | 1.1464e-08 | 6.2002e-05 | 1.8616e-05
5838 | 2.1468e-05 | 1.1245e-05 | 1.0852e-05 | 1.1958e-05 | 9.1103e-06 | 1.4291e-05 | 1.3313e-05 | 1.2555e-05 | 1.4717e-05 | 7.9669e-06 | 8.7095e-06 | 1.5766e-05 | 9.8828e-06 | 1.0848e-05 | 1.0912e-05 | 1.1857e-05 | 2.0644e-05 | 6.763e-05 | 2.4651e-05
5839 | 0.00013755 | 7.5549e-05 | 9.5962e-05 | 0.00010151 | 8.7758e-05 | 9.8255e-05 | 9.9582e-05 | 0.00010223 | 9.2068e-05 | 9.0598e-05 | 8.1057e-05 | 9.4226e-05 | 0.00010956 | 9.2309e-05 | 9.5961e-05 | 9.7562e-05 | 0.00014588 | 5.9564e-05 | 3.3912e-05
5840 | 0.00028251 | 0.00017921 | 0.00022011 | 0.00023199 | 0.0002213 | 0.00022926 | 0.00024193 | 0.00024963 | 0.00022275 | 0.0002453 | 0.00020939 | 0.0001995 | 0.00028259 | 0.00022186 | 0.00025286 | 0.00023697 | 0.00030678 | 3.2656e-05 | 3.1754e-05
5841 | 0.00040352 | 0.00028039 | 0.00032378 | 0.00033736 | 0.00030151 | 0.00035209 | 0.00037475 | 0.00037993 | 0.00037804 | 0.0003654 | 0.00032619 | 0.00029925 | 0.0004062 | 0.00032723 | 0.00038641 | 0.00035236 | 0.0004368 | 1.8019e-05 | 2.8874e-05
5842 | 0.0004817 | 0.00036734 | 0.0003757 | 0.00042839 | 0.00032434 | 0.00042615 | 0.00046295 | 0.00046065 | 0.00043072 | 0.00044748 | 0.00041485 | 0.00039329 | 0.00051902 | 0.00033859 | 0.00048689 | 0.00038376 | 0.00052564 | 1.7625e-05 | 2.0184e-05
5843 | 0.0005198 | 0.00043462 | 0.00039532 | 0.00047493 | 0.00045653 | 0.00048533 | 0.00052021 | 0.00051094 | 0.00045448 | 0.00051098 | 0.00047044 | 0.00047812 | 0.00057608 | 0.00038707 | 0.00051696 | 0.00048048 | 0.00055979 | 2.4942e-05 | 1.8493e-05
5844 | 0.00052746 | 0.00046614 | 0.00047202 | 0.00051057 | 0.00052865 | 0.00050694 | 0.00054306 | 0.00053112 | 0.00046585 | 0.00054852 | 0.00050677 | 0.00052484 | 0.00060511 | 0.00043975 | 0.00055105 | 0.00054329 | 0.00053151 | 3.7552e-05 | 1.8187e-05
5845 | 0.00050675 | 0.00049925 | 0.00051461 | 0.00051187 | 0.00051381 | 0.00050856 | 0.00054535 | 0.00052507 | 0.00047347 | 0.00054718 | 0.00050635 | 0.00053225 | 0.00058334 | 0.00047313 | 0.00054813 | 0.00059075 | 0.00051102 | 6.7131e-05 | 1.9412e-05
5846 | 0.00045276 | 0.00048893 | 0.00049293 | 0.00046711 | 0.00048968 | 0.00046322 | 0.00050457 | 0.00047927 | 0.00043432 | 0.00050283 | 0.00048267 | 0.00050099 | 0.00053239 | 0.00046847 | 0.0005084 | 0.00054738 | 0.00044826 | 7.2554e-05 | 1.9368e-05
5847 | 0.00036941 | 0.0004178 | 0.00041498 | 0.00038059 | 0.00040867 | 0.00037277 | 0.00040944 | 0.00038938 | 0.0003715 | 0.00042271 | 0.0004315 | 0.00042447 | 0.00043203 | 0.00041934 | 0.00041915 | 0.0004552 | 0.00034027 | 5.8863e-05 | 1.8146e-05
5848 | 0.00024631 | 0.00032578 | 0.0003194 | 0.00027148 | 0.00028235 | 0.0002637 | 0.00028861 | 0.00026842 | 0.00026853 | 0.00030811 | 0.00036297 | 0.00031171 | 0.00029229 | 0.00033042 | 0.00025384 | 0.0003401 | 0.00021367 | 4.6234e-05 | 1.7546e-05
5849 | 0.00010933 | 0.00020211 | 0.00019085 | 0.00014651 | 0.00012908 | 0.00013593 | 0.00015571 | 0.00013287 | 0.00014798 | 0.00016036 | 0.00022667 | 0.00017276 | 0.00013976 | 0.00024081 | 0.00011019 | 0.00017853 | 8.7935e-05 | 4.3706e-05 | 1.0329e-05
5850 | 3.1597e-05 | 0.00011523 | 9.4928e-05 | 5.4664e-05 | 2.0913e-05 | 7.505e-05 | 5.9092e-05 | 4.9048e-05 | 8.8654e-05 | 5.3407e-05 | 0.00011735 | 7.4459e-05 | 3.0345e-05 | 0.0001566 | 2.4518e-05 | 5.2589e-05 | 1.2539e-05 | 4.1086e-05 | 8.4122e-06
5851 | 1.6507e-05 | 9.6461e-05 | 5.7284e-05 | 3.9021e-05 | 1.209e-08 | 6.3401e-05 | 3.8247e-05 | 3.6276e-05 | 8.8112e-05 | 2.6668e-05 | 5.1881e-05 | 5.4157e-05 | 1.0784e-05 | 0.0001265 | 7.3853e-06 | 2.363e-05 | 4.9096e-06 | 3.1487e-05 | 4.6143e-06
5852 | 1.3016e-05 | 7.0554e-05 | 3.6823e-05 | 1.4082e-05 | 0 | 5.6526e-05 | 3.4231e-05 | 3.2721e-05 | 7.34e-05 | 1.2643e-05 | 3.5672e-05 | 4.4686e-05 | 9.2558e-06 | 0.00010626 | 7.5118e-06 | 1.9993e-06 | 5.0488e-06 | 2.6081e-05 | 2.3619e-06
5853 | 3.0796e-06 | 2.6103e-05 | 1.7177e-05 | 5.613e-06 | 0 | 3.3518e-05 | 1.5881e-05 | 2.3641e-05 | 4.6999e-05 | 9.0431e-06 | 1.55e-05 | 2.3973e-05 | 6.8909e-06 | 5.1758e-05 | 7.5118e-06 | 0 | 4.9559e-06 | 2.7628e-05 | 1.7232e-06
5854 | 3.0932e-07 | 1.1507e-05 | 6.7572e-06 | 8.7226e-07 | 0 | 1.1147e-05 | 4.6008e-06 | 7.7728e-06 | 1.8016e-05 | 4.8319e-06 | 0 | 9.8678e-06 | 1.9664e-06 | 1.298e-05 | 6.8231e-06 | 0 | 2.087e-06 | 2.8271e-05 | 8.7756e-07
5855 | 1.2635e-07 | 5.5216e-06 | 1.2907e-06 | 0 | 0 | 2.0671e-06 | 2.1949e-06 | 1.1904e-06 | 5.1487e-06 | 1.7452e-06 | 0 | 2.8478e-06 | 2.9523e-07 | 1.098e-06 | 3.1714e-07 | 0 | 0 | 2.6382e-05 | 9.3642e-08
5856 | 0 | 9.4497e-07 | 4.4418e-07 | 0 | 0 | 3.5452e-07 | 1.8524e-07 | 1.6122e-07 | 8.4714e-07 | 0 | 0 | 5.2744e-07 | 8.7685e-10 | 2.2532e-07 | 0 | 0 | 0 | 2.2487e-05 | 0
5857 | 0 | 5.6762e-07 | 2.1392e-07 | 0 | 0 | 3.1931e-08 | 5.2174e-08 | 2.6464e-08 | 9.1903e-09 | 0 | 0 | 2.7131e-07 | 2.0848e-09 | 4.8171e-08 | 0 | 0 | 0 | 2.3343e-05 | 0
5858 | 0 | 6.2192e-07 | 7.9904e-09 | 0 | 0 | 2.2859e-07 | 0 | 0 | 1.4139e-09 | 0 | 0 | 5.6567e-07 | 9.9317e-10 | 1.3661e-08 | 0 | 0 | 0 | 3.2484e-05 | 0
5859 | 0 | 6.2105e-07 | 0 | 0 | 0 | 2.8048e-07 | 0 | 0 | 4.713e-10 | 0 | 0 | 6.6587e-07 | 1.1453e-09 | 8.3802e-11 | 0 | 0 | 0 | 3.8835e-05 | 0
5860 | 0 | 4.2922e-07 | 1.4397e-10 | 0 | 0 | 2.8048e-07 | 0 | 0 | 4.713e-10 | 0 | 0 | 4.7801e-07 | 1.19e-09 | 0 | 0 | 0 | 0 | 3.3831e-05 | 0
5861 | 8.0607e-09 | 2.6278e-09 | 5.279e-10 | 2.5763e-09 | 0 | 2.3293e-07 | 1.3544e-09 | 5.2292e-09 | 4.66e-09 | 0 | 1.559e-09 | 7.6731e-08 | 8.008e-09 | 2.3005e-08 | 1.3592e-10 | 0 | 6.8453e-09 | 3.5815e-05 | 0
5862 | 1.8731e-05 | 1.1966e-05 | 1.0381e-05 | 1.1371e-05 | 9.9128e-06 | 1.4314e-05 | 1.001e-05 | 1.3882e-05 | 1.6583e-05 | 1.0338e-05 | 6.7334e-06 | 1.011e-05 | 1.0134e-05 | 9.3349e-06 | 8.3006e-06 | 1.3117e-05 | 1.7586e-05 | 4.6331e-05 | 0
5863 | 0.0001231 | 7.9984e-05 | 8.4885e-05 | 8.0548e-05 | 9.2091e-05 | 8.6471e-05 | 8.0743e-05 | 9.6228e-05 | 9.3884e-05 | 9.4363e-05 | 6.8143e-05 | 8.8248e-05 | 9.6693e-05 | 8.8716e-05 | 6.7591e-05 | 9.4175e-05 | 9.5939e-05 | 4.2546e-05 | 0
5864 | 0.00026661 | 0.00017674 | 0.00019887 | 0.00022232 | 0.00022024 | 0.00021532 | 0.00018541 | 0.00023297 | 0.00021127 | 0.00023487 | 0.00017425 | 0.00021844 | 0.0002358 | 0.0002149 | 0.00016703 | 0.00022104 | 0.0002367 | 3.5281e-05 | 1.0747e-08
5865 | 0.00038638 | 0.00027229 | 0.00025724 | 0.00034254 | 0.00032607 | 0.00033458 | 0.0003187 | 0.00035927 | 0.00032813 | 0.00035688 | 0.00030342 | 0.00031172 | 0.00035121 | 0.00029675 | 0.00030133 | 0.00028448 | 0.00038206 | 3.6434e-05 | 3.0776e-08
5866 | 0.00046697 | 0.0003522 | 0.00037209 | 0.00042535 | 0.00040374 | 0.00039177 | 0.0004132 | 0.00043396 | 0.0004029 | 0.00038049 | 0.00041011 | 0.00040839 | 0.00040998 | 0.0002978 | 0.00039164 | 0.00038482 | 0.0004892 | 3.831e-05 | 1.4997e-07
5867 | 0.00049416 | 0.00040975 | 0.00043091 | 0.00044111 | 0.0004304 | 0.00042761 | 0.0004842 | 0.00046147 | 0.00046561 | 0.00043571 | 0.00046301 | 0.00046459 | 0.00044877 | 0.00032659 | 0.00047246 | 0.00051519 | 0.00054891 | 3.8025e-05 | 4.1963e-07
5868 | 0.0005094 | 0.0004276 | 0.00045111 | 0.00047086 | 0.00044032 | 0.00045045 | 0.00051775 | 0.00045743 | 0.00050523 | 0.00047634 | 0.00050062 | 0.00048669 | 0.00047028 | 0.00038066 | 0.00053722 | 0.00054781 | 0.00053492 | 4.2483e-05 | 7.0297e-07
5869 | 0.00050155 | 0.00046833 | 0.0004755 | 0.00050468 | 0.00050581 | 0.00044571 | 0.00052535 | 0.00045413 | 0.0005159 | 0.00047531 | 0.00050885 | 0.000495 | 0.00042392 | 0.00042478 | 0.00054688 | 0.00051643 | 0.00053138 | 5.7254e-05 | 1.3039e-06
5870 | 0.0004646 | 0.00044086 | 0.0004732 | 0.00044407 | 0.00045224 | 0.00042679 | 0.00049873 | 0.00040183 | 0.00050233 | 0.00043864 | 0.00049648 | 0.00046852 | 0.00032899 | 0.000419 | 0.00051238 | 0.00045852 | 0.00047606 | 5.2373e-05 | 5.0652e-07
5871 | 0.00036528 | 0.00039638 | 0.00039159 | 0.00036827 | 0.00031316 | 0.00036745 | 0.00037604 | 0.00032881 | 0.00042526 | 0.00039231 | 0.0003129 | 0.00039574 | 0.0002408 | 0.00038485 | 0.00038937 | 0.00039531 | 0.00038007 | 4.247e-05 | 1.7743e-07
5872 | 0.00024345 | 0.00030775 | 0.00026069 | 0.00025092 | 0.00023952 | 0.00026804 | 0.00019805 | 0.00023993 | 0.00026188 | 0.00027733 | 0.00022386 | 0.00028979 | 0.00019096 | 0.00031044 | 0.00016172 | 0.000309 | 0.00024636 | 3.2213e-05 | 6.6123e-08
5873 | 0.00011253 | 0.00015834 | 0.00015722 | 0.00013126 | 7.9755e-05 | 0.00014027 | 0.00011021 | 0.00012787 | 0.0001368 | 0.0001517 | 0.00014736 | 0.00015343 | 0.00012996 | 0.00023095 | 6.0555e-05 | 9.878e-05 | 0.00010113 | 3.0371e-05 | 1.5616e-07
5874 | 2.9066e-05 | 0.00010641 | 9.5013e-05 | 5.1767e-05 | 1.1001e-05 | 6.8011e-05 | 5.3954e-05 | 4.5519e-05 | 8.744e-05 | 5.0008e-05 | 0.00010288 | 6.8055e-05 | 3.3538e-05 | 0.00015428 | 2.1328e-05 | 4.3218e-05 | 1.6584e-05 | 3.7467e-05 | 6.5905e-08
5875 | 1.6624e-05 | 9.4406e-05 | 5.2919e-05 | 3.8445e-05 | 4.0113e-09 | 6.2953e-05 | 3.8338e-05 | 3.4488e-05 | 8.9278e-05 | 2.6622e-05 | 4.4313e-05 | 5.3104e-05 | 7.232e-06 | 0.00012348 | 7.3713e-06 | 2.3583e-05 | 4.8289e-06 | 4.1404e-05 | 2.0077e-07
5876 | 1.303e-05 | 6.4185e-05 | 3.5324e-05 | 1.2888e-05 | 0 | 5.584e-05 | 3.6744e-05 | 3.0746e-05 | 7.5565e-05 | 1.3676e-05 | 3.1065e-05 | 4.292e-05 | 6.3373e-06 | 0.00010443 | 7.5064e-06 | 1.3561e-06 | 4.9208e-06 | 3.3218e-05 | 7.4658e-07
5877 | 3.146e-06 | 2.3828e-05 | 1.5956e-05 | 5.4694e-06 | 0 | 3.3692e-05 | 1.8954e-05 | 2.108e-05 | 4.4988e-05 | 9.8085e-06 | 1.2593e-05 | 2.2092e-05 | 4.199e-06 | 5.0108e-05 | 7.519e-06 | 0 | 4.7656e-06 | 3.3734e-05 | 1.0382e-06
5878 | 3.0883e-07 | 1.1609e-05 | 5.9449e-06 | 1.2697e-06 | 0 | 9.8439e-06 | 9.0581e-06 | 7.1925e-06 | 1.5914e-05 | 4.7454e-06 | 0 | 9.3741e-06 | 3.5429e-07 | 1.1192e-05 | 6.7615e-06 | 0 | 2.0898e-06 | 2.9574e-05 | 1.7127e-06
5879 | 1.2635e-07 | 5.5476e-06 | 1.9035e-06 | 0 | 0 | 1.5562e-06 | 2.4844e-06 | 1.1584e-06 | 5.2281e-06 | 8.6127e-07 | 0 | 2.5859e-06 | 9.6632e-10 | 8.466e-07 | 3.1352e-07 | 0 | 0 | 2.358e-05 | 1.427e-06
5880 | 0 | 9.5084e-07 | 5.4623e-07 | 0 | 0 | 2.657e-07 | 1.4278e-07 | 1.6285e-07 | 9.9056e-07 | 0 | 0 | 5.3164e-07 | 7.6948e-10 | 1.4013e-07 | 0 | 0 | 0 | 2.5223e-05 | 8.886e-07
5881 | 0 | 5.6849e-07 | 2.0062e-07 | 0 | 0 | 2.1022e-08 | 4.0172e-08 | 2.6001e-08 | 7.5408e-09 | 0 | 0 | 2.6709e-07 | 2.559e-09 | 1.6406e-08 | 0 | 0 | 0 | 2.121e-05 | 9.7725e-07
5882 | 0 | 6.2236e-07 | 5.087e-09 | 0 | 0 | 2.284e-07 | 0 | 0 | 1.4139e-09 | 0 | 0 | 5.5957e-07 | 1.0469e-09 | 1.9033e-08 | 0 | 0 | 0 | 2.1852e-05 | 1.1341e-06
5883 | 0 | 6.2105e-07 | 2.3995e-11 | 0 | 0 | 2.8048e-07 | 0 | 0 | 4.713e-10 | 0 | 1.1548e-09 | 6.3833e-07 | 1.0379e-09 | 9.4181e-09 | 0 | 0 | 0 | 3.0351e-05 | 7.9831e-07
5884 | 0 | 4.2659e-07 | 1.4397e-10 | 0 | 0 | 2.8048e-07 | 0 | 0 | 4.713e-10 | 0 | 0 | 4.7772e-07 | 1.1453e-09 | 1.0744e-11 | 0 | 0 | 0 | 3.4032e-05 | 2.8514e-07
5885 | 6.4041e-09 | 6.6134e-09 | 4.4631e-10 | 2.4843e-09 | 0 | 2.3523e-07 | 1.1585e-09 | 2.382e-09 | 7.6386e-09 | 0 | 3.4645e-10 | 8.8435e-08 | 1.0093e-08 | 2.0683e-08 | 9.3331e-09 | 0 | 3.0053e-09 | 3.1817e-05 | 1.6567e-07
5886 | 1.4239e-05 | 1.2716e-05 | 4.4067e-06 | 1.3728e-05 | 1.1066e-05 | 1.5135e-05 | 1.1746e-06 | 1.2749e-05 | 8.7992e-06 | 5.4064e-06 | 3.8307e-07 | 1.359e-05 | 1.1541e-05 | 9.3562e-06 | 2.7718e-07 | 1.2739e-05 | 1.7521e-05 | 2.5683e-05 | 1.9931e-08
5887 | 0.00010256 | 5.832e-05 | 2.0307e-05 | 8.9358e-05 | 8.9844e-05 | 8.8724e-05 | 1.1355e-05 | 8.9711e-05 | 4.5017e-05 | 5.7762e-05 | 2.436e-06 | 9.1066e-05 | 9.9862e-05 | 7.3806e-05 | 7.1857e-06 | 8.0428e-05 | 0.00012281 | 1.7034e-05 | 1.3081e-09
5888 | 0.00022559 | 8.4232e-05 | 3.1659e-05 | 0.00018235 | 0.00019938 | 0.00019461 | 2.64e-05 | 0.00021043 | 8.7331e-05 | 0.00014914 | 8.0983e-06 | 0.00015508 | 0.00025664 | 0.00014819 | 2.0268e-05 | 0.00010328 | 0.00025803 | 1.2656e-05 | 1.8126e-08
5889 | 0.00034503 | 0.00010602 | 6.0783e-05 | 0.00026567 | 9.8356e-05 | 0.00027726 | 5.7634e-05 | 0.00031022 | 9.9366e-05 | 0.00022739 | 2.9801e-05 | 0.00015143 | 0.00036279 | 0.00019274 | 4.6739e-05 | 6.2042e-05 | 0.00039372 | 1.0288e-05 | 4.8946e-08
5890 | 0.00044518 | 0.00012498 | 7.6201e-05 | 0.00022937 | 9.0692e-05 | 0.00026799 | 9.6236e-05 | 0.00030726 | 0.00011858 | 0.00030769 | 4.7008e-05 | 0.00016475 | 0.00039693 | 0.00019683 | 8.2202e-05 | 5.5529e-05 | 0.00040201 | 1.0039e-05 | 2.5636e-08
5891 | 0.00034251 | 0.00015692 | 0.00010449 | 0.00030957 | 0.00014329 | 0.00025546 | 0.00014257 | 0.00026751 | 0.00014364 | 0.00022757 | 8.9295e-05 | 0.00016222 | 0.00044684 | 0.00020262 | 0.00010902 | 0.00018078 | 0.00043632 | 1.196e-05 | 1.7119e-07
5892 | 0.00023409 | 0.00020683 | 0.00012128 | 0.00035434 | 0.00025271 | 0.00024812 | 0.00018707 | 0.00026884 | 0.00018693 | 0.00032186 | 8.7849e-05 | 0.00019642 | 0.00050951 | 0.00018773 | 0.00014259 | 0.00028339 | 0.0002979 | 1.4659e-05 | 8.0452e-08
5893 | 0.00021461 | 0.00021593 | 9.172e-05 | 0.00024888 | 0.00015052 | 0.00025317 | 0.00019847 | 0.0002865 | 0.00020973 | 0.00032714 | 0.00015422 | 0.00017811 | 0.00047904 | 0.00017005 | 0.00016183 | 0.00020639 | 0.00023304 | 2.8348e-05 | 4.25e-08
5894 | 0.00014594 | 0.00017 | 8.3912e-05 | 0.00025905 | 0.00010659 | 0.00018729 | 0.00018924 | 0.00026643 | 0.00014728 | 0.00021228 | 0.0001223 | 0.00016953 | 0.00042946 | 0.0001518 | 0.0002107 | 0.00012739 | 0.00018906 | 3.3632e-05 | 3.7127e-08
5895 | 0.00012675 | 0.00016776 | 7.6645e-05 | 0.00017374 | 9.2516e-05 | 0.00012353 | 0.00017435 | 0.00022985 | 0.0001291 | 0.00015544 | 0.00011899 | 0.00012281 | 0.0003173 | 0.00016117 | 0.00020158 | 0.00018853 | 0.00013715 | 4.057e-05 | 7.8162e-09
5896 | 8.357e-05 | 0.00019012 | 0.00010578 | 0.00011656 | 9.4558e-05 | 9.4709e-05 | 0.00013245 | 0.00015711 | 0.00012227 | 7.2463e-05 | 0.00012674 | 0.000109 | 0.00022532 | 0.00019929 | 0.00013135 | 0.00017404 | 0.00010563 | 4.7306e-05 | 9.7702e-10
5897 | 3.9949e-05 | 0.00014109 | 6.1231e-05 | 6.4817e-05 | 6.0313e-05 | 6.67e-05 | 8.75e-05 | 6.8293e-05 | 8.2731e-05 | 3.5346e-05 | 3.9659e-05 | 9.1768e-05 | 9.538e-05 | 0.00015544 | 7.4046e-05 | 9.4777e-05 | 4.9062e-05 | 5.4747e-05 | 0
5898 | 1.9366e-05 | 6.4764e-05 | 2.0343e-05 | 3.9961e-05 | 9.4706e-06 | 6.3928e-05 | 2.9323e-05 | 3.7571e-05 | 5.6142e-05 | 3.0724e-05 | 1.3271e-05 | 4.4444e-05 | 2.4843e-05 | 0.00011427 | 1.9755e-05 | 2.3268e-05 | 5.9985e-06 | 6.4306e-05 | 0
5899 | 1.3294e-05 | 1.3951e-05 | 6.393e-06 | 2.2758e-05 | 0 | 5.4072e-05 | 5.8759e-06 | 3.1925e-05 | 2.7635e-05 | 1.5039e-05 | 1.9424e-07 | 2.5978e-05 | 7.6464e-06 | 4.1168e-05 | 6.9701e-06 | 1.7897e-07 | 4.8932e-06 | 7.6344e-05 | 0
5900 | 6.8917e-06 | 9.1314e-06 | 3.3448e-06 | 6.048e-06 | 0 | 3.5875e-05 | 6.6607e-06 | 2.3577e-05 | 1.438e-05 | 8.4834e-06 | 0 | 1.469e-05 | 5.9329e-06 | 1.5911e-05 | 1.9917e-06 | 0 | 3.4176e-06 | 8.1196e-05 | 0
5901 | 5.5832e-07 | 6.9645e-06 | 9.7651e-07 | 5.2556e-06 | 0 | 1.3022e-05 | 1.3622e-06 | 1.2736e-05 | 3.9253e-06 | 2.3852e-06 | 0 | 6.1751e-06 | 3.8036e-06 | 4.1477e-06 | 0 | 0 | 2.8049e-07 | 9.8223e-05 | 1.0259e-07
5902 | 0 | 9.9998e-07 | 4.7451e-07 | 7.3976e-07 | 0 | 2.4003e-06 | 2.5754e-07 | 3.967e-06 | 3.0118e-07 | 3.7361e-08 | 0 | 2.105e-06 | 7.7853e-07 | 1.3281e-06 | 0 | 0 | 1.6028e-07 | 0.00011554 | 2.3189e-07
5903 | 0 | 2.7154e-08 | 3.7008e-07 | 0 | 0 | 4.6718e-07 | 7.0843e-08 | 5.9682e-07 | 1.1311e-08 | 0 | 1.1548e-09 | 4.2775e-07 | 8.7685e-10 | 2.8111e-07 | 0 | 0 | 0 | 0.00011324 | 6.9211e-08
5904 | 0 | 5.6937e-09 | 9.5501e-09 | 0 | 0 | 2.5911e-07 | 1.2085e-08 | 2.0801e-08 | 0 | 0 | 0 | 2.1341e-07 | 8.9474e-10 | 2.8471e-08 | 0 | 0 | 0 | 0.00012182 | 4.8851e-10
5905 | 0 | 5.6805e-07 | 0 | 0 | 0 | 8.5594e-09 | 0 | 0 | 0 | 0 | 0 | 2.3308e-08 | 2.6395e-09 | 6.4463e-11 | 0 | 0 | 0 | 0.00012294 | 1.2457e-07
5906 | 0 | 4.0425e-07 | 0 | 0 | 0 | 2.2802e-07 | 0 | 0 | 1.6967e-08 | 0 | 0 | 3.4441e-07 | 8.0527e-10 | 3.8678e-11 | 0 | 0 | 0 | 0.00012147 | 3.6785e-07
5907 | 0 | 0 | 0 | 0 | 0 | 4.1855e-08 | 0 | 0 | 0 | 0 | 0 | 4.2875e-07 | 1.1274e-09 | 6.4463e-11 | 0 | 0 | 0 | 0.00012023 | 3.0309e-07
5908 | 0 | 0 | 0 | 0 | 0 | 0 | 0 | 0 | 0 | 0 | 0 | 1.8907e-07 | 1.2347e-09 | 0 | 0 | 0 | 0 | 0.00011443 | 8.4438e-07
5909 | 2.213e-09 | 5.5185e-09 | 5.9268e-10 | 2.6223e-09 | 0 | 2.7168e-09 | 1.471e-09 | 8.176e-10 | 1.4033e-09 | 0 | 4.0419e-10 | 3.625e-09 | 7.0506e-09 | 5.3934e-09 | 2.7184e-10 | 0 | 2.5044e-09 | 0.0001284 | 3.0389e-06
5910 | 7.86e-06 | 1.1828e-05 | 9.1563e-06 | 3.1777e-06 | 6.5728e-06 | 8.503e-06 | 1.1646e-05 | 7.0956e-06 | 1.5016e-05 | 6.9478e-06 | 6.9581e-06 | 6.6783e-06 | 1.7605e-06 | 6.1629e-06 | 9.4247e-06 | 8.9421e-06 | 4.9956e-06 | 0.00011859 | 3.4495e-06
5911 | 4.3331e-05 | 7.2062e-05 | 6.5802e-05 | 4.9354e-05 | 8.6856e-05 | 5.7562e-05 | 8.8203e-05 | 5.3815e-05 | 9.5246e-05 | 5.0337e-05 | 7.2792e-05 | 6.7001e-05 | 3.0515e-05 | 5.0372e-05 | 8.568e-05 | 8.3626e-05 | 1.333e-05 | 0.00010921 | 3.1279e-06
5912 | 0.00014978 | 0.00017116 | 0.00017846 | 0.00010899 | 0.00022876 | 0.0001472 | 0.00020898 | 0.00012335 | 0.00020977 | 0.00012244 | 0.00019597 | 0.00016344 | 0.00012942 | 0.00012844 | 0.0002308 | 0.00020811 | 4.7317e-05 | 0.00010493 | 8.0116e-07
5913 | 0.00011279 | 0.00029767 | 0.00028313 | 0.00017817 | 0.00037397 | 0.00025383 | 0.00033004 | 0.00017745 | 0.00034092 | 0.00024003 | 0.00031608 | 0.0002885 | 0.00021496 | 0.00020947 | 0.00039483 | 0.00037066 | 0.00011565 | 9.4899e-05 | 2.4903e-08
5914 | 0.00020272 | 0.00038765 | 0.00035934 | 0.00020605 | 0.00046099 | 0.00031484 | 0.00042077 | 0.00020358 | 0.00041338 | 0.00030739 | 0.00040427 | 0.00035117 | 0.0003475 | 0.00027948 | 0.00048036 | 0.00047654 | 0.0001761 | 8.705e-05 | 5.3907e-07
5915 | 0.00026347 | 0.00043901 | 0.00040944 | 0.00027281 | 0.00052695 | 0.00035105 | 0.00049769 | 0.00024241 | 0.00047798 | 0.00029688 | 0.00044661 | 0.00037058 | 0.00035269 | 0.00029983 | 0.00054842 | 0.00053588 | 0.00032651 | 7.6981e-05 | 3.4977e-06
5916 | 0.00041004 | 0.00046463 | 0.00041775 | 0.00029467 | 0.00053081 | 0.00036499 | 0.0005323 | 0.00026632 | 0.00051891 | 0.00027417 | 0.00046217 | 0.00035077 | 0.00030402 | 0.00030166 | 0.00056298 | 0.00056914 | 0.00044451 | 6.1965e-05 | 3.7642e-06
5917 | 0.00042805 | 0.00047734 | 0.00039858 | 0.00035982 | 0.000517 | 0.00037621 | 0.00053013 | 0.00028071 | 0.0005425 | 0.00028463 | 0.00040436 | 0.00034001 | 0.00022445 | 0.000299 | 0.00049159 | 0.00054144 | 0.00046541 | 6.6813e-05 | 1.9384e-05
5918 | 0.00039642 | 0.00041958 | 0.0003577 | 0.0003952 | 0.00039596 | 0.0003716 | 0.00048781 | 0.0002847 | 0.00051219 | 0.00028796 | 0.00038503 | 0.00032464 | 0.00020125 | 0.00030414 | 0.00040163 | 0.0004263 | 0.00042842 | 6.4515e-05 | 2.9394e-05
5919 | 0.00033633 | 0.00033853 | 0.00030731 | 0.00029217 | 0.00030782 | 0.00029794 | 0.0003848 | 0.00026078 | 0.00040555 | 0.00024994 | 0.00035142 | 0.00027726 | 0.00017938 | 0.00028998 | 0.00040817 | 0.00031409 | 0.00035268 | 5.8102e-05 | 6.9031e-05
5920 | 0.00021335 | 0.00026679 | 0.00025704 | 0.00021875 | 0.00022536 | 0.00022783 | 0.00025349 | 0.00019642 | 0.00027318 | 0.00020126 | 0.00026379 | 0.0002085 | 0.0001033 | 0.00028057 | 0.00025471 | 0.000273 | 0.00022804 | 4.8031e-05 | 6.244e-05
5921 | 9.8786e-05 | 0.000175 | 0.00016457 | 0.00012685 | 0.00010728 | 0.00013094 | 0.00012708 | 0.00010797 | 0.00015634 | 0.00010569 | 0.00017857 | 0.00010924 | 7.2012e-05 | 0.00021153 | 8.4276e-05 | 0.00015376 | 9.5973e-05 | 4.0011e-05 | 3.7287e-05
5922 | 2.8278e-05 | 0.00010714 | 8.9622e-05 | 5.0158e-05 | 1.5446e-05 | 7.4187e-05 | 5.0281e-05 | 4.1423e-05 | 8.871e-05 | 4.1219e-05 | 0.00010213 | 6.1012e-05 | 1.6643e-05 | 0.00015224 | 1.7907e-05 | 6.4334e-05 | 1.7261e-05 | 4.2483e-05 | 2.9127e-05
5923 | 1.3118e-05 | 9.099e-05 | 5.4402e-05 | 3.0574e-05 | 4.0113e-09 | 6.0825e-05 | 3.7941e-05 | 2.6374e-05 | 9.0453e-05 | 1.8993e-05 | 4.8398e-05 | 5.1447e-05 | 6.1681e-06 | 0.00012165 | 7.3844e-06 | 4.2238e-05 | 3.8557e-06 | 5.1606e-05 | 2.0863e-05
5924 | 6.558e-06 | 6.4781e-05 | 3.3234e-05 | 6.9621e-06 | 0 | 4.7753e-05 | 3.8893e-05 | 1.8122e-05 | 7.7336e-05 | 1.1909e-05 | 3.2906e-05 | 3.4666e-05 | 4.1272e-06 | 7.7098e-05 | 7.5027e-06 | 2.0382e-05 | 3.9959e-06 | 5.6351e-05 | 2.1269e-05
5925 | 5.1628e-07 | 2.4018e-05 | 1.4662e-05 | 3.7099e-06 | 0 | 2.338e-05 | 2.1595e-05 | 6.0413e-06 | 4.7025e-05 | 7.0593e-06 | 1.0876e-05 | 1.6813e-05 | 1.4526e-06 | 2.036e-05 | 7.5027e-06 | 1.1895e-05 | 3.0053e-06 | 6.3029e-05 | 4.4802e-06
5926 | 0 | 1.0966e-05 | 5.4055e-06 | 0 | 0 | 6.7111e-06 | 9.4296e-06 | 1.7737e-06 | 1.7586e-05 | 3.4805e-07 | 3.4645e-08 | 6.2219e-06 | 9.0978e-08 | 2.2743e-06 | 6.6582e-06 | 0 | 0 | 6.1756e-05 | 5.4768e-06
5927 | 0 | 4.7198e-06 | 1.0588e-06 | 0 | 0 | 1.2274e-06 | 2.249e-06 | 2.2754e-07 | 5.3575e-06 | 0 | 0 | 1.087e-06 | 8.0527e-10 | 1.6848e-07 | 2.8452e-07 | 0 | 0 | 5.6371e-05 | 2.0965e-05
5928 | 0 | 7.5638e-07 | 4.2409e-07 | 0 | 0 | 1.4176e-07 | 1.4467e-07 | 0 | 1.1046e-06 | 0 | 0 | 4.1435e-07 | 8.4106e-10 | 1.0187e-08 | 0 | 0 | 0 | 5.2092e-05 | 7.1565e-05
5929 | 0 | 5.6762e-07 | 1.6077e-07 | 0 | 0 | 1.6931e-08 | 5.1424e-08 | 0 | 4.277e-08 | 0 | 0 | 2.1012e-07 | 2.0311e-09 | 8.7294e-09 | 0 | 0 | 0 | 4.556e-05 | 4.6829e-05
5930 | 0 | 6.2192e-07 | 2.1836e-09 | 0 | 0 | 2.284e-07 | 0 | 0 | 1.6495e-09 | 0 | 0 | 3.5231e-07 | 9.4843e-10 | 1.4936e-08 | 0 | 0 | 0 | 4.1094e-05 | 7.6257e-05
5931 | 0 | 6.2149e-07 | 0 | 0 | 0 | 2.8067e-07 | 0 | 0 | 4.713e-10 | 0 | 0 | 2.8691e-07 | 9.8422e-10 | 3.8678e-11 | 0 | 0 | 0 | 4.4319e-05 | 5.945e-05
5932 | 0 | 4.2484e-07 | 0 | 0 | 0 | 2.6779e-07 | 0 | 0 | 0 | 0 | 0 | 2.1291e-07 | 9.6632e-10 | 0 | 0 | 0 | 0 | 4.3645e-05 | 7.6277e-05
5933 | 3.61e-09 | 6.4382e-09 | 4.6791e-10 | 2.4383e-09 | 0 | 3.831e-08 | 1.1168e-09 | 2.4383e-09 | 1.6295e-09 | 0 | 3.4645e-10 | 4.3173e-08 | 6.8582e-09 | 2.2775e-08 | 2.7184e-10 | 0 | 2.8383e-09 | 4.5482e-05 | 4.6648e-05
5934 | 1.8452e-05 | 1.3176e-05 | 9.6513e-06 | 1.1386e-05 | 6.0504e-06 | 1.38e-05 | 1.1807e-05 | 1.1801e-05 | 1.6584e-05 | 8.9092e-06 | 4.9782e-06 | 1.1308e-05 | 7.4415e-06 | 9.1475e-06 | 8.4587e-06 | 1.0142e-05 | 1.7621e-05 | 4.3389e-05 | 3.8712e-05
5935 | 0.0001289 | 8.6452e-05 | 8e-05 | 9.9513e-05 | 9.0683e-05 | 9.5989e-05 | 9.6176e-05 | 9.7571e-05 | 0.00010715 | 9.2195e-05 | 7.3211e-05 | 8.3713e-05 | 7.8838e-05 | 9.5557e-05 | 8.0509e-05 | 9.2259e-05 | 0.00013167 | 3.9411e-05 | 5.6742e-05
5936 | 0.00027415 | 0.00021407 | 0.00018558 | 0.00023088 | 0.00024039 | 0.00023489 | 0.0002434 | 0.00024104 | 0.00026012 | 0.00024 | 0.00018338 | 0.00021972 | 0.00021388 | 0.0002294 | 0.0002434 | 0.00023173 | 0.00028585 | 3.624e-05 | 4.9072e-05
5937 | 0.00039119 | 0.00034548 | 0.00031857 | 0.0003437 | 0.00037542 | 0.000357 | 0.0003879 | 0.00036855 | 0.0003992 | 0.0003787 | 0.00029295 | 0.00036285 | 0.00033081 | 0.00035899 | 0.0003884 | 0.00036971 | 0.00040106 | 3.2095e-05 | 8.2572e-05
5938 | 0.00044441 | 0.00041999 | 0.00040101 | 0.00043026 | 0.00045602 | 0.00042602 | 0.00047227 | 0.00044395 | 0.00046415 | 0.00047144 | 0.00037584 | 0.00043491 | 0.00039392 | 0.000388 | 0.00048073 | 0.00047393 | 0.00043462 | 2.4325e-05 | 9.2101e-05
5939 | 0.00051721 | 0.00047213 | 0.00046153 | 0.00047728 | 0.00052713 | 0.00048595 | 0.00053012 | 0.00049465 | 0.00051253 | 0.0005281 | 0.00044215 | 0.00049091 | 0.00040956 | 0.00044456 | 0.00053548 | 0.00054783 | 0.00050391 | 1.7957e-05 | 0.00010621
5940 | 0.00051869 | 0.00051296 | 0.00048695 | 0.00052338 | 0.00054575 | 0.00052039 | 0.00055395 | 0.00051438 | 0.00054463 | 0.00054928 | 0.00046132 | 0.00051583 | 0.00042307 | 0.00049459 | 0.00055659 | 0.00058877 | 0.00052991 | 1.7257e-05 | 0.00010209
5941 | 0.00051552 | 0.0005351 | 0.00048203 | 0.00052198 | 0.00052798 | 0.00052756 | 0.00055158 | 0.00049943 | 0.00055511 | 0.00053855 | 0.00046321 | 0.00051877 | 0.00039906 | 0.00050896 | 0.00053864 | 0.00057795 | 0.00052498 | 2.7229e-05 | 0.00012164
5942 | 0.00047653 | 0.00051282 | 0.00044138 | 0.00046768 | 0.00048315 | 0.00048469 | 0.00050887 | 0.0004545 | 0.00051216 | 0.00049744 | 0.00042901 | 0.00048723 | 0.00035678 | 0.00048758 | 0.00049482 | 0.00054188 | 0.00049048 | 2.6945e-05 | 0.00012188
5943 | 0.00038211 | 0.00042458 | 0.00038446 | 0.00039311 | 0.00040237 | 0.00040112 | 0.0004088 | 0.00038217 | 0.00041922 | 0.00041271 | 0.00037696 | 0.00041086 | 0.00028428 | 0.00042668 | 0.00040064 | 0.00044691 | 0.00040188 | 2.5693e-05 | 9.1167e-05
5944 | 0.00025373 | 0.00032074 | 0.00029325 | 0.00027105 | 0.00027461 | 0.00028272 | 0.00028491 | 0.00026834 | 0.00029333 | 0.00030093 | 0.00032439 | 0.00029667 | 0.00017314 | 0.0003313 | 0.00025587 | 0.00034554 | 0.00027069 | 2.2854e-05 | 0.00010504
5945 | 0.00011248 | 0.00019406 | 0.00016836 | 0.00014239 | 0.00012194 | 0.00014019 | 0.00014405 | 0.00013108 | 0.00015747 | 0.00015209 | 0.00019302 | 0.00016027 | 8.9837e-05 | 0.00023944 | 8.7489e-05 | 0.00018887 | 0.00011109 | 1.9242e-05 | 9.9628e-05
5946 | 2.5884e-05 | 0.00010996 | 8.5186e-05 | 5.3868e-05 | 1.5299e-05 | 7.286e-05 | 5.309e-05 | 4.775e-05 | 8.7819e-05 | 4.8546e-05 | 0.00010576 | 6.8895e-05 | 2.3218e-05 | 0.00015291 | 1.665e-05 | 6.3621e-05 | 1.3515e-05 | 1.7717e-05 | 5.3773e-05
5947 | 1.6339e-05 | 9.4983e-05 | 5.9894e-05 | 3.8635e-05 | 0 | 6.4919e-05 | 3.8171e-05 | 3.7499e-05 | 9.0451e-05 | 2.6594e-05 | 5.0622e-05 | 5.384e-05 | 6.4535e-06 | 0.00012573 | 7.3779e-06 | 4.2274e-05 | 4.9041e-06 | 1.8476e-05 | 2.9936e-05
5948 | 1.285e-05 | 6.8991e-05 | 3.6791e-05 | 1.7372e-05 | 0 | 5.8734e-05 | 3.9165e-05 | 3.2521e-05 | 7.8613e-05 | 1.3103e-05 | 2.638e-05 | 4.3091e-05 | 5.5711e-06 | 0.0001036 | 7.51e-06 | 2.0194e-05 | 4.977e-06 | 1.9013e-05 | 3.4372e-06
5949 | 3.7647e-06 | 2.6305e-05 | 1.6106e-05 | 5.4758e-06 | 0 | 3.6196e-05 | 2.1213e-05 | 2.1456e-05 | 4.8579e-05 | 1.0782e-05 | 7.4375e-06 | 2.3279e-05 | 4.1577e-06 | 4.9049e-05 | 7.5172e-06 | 1.1783e-05 | 4.6837e-06 | 2.4005e-05 | 5.7424e-07
5950 | 0 | 1.1893e-05 | 5.9735e-06 | 7.1768e-07 | 0 | 1.1045e-05 | 9.0831e-06 | 7.2117e-06 | 1.807e-05 | 5.8809e-06 | 5.1967e-08 | 1.0112e-05 | 1.0333e-06 | 1.1602e-05 | 6.6419e-06 | 0 | 2.0352e-06 | 2.6399e-05 | 4.7226e-07
5951 | 0 | 5.6624e-06 | 1.3012e-06 | 0 | 0 | 1.8712e-06 | 2.4857e-06 | 1.4252e-06 | 5.3993e-06 | 8.3276e-07 | 1.1548e-09 | 2.8584e-06 | 1.02e-09 | 8.9251e-07 | 2.9359e-07 | 0 | 4.8418e-08 | 3.26e-05 | 1.5517e-06
5952 | 0 | 7.8135e-07 | 4.7664e-07 | 0 | 0 | 2.027e-07 | 1.3867e-07 | 2.273e-07 | 1.2447e-06 | 0 | 0 | 5.5402e-07 | 9.1264e-10 | 2.0178e-07 | 0 | 0 | 5.0032e-07 | 4.1569e-05 | 1.674e-06
5953 | 0 | 5.6849e-07 | 2.4031e-07 | 0 | 0 | 3.0037e-08 | 5.2257e-08 | 2.4834e-08 | 4.984e-08 | 0 | 0 | 2.7221e-07 | 2.389e-09 | 8.6786e-08 | 0 | 0 | 8.4815e-07 | 5.4187e-05 | 1.1373e-06
5954 | 0 | 6.228e-07 | 8.2304e-09 | 0 | 0 | 2.284e-07 | 0 | 0 | 2.1208e-09 | 0 | 0 | 3.8784e-07 | 8.5001e-10 | 6.3348e-08 | 0 | 0 | 0 | 5.4194e-05 | 8.5608e-07
5955 | 0 | 6.2149e-07 | 1.6797e-10 | 0 | 0 | 2.8067e-07 | 0 | 0 | 9.426e-10 | 0 | 0 | 4.2381e-07 | 9.4843e-10 | 1.6211e-08 | 0 | 0 | 1.6696e-08 | 7.1606e-05 | 8.0845e-07
5956 | 0 | 4.2396e-07 | 0 | 0 | 0 | 2.8048e-07 | 0 | 0 | 2.3565e-10 | 0 | 0 | 2.6527e-07 | 1.0916e-09 | 1.3215e-09 | 0 | 0 | 1.0574e-08 | 9.1851e-05 | 7.9388e-07
5957 | 4.1787e-09 | 7.8835e-10 | 4.7031e-10 | 2.4383e-09 | 0 | 2.2689e-07 | 1.1835e-09 | 1.3636e-09 | 1.8605e-09 | 0 | 4.0419e-10 | 5.1432e-08 | 6.7061e-09 | 5.2305e-08 | 2.7184e-10 | 0 | 6.734e-09 | 0.0001034 | 6.2861e-07
5958 | 1.8863e-05 | 1.0488e-05 | 7.2859e-06 | 1.0767e-05 | 7.5667e-06 | 1.282e-05 | 7.0158e-06 | 1.1165e-05 | 1.3052e-05 | 8.5888e-06 | 4.3123e-06 | 8.8374e-06 | 7.8794e-06 | 8.9199e-06 | 4.6492e-06 | 7.0276e-06 | 1.8226e-05 | 0.0001184 | 3.4953e-07
5959 | 0.00012756 | 7.5857e-05 | 8.0037e-05 | 9.312e-05 | 8.96e-05 | 9.2174e-05 | 6.5453e-05 | 9.525e-05 | 8.5655e-05 | 9.1368e-05 | 5.6823e-05 | 9.48e-05 | 8.3486e-05 | 9.2138e-05 | 4.455e-05 | 7.9116e-05 | 0.00013255 | 0.00012073 | 1.4412e-07
5960 | 0.0002725 | 0.00019538 | 0.00021957 | 0.00022746 | 0.00021968 | 0.00022873 | 0.00018635 | 0.00023729 | 0.0001905 | 0.0002385 | 0.0001703 | 0.00024023 | 0.00022175 | 0.00022869 | 0.00018596 | 0.00021545 | 0.00028933 | 0.00011062 | 2.3781e-07
5961 | 0.00039204 | 0.00032119 | 0.00032573 | 0.00034514 | 0.00035953 | 0.00035607 | 0.0002418 | 0.0003635 | 0.00027161 | 0.00036777 | 0.00014586 | 0.00036605 | 0.00035299 | 0.0003462 | 0.00021308 | 0.00035822 | 0.0004179 | 0.00010128 | 7.9757e-07
5962 | 0.00047568 | 0.00039342 | 0.00038021 | 0.00042908 | 0.00046159 | 0.00042756 | 0.00027468 | 0.00044219 | 0.00030483 | 0.00043841 | 0.00016794 | 0.0004324 | 0.00043189 | 0.0003646 | 0.00019489 | 0.00046973 | 0.00050325 | 0.00010612 | 1.2724e-06
5963 | 0.00052624 | 0.00043133 | 0.00037474 | 0.00047311 | 0.00051537 | 0.00047645 | 0.00026913 | 0.0004939 | 0.00031579 | 0.00044549 | 8.5129e-05 | 0.00048011 | 0.00048957 | 0.00040383 | 0.00015047 | 0.00053757 | 0.00055526 | 0.0001157 | 2.0657e-06
5964 | 0.0005464 | 0.00044771 | 0.00030372 | 0.00050393 | 0.00053137 | 0.00050072 | 0.00023358 | 0.00051746 | 0.00029486 | 0.00047664 | 9.5664e-05 | 0.00049675 | 0.00051839 | 0.00043805 | 7.5641e-05 | 0.00057832 | 0.0005748 | 0.00013117 | 2.8666e-06
5965 | 0.00052989 | 0.00039827 | 0.00022917 | 0.00050322 | 0.00047816 | 0.00048635 | 0.00015684 | 0.00051295 | 0.00024016 | 0.0004543 | 8.2729e-05 | 0.00046844 | 0.00048384 | 0.0004733 | 8.8055e-05 | 0.00046347 | 0.00055161 | 0.00014137 | 2.7779e-06
5966 | 0.00047482 | 0.00025556 | 0.00017076 | 0.00044565 | 0.00030347 | 0.00043458 | 0.00013246 | 0.00046866 | 0.00017508 | 0.00040116 | 8.271e-05 | 0.00044023 | 0.00041124 | 0.00044835 | 7.2531e-05 | 0.00020743 | 0.00048432 | 0.00015282 | 2.1794e-06
5967 | 0.00037605 | 0.00014442 | 8.7945e-05 | 0.00031606 | 0.00017123 | 0.00034118 | 0.00010907 | 0.00037472 | 0.00010827 | 0.00037518 | 0.00012136 | 0.00026511 | 0.00031752 | 0.00039898 | 6.9102e-05 | 0.00015808 | 0.00039162 | 0.00013701 | 1.7237e-06
5968 | 0.00024453 | 0.00012336 | 0.00012427 | 0.00020732 | 5.4144e-05 | 0.00021484 | 9.6477e-05 | 0.00025402 | 9.6263e-05 | 0.00026635 | 0.00015328 | 0.00015329 | 0.00020037 | 0.00030207 | 9.1402e-05 | 9.5671e-05 | 0.00024947 | 0.00010281 | 9.4424e-07
5969 | 0.00011226 | 0.00010643 | 0.00011357 | 0.00010554 | 1.4352e-05 | 9.4362e-05 | 5.0996e-05 | 0.00011739 | 7.9095e-05 | 0.00013716 | 3.8493e-05 | 8.0879e-05 | 9.0746e-05 | 0.00021946 | 2.0903e-05 | 5.6839e-05 | 0.00010116 | 9.0772e-05 | 1.4929e-07
5970 | 2.9434e-05 | 9.4775e-05 | 6.937e-05 | 4.3587e-05 | 4.437e-07 | 6.5204e-05 | 2.6254e-05 | 4.4973e-05 | 5.6434e-05 | 3.8332e-05 | 6.1826e-06 | 5.8522e-05 | 2.4144e-05 | 0.00014941 | 4.0653e-06 | 4.5249e-05 | 1.283e-05 | 8.3204e-05 | 0
5971 | 1.9987e-05 | 8.0495e-05 | 3.6172e-05 | 3.4814e-05 | 0 | 6.277e-05 | 1.2651e-05 | 3.6673e-05 | 5.0492e-05 | 2.5973e-05 | 9.9603e-08 | 4.9917e-05 | 7.1845e-06 | 0.0001261 | 4.1256e-06 | 4.1206e-05 | 4.6878e-06 | 7.5328e-05 | 0
5972 | 1.6443e-05 | 4.679e-05 | 1.9631e-05 | 9.6894e-06 | 0 | 5.5599e-05 | 9.0378e-06 | 3.2507e-05 | 2.1919e-05 | 1.141e-05 | 1.1548e-09 | 3.5285e-05 | 5.9752e-06 | 9.5483e-05 | 0 | 1.8981e-05 | 4.7884e-06 | 7.1349e-05 | 0
5973 | 4.3566e-06 | 1.7233e-05 | 9.0911e-06 | 5.4721e-06 | 0 | 3.327e-05 | 8.028e-06 | 2.1508e-05 | 1.2185e-05 | 9.199e-06 | 0 | 2.0363e-05 | 4.4155e-06 | 4.6365e-05 | 0 | 8.1595e-06 | 4.7255e-06 | 7.1291e-05 | 0
5974 | 0 | 9.8579e-06 | 3.1834e-06 | 1.0489e-06 | 0 | 1.0473e-05 | 2.8238e-06 | 7.3118e-06 | 7.615e-06 | 6.3647e-06 | 0 | 9.0089e-06 | 1.0243e-06 | 1.0919e-05 | 0 | 0 | 2.0625e-06 | 7.6133e-05 | 0
5975 | 0 | 5.2498e-06 | 6.2905e-07 | 0 | 0 | 1.8631e-06 | 8.2484e-08 | 1.4204e-06 | 2.7482e-06 | 8.1211e-07 | 0 | 2.5898e-06 | 7.5158e-10 | 8.3465e-07 | 0 | 0 | 0 | 5.9305e-05 | 1.9622e-09
5976 | 0 | 4.6601e-07 | 4.0804e-07 | 0 | 0 | 1.6646e-07 | 1.521e-08 | 2.2127e-07 | 3.8223e-07 | 0 | 0 | 5.2142e-07 | 8.0527e-10 | 1.2045e-07 | 0 | 0 | 0 | 4.6776e-05 | 1.7966e-09
5977 | 0 | 6.5924e-07 | 2.1545e-07 | 0 | 0 | 2.2537e-08 | 0 | 2.5424e-08 | 7.0695e-09 | 0 | 0 | 2.3542e-07 | 1.9237e-09 | 4.7778e-09 | 0 | 0 | 0 | 3.5932e-05 | 5.721e-09
5978 | 0 | 6.4908e-07 | 7.9904e-09 | 0 | 0 | 2.2802e-07 | 0 | 0 | 0 | 2.4088e-08 | 0 | 3.8038e-07 | 8.858e-10 | 2.1703e-10 | 0 | 0 | 0 | 1.8175e-05 | 3.9244e-09
5979 | 0 | 6.228e-07 | 0 | 0 | 0 | 2.8048e-07 | 0 | 0 | 0 | 1.9664e-08 | 0 | 4.287e-07 | 8.5895e-10 | 2.5785e-11 | 0 | 0 | 0 | 1.1424e-05 | 0
5980 | 0 | 2.161e-07 | 1.1998e-10 | 0 | 0 | 2.801e-07 | 0 | 0 | 0 | 1.8189e-08 | 0 | 2.4964e-07 | 1.1721e-09 | 2.2562e-10 | 0 | 0 | 0 | 1.3574e-05 | 0
5981 | 2.1512e-09 | 0 | 3.0474e-10 | 2.3463e-09 | 0 | 2.2857e-07 | 1.6086e-09 | 6.9626e-10 | 0 | 9.8319e-09 | 3.4645e-10 | 5.52e-08 | 6.6837e-09 | 1.5622e-08 | 1.3592e-10 | 0 | 2.6157e-09 | 2.2409e-05 | 0
5982 | 7.6229e-06 | 1.9179e-06 | 2.9476e-06 | 2.9873e-06 | 3.1599e-06 | 3.517e-06 | 1.5538e-06 | 5.3157e-06 | 9.0941e-07 | 2.8385e-06 | 6.0906e-07 | 2.8377e-06 | 7.8298e-06 | 3.9602e-06 | 3.3137e-07 | 2.0709e-06 | 7.2146e-06 | 2.7618e-05 | 0
5983 | 5.6311e-05 | 2.0019e-05 | 4.8794e-05 | 4.2068e-05 | 1.9023e-05 | 3.0329e-05 | 2.1237e-05 | 4.7573e-05 | 1.0229e-05 | 3.2738e-05 | 1.5234e-05 | 3.6709e-05 | 8.4781e-05 | 3.7629e-05 | 8.0296e-06 | 2.1246e-05 | 4.7809e-05 | 3.5629e-05 | 0
5984 | 0.00018206 | 5.6151e-05 | 0.00011938 | 9.1152e-05 | 4.116e-05 | 6.901e-05 | 4.33e-05 | 0.00011545 | 2.9515e-05 | 4.9285e-05 | 3.8774e-05 | 7.7349e-05 | 0.00022967 | 8.9099e-05 | 2.5628e-05 | 4.4336e-05 | 0.00011874 | 5.3088e-05 | 4.8851e-09
5985 | 0.00024079 | 8.3435e-05 | 0.00017541 | 0.00012704 | 7.9691e-05 | 9.8489e-05 | 7.7949e-05 | 0.00019159 | 6.2441e-05 | 8.0403e-05 | 6.5058e-05 | 0.00010598 | 0.0003692 | 0.00014754 | 3.8236e-05 | 0.00012425 | 0.0001924 | 5.3665e-05 | 2.4425e-08
5986 | 0.00033631 | 0.00011208 | 0.00018086 | 0.00019021 | 8.8084e-05 | 0.0001098 | 0.00012263 | 0.00028031 | 8.6964e-05 | 0.00011753 | 9.0977e-05 | 0.00010179 | 0.00045272 | 0.00019385 | 6.2079e-05 | 0.0001567 | 0.00022369 | 4.4154e-05 | 4.0058e-08
5987 | 0.000406 | 0.00013021 | 0.00018344 | 0.00022263 | 0.00012281 | 0.00010335 | 0.00015908 | 0.00028935 | 0.00010944 | 0.00011638 | 0.0001011 | 0.0001114 | 0.00050468 | 0.00021365 | 4.3353e-05 | 0.00013576 | 0.00025366 | 4.6224e-05 | 7.5231e-08
5988 | 0.00030973 | 0.00011895 | 0.00019382 | 0.00021756 | 0.00010473 | 0.00010171 | 0.00016708 | 0.00022162 | 0.00012189 | 0.00013129 | 0.00013752 | 9.8275e-05 | 0.00049741 | 0.00023031 | 7.8168e-05 | 9.4108e-05 | 0.00015138 | 4.0389e-05 | 3.0249e-06
5989 | 0.00028924 | 0.00012191 | 0.00019927 | 0.00020516 | 0.00017877 | 9.5385e-05 | 0.00018001 | 0.00016054 | 0.00014426 | 0.00019602 | 0.00016383 | 0.0001157 | 0.00040527 | 0.00023412 | 8.3265e-05 | 9.5238e-05 | 0.00016901 | 5.0991e-05 | 3.3306e-06
5990 | 0.00019608 | 0.00012253 | 0.00019532 | 0.000137 | 0.00015886 | 9.6581e-05 | 0.00011344 | 0.00013626 | 0.00011294 | 0.00026785 | 0.00019142 | 0.00011399 | 0.00027652 | 0.00017278 | 0.00010049 | 9.0643e-05 | 0.00010659 | 5.5424e-05 | 3.8111e-06
5991 | 0.00014671 | 9.4502e-05 | 0.00018606 | 0.00010742 | 0.00010328 | 8.0464e-05 | 9.342e-05 | 7.6252e-05 | 7.8113e-05 | 0.00017527 | 0.00016969 | 0.00012962 | 0.00015703 | 0.00017736 | 0.00010013 | 7.4276e-05 | 8.974e-05 | 5.3524e-05 | 2.137e-06
5992 | 0.00010867 | 0.00011806 | 0.00016203 | 7.5614e-05 | 2.4481e-05 | 7.1333e-05 | 6.3934e-05 | 5.1276e-05 | 7.3646e-05 | 0.00011806 | 0.00014836 | 0.00012051 | 0.00011802 | 0.00019617 | 7.4094e-05 | 6.8873e-05 | 5.4096e-05 | 4.5229e-05 | 8.1209e-06
5993 | 4.953e-05 | 7.1802e-05 | 0.00011711 | 4.2832e-05 | 1.1638e-05 | 3.475e-05 | 3.5248e-05 | 4.3132e-05 | 4.3751e-05 | 7.2386e-05 | 5.6947e-05 | 6.7433e-05 | 6.6152e-05 | 0.00016364 | 3.0955e-05 | 1.2921e-05 | 2.1796e-05 | 4.1096e-05 | 2.2457e-06
5994 | 2.2109e-05 | 1.9778e-05 | 5.9998e-05 | 3.039e-05 | 4.5172e-07 | 3.0669e-05 | 9.8414e-06 | 2.7424e-05 | 2.8676e-05 | 1.8495e-05 | 6.3989e-06 | 2.2543e-05 | 1.6984e-05 | 0.0001029 | 4.7127e-06 | 3.3087e-07 | 3.4064e-06 | 4.7347e-05 | 1.3081e-09
5995 | 1.2899e-05 | 4.7167e-06 | 1.8649e-05 | 8.3785e-06 | 0 | 1.1118e-05 | 5.669e-06 | 1.7636e-05 | 2.9076e-05 | 1.2434e-05 | 5.9854e-07 | 1.1132e-05 | 6.5565e-06 | 5.7955e-05 | 2.7372e-06 | 0 | 2.599e-06 | 4.3049e-05 | 0
5996 | 9.6585e-06 | 5.567e-06 | 6.2675e-06 | 5.4875e-06 | 0 | 2.1855e-06 | 7.3897e-06 | 1.0856e-05 | 7.1918e-06 | 5.3837e-06 | 1.1548e-09 | 3.3464e-06 | 5.8518e-06 | 1.9945e-05 | 0 | 0 | 3.2557e-07 | 3.6333e-05 | 3.7327e-07
5997 | 8.7827e-07 | 1.8534e-06 | 4.2629e-06 | 3.743e-06 | 0 | 1.2185e-06 | 5.6106e-06 | 4.8775e-06 | 2.2215e-06 | 6.2408e-07 | 0 | 1.0843e-06 | 4.2423e-06 | 3.2218e-06 | 0 | 0 | 7.0123e-08 | 3.455e-05 | 2.0061e-07
5998 | 0 | 1.1563e-07 | 1.822e-06 | 0 | 0 | 1.5753e-07 | 7.0066e-07 | 1.5532e-06 | 2.0501e-07 | 0 | 0 | 1.274e-07 | 1.0207e-06 | 3.0045e-07 | 0 | 0 | 0 | 2.2603e-05 | 3.5795e-07
5999 | 0 | 3.1709e-08 | 2.6133e-07 | 0 | 0 | 6.8473e-09 | 1.5069e-08 | 5.1252e-08 | 0 | 1.5731e-08 | 0 | 0 | 9.8422e-10 | 1.257e-07 | 0 | 0 | 0 | 2.6227e-05 | 2.2605e-06
6000 | 0 | 4.3797e-10 | 6.6227e-09 | 0 | 0 | 0 | 1.146e-08 | 0 | 0 | 9.3403e-09 | 0 | 0 | 9.6632e-10 | 4.6306e-09 | 0 | 0 | 0 | 2.645e-05 | 7.1442e-06
6001 | 0 | 5.6762e-07 | 2.3995e-11 | 0 | 0 | 0 | 0 | 0 | 0 | 1.8189e-08 | 0 | 0 | 2.2905e-09 | 3.481e-09 | 0 | 0 | 0 | 2.703e-05 | 1.0198e-05
6002 | 0 | 1.9928e-07 | 0 | 0 | 0 | 4.3559e-09 | 0 | 0 | 0 | 1.8189e-08 | 0 | 1.6725e-07 | 9.4843e-10 | 0 | 0 | 0 | 0 | 2.1968e-05 | 8.0199e-06
6003 | 0 | 0 | 0 | 0 | 0 | 0 | 0 | 0 | 0 | 1.8189e-08 | 0 | 7.896e-08 | 9.6632e-10 | 1.0744e-11 | 0 | 0 | 0 | 1.963e-05 | 3.3662e-06
6004 | 0 | 0 | 0 | 0 | 0 | 0 | 0 | 0 | 0 | 1.6714e-08 | 0 | 0 | 9.4843e-10 | 0 | 0 | 0 | 0 | 1.5155e-05 | 4.3649e-06
6005 | 1.9781e-09 | 7.8835e-10 | 6.4787e-11 | 2.6683e-09 | 0 | 9.5451e-10 | 1.2335e-09 | 8.3782e-10 | 0 | 8.8487e-09 | 4.0419e-10 | 3.3379e-09 | 8.2764e-09 | 2.3932e-09 | 2.7184e-10 | 0 | 2.3931e-09 | 1.3348e-05 | 2.1729e-06
6006 | 5.3415e-06 | 4.5812e-06 | 8.0504e-06 | 1.5632e-06 | 1.1045e-06 | 1.4038e-06 | 5.4371e-06 | 3.3363e-06 | 3.2895e-06 | 1.0915e-06 | 3.8538e-06 | 2.6545e-06 | 8.1511e-06 | 2.0719e-06 | 4.285e-06 | 3.9176e-06 | 7.9239e-06 | 1.203e-05 | 6.1882e-06
6007 | 4.179e-05 | 4.6343e-05 | 8.055e-05 | 1.2146e-05 | 3.0302e-05 | 1.9233e-05 | 5.882e-05 | 3.5724e-05 | 3.9553e-05 | 3.0956e-05 | 5.0631e-05 | 2.8959e-05 | 8.6864e-05 | 2.5184e-05 | 6.3248e-05 | 6.2089e-05 | 3.6107e-05 | 9.7037e-06 | 4.3443e-06
6008 | 9.2398e-05 | 0.00012493 | 0.00018537 | 3.0553e-05 | 0.00010381 | 4.6567e-05 | 0.00015283 | 9.1508e-05 | 9.6645e-05 | 5.8224e-05 | 0.00013986 | 7.7564e-05 | 0.00023213 | 6.1312e-05 | 0.0002225 | 0.000151 | 8.4069e-05 | 1.2199e-05 | 1.255e-06
6009 | 0.00018739 | 0.00020862 | 0.00025712 | 9.3025e-05 | 0.00017895 | 8.22e-05 | 0.00026827 | 0.00014415 | 0.00017582 | 7.2654e-05 | 0.00024434 | 0.00015538 | 0.00034202 | 0.00010774 | 0.00033134 | 0.0002831 | 0.00018403 | 1.2351e-05 | 6.5647e-07
6010 | 0.00032349 | 0.00027751 | 0.00032554 | 0.00018613 | 0.00027778 | 0.00012352 | 0.00036759 | 0.00020585 | 0.00024658 | 0.00010821 | 0.00030228 | 0.00018708 | 0.00041121 | 0.00014994 | 0.00039742 | 0.00036833 | 0.00030148 | 8.5721e-06 | 3.6382e-07
6011 | 0.00042767 | 0.00031858 | 0.0003773 | 0.00021521 | 0.00032737 | 0.0001586 | 0.00042282 | 0.00024124 | 0.00033389 | 0.00014262 | 0.00040299 | 0.00023224 | 0.00044228 | 0.00018082 | 0.00044231 | 0.0003267 | 0.00034893 | 5.5112e-06 | 4.7145e-07
6012 | 0.00045822 | 0.00031822 | 0.00046318 | 0.00027805 | 0.00037511 | 0.00018377 | 0.00047942 | 0.0002423 | 0.00034469 | 0.00013929 | 0.0004283 | 0.00033236 | 0.00044121 | 0.00024568 | 0.00041844 | 0.00045861 | 0.00038905 | 6.1042e-06 | 1.0727e-06
6013 | 0.00045491 | 0.00036039 | 0.00048421 | 0.00024271 | 0.00038859 | 0.00020342 | 0.00047698 | 0.00026094 | 0.00035793 | 0.00011734 | 0.00041693 | 0.00036802 | 0.00037412 | 0.00025524 | 0.00037677 | 0.00049624 | 0.00032998 | 2.294e-05 | 6.4712e-06
6014 | 0.00040198 | 0.00036797 | 0.0004535 | 0.00025553 | 0.00029731 | 0.00022829 | 0.00045331 | 0.00023665 | 0.0003666 | 0.00014807 | 0.00040656 | 0.00032187 | 0.00025984 | 0.00021991 | 0.00040977 | 0.0004114 | 0.00024128 | 2.1912e-05 | 2.6407e-05
6015 | 0.00025253 | 0.00034372 | 0.00038987 | 0.00016918 | 0.00022129 | 0.00023261 | 0.00038741 | 0.00018708 | 0.00033065 | 0.00013897 | 0.00037521 | 0.00030266 | 0.00015328 | 0.00025601 | 0.00036247 | 0.00037559 | 0.00021818 | 1.8951e-05 | 4.5109e-06
6016 | 0.00017826 | 0.00027891 | 0.000298 | 0.00010655 | 0.00015459 | 0.00019536 | 0.00027055 | 0.0001234 | 0.00024114 | 0.00014245 | 0.00033239 | 0.00024503 | 7.1507e-05 | 0.00026698 | 0.00025604 | 0.00023853 | 0.00012892 | 1.5345e-05 | 8.2413e-07
6017 | 8.5645e-05 | 0.0001741 | 0.00017143 | 6.3752e-05 | 9.7271e-05 | 0.0001015 | 0.00013746 | 6.4322e-05 | 0.00013626 | 9.4944e-05 | 0.00020477 | 0.00014071 | 4.8718e-05 | 0.00019389 | 0.00011638 | 0.00013162 | 3.9994e-05 | 5.4659e-06 | 1.0302e-06
6018 | 2.6183e-05 | 9.9202e-05 | 8.2742e-05 | 3.4261e-05 | 1.2355e-05 | 5.2784e-05 | 5.0128e-05 | 2.6564e-05 | 8.5754e-05 | 3.1624e-05 | 9.9499e-05 | 5.5655e-05 | 1.6651e-05 | 0.00010364 | 1.9324e-05 | 5.4803e-05 | 8.4879e-06 | 3.0598e-06 | 9.4315e-07
6019 | 1.9161e-05 | 8.0497e-05 | 5.3673e-05 | 1.3072e-05 | 0 | 2.6222e-05 | 3.5661e-05 | 1.5489e-05 | 8.2795e-05 | 8.3897e-06 | 4.8562e-05 | 3.4776e-05 | 6.7497e-06 | 4.5288e-05 | 7.3743e-06 | 4.2069e-05 | 4.7146e-06 | 2.6888e-06 | 2.7433e-06
6020 | 1.1437e-05 | 3.9366e-05 | 3.1865e-05 | 5.4212e-06 | 0 | 9.9401e-06 | 3.4494e-05 | 8.0448e-06 | 6.4039e-05 | 1.0314e-06 | 1.7195e-05 | 1.8026e-05 | 5.9718e-06 | 1.9183e-05 | 7.5064e-06 | 1.3657e-05 | 4.5335e-06 | 1.7646e-06 | 5.3736e-09
6021 | 5.8156e-07 | 1.6653e-05 | 1.4842e-05 | 1.2366e-06 | 0 | 2.9036e-06 | 2.0124e-05 | 3.5414e-06 | 2.8225e-05 | 2.9815e-07 | 7.6218e-08 | 8.4946e-06 | 4.4152e-06 | 1.6448e-06 | 7.5082e-06 | 0 | 3.8067e-06 | 2.6258e-06 | 0
6022 | 0 | 8.7232e-06 | 5.5115e-06 | 0 | 0 | 9.6164e-07 | 8.8315e-06 | 5.2174e-07 | 1.0289e-05 | 0 | 5.1967e-08 | 2.363e-06 | 9.708e-07 | 3.072e-07 | 6.6763e-06 | 0 | 1.7531e-07 | 2.9717e-06 | 0
6023 | 0 | 3.812e-06 | 9.5308e-07 | 0 | 0 | 3.7877e-10 | 2.3713e-06 | 5.7203e-09 | 1.9114e-06 | 4.4243e-09 | 0 | 4.2175e-07 | 9.4843e-10 | 1.0529e-07 | 2.1747e-07 | 0 | 0 | 3.5083e-06 | 0
6024 | 0 | 1.6188e-07 | 7.261e-08 | 0 | 0 | 0 | 1.7541e-07 | 0 | 3.776e-07 | 1.4748e-08 | 0 | 1.4828e-07 | 1.02e-09 | 0 | 0 | 0 | 0 | 2.7033e-06 | 2.4425e-08
6025 | 0 | 5.6893e-07 | 1.9436e-09 | 0 | 0 | 0 | 7.4177e-09 | 0 | 1.084e-08 | 0 | 0 | 1.6833e-08 | 2.2995e-09 | 0 | 0 | 0 | 0 | 1.0754e-06 | 0
6026 | 0 | 6.2587e-07 | 0 | 0 | 0 | 2.2802e-07 | 0 | 0 | 0 | 0 | 0 | 1.6661e-07 | 9.9317e-10 | 2.7075e-09 | 0 | 0 | 0 | 1.1099e-06 | 1.3776e-07
6027 | 0 | 6.2192e-07 | 1.1998e-10 | 0 | 0 | 5.1135e-08 | 0 | 0 | 0 | 0 | 0 | 2.1283e-07 | 9.4843e-10 | 0 | 0 | 0 | 0 | 9.0993e-07 | 3.9081e-09
6028 | 0 | 1.1387e-08 | 0 | 0 | 0 | 2.7391e-08 | 0 | 0 | 2.3565e-10 | 0 | 0 | 2.0099e-07 | 1.1095e-09 | 0 | 0 | 0 | 0 | 2.377e-06 | 0
6029 | 1.8545e-09 | 1.6205e-09 | 1.5837e-10 | 2.7143e-09 | 0 | 1.1193e-09 | 1.2418e-09 | 8.046e-10 | 5.9619e-10 | 0 | 1.559e-09 | 8.6497e-09 | 6.205e-09 | 5.2049e-09 | 1.3592e-10 | 0 | 2.5044e-09 | 2.7166e-06 | 0
6030 | 6.7308e-06 | 8.1608e-06 | 8.0973e-06 | 2.4894e-06 | 6.8324e-06 | 5.5082e-06 | 8.5956e-06 | 6.9581e-06 | 9.1216e-06 | 4.5909e-06 | 5.9145e-06 | 7.6044e-06 | 6.857e-06 | 6.3265e-06 | 8.4719e-06 | 7.1829e-06 | 8.8157e-06 | 3.8271e-06 | 0
6031 | 4.8811e-05 | 6.8213e-05 | 8.0138e-05 | 3.4835e-05 | 8.5589e-05 | 4.2009e-05 | 7.6661e-05 | 5.4421e-05 | 7.3505e-05 | 5.1974e-05 | 6.7022e-05 | 8.7062e-05 | 7.6392e-05 | 8.1679e-05 | 8.433e-05 | 5.5488e-05 | 6.39e-05 | 3.2078e-06 | 1.2534e-07
6032 | 0.00016691 | 0.00017937 | 0.00020204 | 0.00011297 | 0.00021503 | 0.0001011 | 0.00019297 | 0.00016198 | 0.00017366 | 0.00013382 | 0.00015678 | 0.00022415 | 0.00020587 | 0.00021861 | 0.00021884 | 0.00016901 | 0.0001394 | 2.7221e-06 | 5.5468e-06
6033 | 0.00032096 | 0.00030707 | 0.000315 | 0.00018527 | 0.00030384 | 0.00019604 | 0.00033216 | 0.00028013 | 0.00032324 | 0.00030939 | 0.00022224 | 0.00034703 | 0.00027301 | 0.00034835 | 0.00035058 | 0.0003342 | 0.00020898 | 3.4313e-06 | 1.862e-06
6034 | 0.00037108 | 0.00037443 | 0.00038724 | 0.00025085 | 0.00041068 | 0.00026924 | 0.00040684 | 0.00035296 | 0.00039011 | 0.0004656 | 0.00026183 | 0.00041788 | 0.00028349 | 0.00037631 | 0.00040953 | 0.00044788 | 0.00021953 | 7.0006e-06 | 2.7601e-07
6035 | 0.00035815 | 0.00040598 | 0.00045949 | 0.00033016 | 0.0004895 | 0.00033544 | 0.00044771 | 0.0003643 | 0.00042262 | 0.00052318 | 0.00036829 | 0.00048633 | 0.00036808 | 0.00041946 | 0.00046494 | 0.00047152 | 0.00033881 | 1.1061e-05 | 2.7855e-06
6036 | 0.00041358 | 0.0004471 | 0.00050605 | 0.00035171 | 0.00052881 | 0.00036916 | 0.00046367 | 0.00035239 | 0.00044005 | 0.00053094 | 0.0004217 | 0.00051513 | 0.00033529 | 0.00046513 | 0.00042287 | 0.00056857 | 0.00038228 | 1.3851e-05 | 2.1901e-06
6037 | 0.00042967 | 0.00046708 | 0.00052657 | 0.00039631 | 0.00052306 | 0.00038482 | 0.00048681 | 0.00036422 | 0.00040758 | 0.00053162 | 0.00043888 | 0.00051733 | 0.00024195 | 0.0004854 | 0.0004672 | 0.0005719 | 0.00034189 | 1.9013e-05 | 9.736e-07
6038 | 0.00037215 | 0.00043885 | 0.00048619 | 0.00039015 | 0.0004744 | 0.00035709 | 0.00045027 | 0.00034351 | 0.00033876 | 0.00049608 | 0.00039972 | 0.00048975 | 0.00017254 | 0.00047631 | 0.00036543 | 0.00051363 | 0.00022572 | 2.2127e-05 | 8.2167e-07
6039 | 0.00029884 | 0.00037965 | 0.00039787 | 0.00030291 | 0.00039526 | 0.00030378 | 0.00037112 | 0.00030136 | 0.00025498 | 0.00040374 | 0.00036658 | 0.00040923 | 0.00011102 | 0.00041223 | 0.0003441 | 0.00043862 | 0.0001733 | 2.3996e-05 | 3.196e-07
6040 | 0.00018565 | 0.00029604 | 0.00029442 | 0.00021827 | 0.00026347 | 0.00021199 | 0.00025945 | 0.00021097 | 0.00020012 | 0.00028569 | 0.0003054 | 0.00029345 | 7.8505e-05 | 0.0003175 | 0.00023276 | 0.00033741 | 7.0124e-05 | 2.7548e-05 | 2.0056e-07
6041 | 7.9147e-05 | 0.00018108 | 0.00016875 | 0.00011166 | 0.00010543 | 0.00010326 | 0.0001304 | 9.96e-05 | 0.00011983 | 0.00013953 | 0.00018506 | 0.00015426 | 5.1146e-05 | 0.00022971 | 8.9239e-05 | 0.00017499 | 2.9327e-05 | 2.5393e-05 | 8.9397e-08
6042 | 2.4937e-05 | 0.00010577 | 8.3473e-05 | 4.7434e-05 | 1.1065e-05 | 6.4686e-05 | 4.7419e-05 | 4.012e-05 | 8.4929e-05 | 4.5142e-05 | 0.00010516 | 6.3796e-05 | 1.6411e-05 | 0.00015052 | 1.3867e-05 | 5.7943e-05 | 4.9565e-06 | 2.4137e-05 | 1.0342e-07
6043 | 1.8474e-05 | 9.1856e-05 | 5.4644e-05 | 3.3419e-05 | 0 | 5.7688e-05 | 3.4697e-05 | 3.2128e-05 | 8.8204e-05 | 2.6186e-05 | 4.6713e-05 | 5.2495e-05 | 5.4485e-06 | 0.00012465 | 7.3789e-06 | 4.2221e-05 | 3.4198e-06 | 2.3905e-05 | 5.7134e-08
6044 | 1.2149e-05 | 6.0771e-05 | 3.5247e-05 | 7.7472e-06 | 0 | 4.6649e-05 | 3.3413e-05 | 2.3148e-05 | 6.9992e-05 | 1.2461e-05 | 2.0084e-05 | 4.2132e-05 | 2.1352e-06 | 0.00010214 | 7.5064e-06 | 1.9148e-05 | 5.6098e-07 | 2.4654e-05 | 7.1442e-08
6045 | 8.423e-07 | 2.3314e-05 | 1.6791e-05 | 5.2777e-06 | 0 | 2.4454e-05 | 1.7961e-05 | 1.4505e-05 | 3.9813e-05 | 9.0911e-06 | 2.7138e-08 | 2.3232e-05 | 1.2378e-06 | 4.5522e-05 | 7.5245e-06 | 1.1389e-05 | 5.71e-07 | 2.3053e-05 | 0
6046 | 0 | 1.147e-05 | 6.1885e-06 | 9.6059e-07 | 0 | 7.8167e-06 | 8.1918e-06 | 3.9306e-06 | 9.7348e-06 | 6.4055e-06 | 5.1967e-08 | 9.9728e-06 | 4.9044e-07 | 1.0687e-05 | 6.718e-06 | 0 | 3.2557e-07 | 2.6331e-05 | 0
6047 | 0 | 4.8213e-06 | 1.2853e-06 | 0 | 0 | 1.4291e-06 | 2.1352e-06 | 1.0417e-06 | 2.2389e-06 | 2.6045e-06 | 0 | 2.7154e-06 | 1.2258e-09 | 7.3953e-07 | 2.7184e-07 | 0 | 0 | 2.6638e-05 | 0
6048 | 0 | 9.575e-07 | 4.465e-07 | 0 | 0 | 1.4138e-07 | 1.4382e-07 | 1.4099e-07 | 6.6261e-07 | 1.7697e-07 | 0 | 4.8197e-07 | 8.9474e-10 | 1.3882e-07 | 0 | 0 | 0 | 2.7263e-05 | 0
6049 | 0 | 5.6674e-07 | 2.3719e-07 | 0 | 0 | 2.5162e-07 | 9.7514e-09 | 2.2534e-08 | 1.0604e-08 | 1.7206e-08 | 0 | 2.1371e-07 | 8.4106e-10 | 3.3446e-08 | 0 | 0 | 0 | 2.3816e-05 | 0
6050 | 0 | 6.2105e-07 | 1.0246e-08 | 0 | 0 | 2.8029e-07 | 0 | 0 | 7.0695e-10 | 0 | 1.1548e-09 | 2.39e-07 | 8.5895e-10 | 1.8346e-08 | 0 | 0 | 0 | 2.333e-05 | 2.4986e-07
6051 | 0 | 6.2061e-07 | 0 | 0 | 0 | 2.801e-07 | 0 | 0 | 0 | 0 | 0 | 2.3933e-07 | 8.7685e-10 | 4.2331e-09 | 0 | 0 | 0 | 1.9958e-05 | 5.4478e-06
6052 | 0 | 4.2703e-07 | 1.4397e-10 | 0 | 0 | 1.3768e-07 | 0 | 0 | 2.3565e-10 | 0 | 0 | 6.5164e-08 | 6.4422e-10 | 0 | 0 | 0 | 0 | 1.7284e-05 | 5.1198e-06
6053 | 2.0028e-09 | 7.8835e-10 | 1.7757e-10 | 2.5763e-09 | 0 | 8.958e-10 | 1.2085e-09 | 7.1648e-10 | 2.5568e-10 | 0 | 3.4645e-10 | 5.4195e-09 | 6.1782e-09 | 1.7593e-08 | 1.3592e-10 | 0 | 3.5618e-09 | 1.6282e-05 | 8.8408e-06
6054 | 4.6994e-06 | 7.5995e-06 | 6.6832e-06 | 1.8442e-06 | 3.1622e-06 | 6.4748e-06 | 8.0179e-06 | 5.5406e-06 | 8.8995e-06 | 6.4991e-06 | 4.796e-06 | 7.0435e-06 | 6.3688e-06 | 7.0324e-06 | 8.5972e-06 | 4.9145e-06 | 8.2245e-06 | 1.5468e-05 | 1.3434e-05
6055 | 7.0324e-05 | 6.8688e-05 | 7.8223e-05 | 5.6703e-05 | 6.6222e-05 | 5.4262e-05 | 7.6701e-05 | 5.6012e-05 | 7.9121e-05 | 8.0844e-05 | 5.9386e-05 | 7.9584e-05 | 7.7165e-05 | 7.3156e-05 | 6.1323e-05 | 7.0249e-05 | 7.3084e-05 | 1.4309e-05 | 1.3498e-05
6056 | 0.00020784 | 0.00017625 | 0.00019511 | 0.00013685 | 0.00019974 | 0.00015063 | 0.0002022 | 0.000153 | 0.00019927 | 0.00021884 | 0.00017314 | 0.00020574 | 0.00021304 | 0.00018316 | 0.00021708 | 0.00019441 | 0.00022875 | 1.3053e-05 | 1.0578e-05
6057 | 0.00027779 | 0.00029668 | 0.00031619 | 0.00025933 | 0.00029123 | 0.00027786 | 0.00035129 | 0.00026944 | 0.0003269 | 0.00035377 | 0.00028298 | 0.00033196 | 0.00033629 | 0.00028204 | 0.00034822 | 0.00030295 | 0.00027641 | 9.5329e-06 | 2.1491e-05
6058 | 0.00033895 | 0.00036602 | 0.00039271 | 0.00032849 | 0.00038498 | 0.00036184 | 0.00043649 | 0.00034051 | 0.00038184 | 0.00042988 | 0.00035793 | 0.00039691 | 0.00042061 | 0.00034048 | 0.00040801 | 0.00041584 | 0.0003583 | 9.2299e-06 | 4.3286e-05
6059 | 0.00042559 | 0.00038789 | 0.0004428 | 0.00039239 | 0.00044502 | 0.00040943 | 0.00045578 | 0.00037726 | 0.00037922 | 0.00041948 | 0.00040724 | 0.00038952 | 0.00045162 | 0.00037759 | 0.00033658 | 0.00047647 | 0.00045871 | 9.6748e-06 | 5.3046e-05
6060 | 0.00044813 | 0.00039983 | 0.0004542 | 0.00039889 | 0.00042229 | 0.00042773 | 0.00043746 | 0.00038458 | 0.00033 | 0.00037182 | 0.0004146 | 0.0003679 | 0.00045047 | 0.00040507 | 0.00039813 | 0.00048954 | 0.0004806 | 1.3214e-05 | 9.6066e-05
6061 | 0.00047601 | 0.00040267 | 0.00046242 | 0.00036539 | 0.00041291 | 0.00042228 | 0.00040466 | 0.00040152 | 0.00028788 | 0.0003574 | 0.00040196 | 0.00039869 | 0.00041871 | 0.00043353 | 0.0003543 | 0.00046103 | 0.00046417 | 2.814e-05 | 0.00011033
6062 | 0.00042051 | 0.00037942 | 0.00043316 | 0.00034214 | 0.00035435 | 0.00039909 | 0.00038604 | 0.00036137 | 0.00024926 | 0.00038586 | 0.00037982 | 0.00041323 | 0.00039629 | 0.00044129 | 0.00031195 | 0.00042947 | 0.00041534 | 3.7903e-05 | 0.00011475
6063 | 0.0003406 | 0.0003292 | 0.00035843 | 0.00029377 | 0.00029933 | 0.0003332 | 0.00032327 | 0.00029413 | 0.00022327 | 0.00029497 | 0.00035624 | 0.00034145 | 0.00033873 | 0.00036732 | 0.00025733 | 0.00039722 | 0.00029644 | 4.0828e-05 | 0.00013299
6064 | 0.00021404 | 0.00027125 | 0.00026956 | 0.00021306 | 0.00016412 | 0.00022676 | 0.00021428 | 0.00020627 | 0.00019045 | 0.00022629 | 0.00030481 | 0.00024719 | 0.00021896 | 0.0003057 | 0.00019576 | 0.00028332 | 0.00018458 | 3.1786e-05 | 0.00013095
6065 | 9.1134e-05 | 0.00016993 | 0.00015815 | 0.00010488 | 6.1195e-05 | 0.0001084 | 0.00010896 | 9.9075e-05 | 0.00012161 | 0.00010508 | 0.00018778 | 0.0001282 | 9.5774e-05 | 0.00021699 | 5.7484e-05 | 0.00014933 | 7.3343e-05 | 2.2642e-05 | 0.0001245
6066 | 2.5733e-05 | 0.00010369 | 8.4042e-05 | 4.6449e-05 | 6.3466e-06 | 6.7195e-05 | 4.4761e-05 | 4.1444e-05 | 8.1866e-05 | 4.0492e-05 | 9.9544e-05 | 6.1487e-05 | 1.8166e-05 | 0.0001489 | 1.1699e-05 | 5.8406e-05 | 8.89e-06 | 2.2081e-05 | 0.00014052
6067 | 1.9518e-05 | 9.1422e-05 | 5.4482e-05 | 3.1516e-05 | 0 | 6.1587e-05 | 3.4278e-05 | 3.4071e-05 | 8.2641e-05 | 2.491e-05 | 4.8296e-05 | 5.1528e-05 | 6.5187e-06 | 0.00012357 | 7.3874e-06 | 4.2145e-05 | 4.8408e-06 | 2.1384e-05 | 0.00012651
6068 | 1.2498e-05 | 5.5629e-05 | 3.26e-05 | 1.0545e-05 | 0 | 5.2069e-05 | 3.2152e-05 | 2.8675e-05 | 6.1593e-05 | 1.1849e-05 | 2.5325e-05 | 3.459e-05 | 5.0071e-06 | 8.0489e-05 | 7.5299e-06 | 1.986e-05 | 4.7132e-06 | 2.323e-05 | 8.9406e-05
6069 | 1.5625e-06 | 2.1521e-05 | 1.5266e-05 | 5.3266e-06 | 0 | 3.1872e-05 | 1.8137e-05 | 1.6277e-05 | 3.3189e-05 | 8.9785e-06 | 3.2058e-06 | 1.9086e-05 | 2.7084e-06 | 2.3334e-05 | 7.5408e-06 | 7.5374e-06 | 4.5875e-06 | 2.3292e-05 | 6.0146e-05
6070 | 3.0982e-07 | 1.1332e-05 | 5.4911e-06 | 1.0489e-06 | 0 | 9.5573e-06 | 8.6905e-06 | 4.978e-06 | 7.4568e-06 | 4.1166e-06 | 5.1967e-08 | 7.2071e-06 | 7.1654e-07 | 3.6759e-06 | 4.8587e-06 | 0 | 2.0308e-06 | 2.5905e-05 | 6.6252e-05
6071 | 3.0982e-07 | 5.1263e-06 | 1.2186e-06 | 0 | 0 | 1.7567e-06 | 1.2721e-06 | 1.2679e-06 | 1.4657e-06 | 7.6836e-07 | 1.1548e-09 | 1.5756e-06 | 6.2632e-10 | 7.6532e-07 | 1.3773e-07 | 0 | 0 | 2.3803e-05 | 3.4648e-05
6072 | 1.5874e-07 | 2.5446e-07 | 4.495e-07 | 0 | 0 | 1.7176e-07 | 1.0035e-08 | 1.6223e-07 | 3.728e-07 | 1.8189e-08 | 0 | 2.3354e-07 | 6.8001e-10 | 1.7335e-07 | 0 | 0 | 0 | 1.9097e-05 | 3.1009e-05
6073 | 0 | 5.663e-07 | 1.3569e-07 | 0 | 0 | 2.5234e-07 | 0 | 0 | 1.2018e-08 | 1.7697e-08 | 0 | 2.0518e-07 | 1.3779e-09 | 7.8135e-08 | 0 | 0 | 0 | 1.9841e-05 | 2.4507e-05
6074 | 0 | 6.2061e-07 | 1.1998e-10 | 0 | 0 | 2.8067e-07 | 0 | 0 | 4.713e-10 | 1.7697e-08 | 0 | 2.3218e-07 | 7.8737e-10 | 5.2848e-08 | 0 | 0 | 0 | 1.473e-05 | 8.5199e-05
6075 | 0 | 6.2061e-07 | 0 | 0 | 0 | 2.9071e-07 | 0 | 0 | 0 | 1.6714e-08 | 0 | 2.1391e-07 | 1.1453e-09 | 4.8686e-08 | 0 | 0 | 0 | 1.2967e-05 | 0.00012391
6076 | 0 | 4.2922e-07 | 1.1998e-10 | 0 | 0 | 2.2916e-07 | 0 | 0 | 0 | 1.7206e-08 | 0 | 3.948e-08 | 1.0021e-09 | 3.0008e-08 | 0 | 0 | 0 | 1.1614e-05 | 0.0001137
6077 | 1.8545e-09 | 2.3651e-09 | 2.5675e-10 | 2.4843e-09 | 0 | 2.1524e-08 | 1.1918e-09 | 7.9593e-10 | 6.6217e-10 | 1.7206e-08 | 4.0419e-10 | 3.5173e-09 | 6.9969e-09 | 1.8059e-08 | 2.7184e-10 | 0 | 2.8383e-09 | 1.3534e-05 | 0.00011374
6078 | 1.4393e-05 | 8.9419e-06 | 6.9594e-06 | 9.2e-06 | 5.6284e-06 | 9.6411e-06 | 8.0948e-06 | 9.6707e-06 | 1.084e-05 | 6.9664e-06 | 4.6921e-06 | 7.2891e-06 | 6.0608e-06 | 7.2165e-06 | 7.7367e-06 | 8.6115e-06 | 1.4449e-05 | 1.5955e-05 | 0.00013894
6079 | 0.00011718 | 7.8089e-05 | 7.454e-05 | 8.6361e-05 | 8.2967e-05 | 8.5837e-05 | 8.2598e-05 | 8.6589e-05 | 8.501e-05 | 8.5245e-05 | 6.1987e-05 | 8.3288e-05 | 7.6068e-05 | 7.6991e-05 | 7.14e-05 | 7.9233e-05 | 0.00011573 | 1.3883e-05 | 0.00013902
6080 | 0.00026144 | 0.00020281 | 0.00019037 | 0.00020437 | 0.00023143 | 0.00022003 | 0.00021544 | 0.00021957 | 0.00022158 | 0.00023259 | 0.00016839 | 0.00022154 | 0.00018338 | 0.0001959 | 0.00021229 | 0.00021313 | 0.00024245 | 1.0436e-05 | 0.00015308
6081 | 0.00037681 | 0.00032969 | 0.00030476 | 0.0003319 | 0.00036687 | 0.00035034 | 0.00035375 | 0.00035361 | 0.00036178 | 0.0003706 | 0.00028081 | 0.00034857 | 0.00030112 | 0.0002837 | 0.00035029 | 0.00034884 | 0.00037025 | 9.3452e-06 | 0.00012978
6082 | 0.00040861 | 0.00039941 | 0.00037917 | 0.00041363 | 0.00046274 | 0.00042676 | 0.00044175 | 0.00043152 | 0.00042891 | 0.00046064 | 0.00036523 | 0.00041605 | 0.00038008 | 0.0003406 | 0.00042668 | 0.00045135 | 0.00047608 | 8.6526e-06 | 0.00013426
6083 | 0.00046347 | 0.00044587 | 0.0004344 | 0.00045736 | 0.00051703 | 0.00047338 | 0.00047646 | 0.00047602 | 0.00046204 | 0.00049387 | 0.00041613 | 0.00046363 | 0.00040535 | 0.00038057 | 0.00046059 | 0.00051486 | 0.00053802 | 7.4269e-06 | 0.00013415
6084 | 0.00048829 | 0.00047717 | 0.00045675 | 0.00048294 | 0.00052427 | 0.0004964 | 0.00046727 | 0.00047264 | 0.00044977 | 0.00048735 | 0.00041711 | 0.00046447 | 0.00041868 | 0.0004539 | 0.00042197 | 0.00055638 | 0.0005484 | 6.8517e-06 | 0.00011218
6085 | 0.00047266 | 0.00048716 | 0.00046317 | 0.00047391 | 0.00050277 | 0.00049778 | 0.00046964 | 0.00043868 | 0.00046545 | 0.00043445 | 0.00043377 | 0.00049818 | 0.00034454 | 0.00050524 | 0.00035547 | 0.00054693 | 0.00052694 | 2.1008e-05 | 0.00013558
6086 | 0.00044702 | 0.00046515 | 0.00042812 | 0.00040766 | 0.00047934 | 0.00045612 | 0.00042847 | 0.00040992 | 0.00043323 | 0.00039848 | 0.0004209 | 0.00045864 | 0.00029511 | 0.00046507 | 0.00030868 | 0.00046855 | 0.00046604 | 2.8447e-05 | 0.00010403
6087 | 0.00035601 | 0.00037368 | 0.00035608 | 0.0003281 | 0.00039185 | 0.00036471 | 0.00036118 | 0.00033885 | 0.00035817 | 0.00027257 | 0.00037989 | 0.00038091 | 0.00022081 | 0.00038414 | 0.00026044 | 0.00039557 | 0.00036746 | 3.6013e-05 | 0.00014087
6088 | 0.00022842 | 0.00028318 | 0.00026809 | 0.00023115 | 0.00025364 | 0.00024724 | 0.00025218 | 0.0002377 | 0.00025268 | 0.00020237 | 0.0003203 | 0.00026948 | 0.00013703 | 0.00030686 | 0.00018665 | 0.00028735 | 0.00023601 | 3.5879e-05 | 0.00013224
6089 | 9.1175e-05 | 0.00017121 | 0.000157 | 0.00011184 | 0.00010452 | 0.00011565 | 0.00012185 | 0.00011095 | 0.00013531 | 9.5472e-05 | 0.00019224 | 0.00013887 | 4.7033e-05 | 0.00020253 | 0.00010247 | 0.00014983 | 8.6789e-05 | 2.7176e-05 | 0.00012456
6090 | 2.4618e-05 | 0.0001025 | 8.2835e-05 | 4.7653e-05 | 1.0796e-05 | 6.7289e-05 | 4.5372e-05 | 4.1888e-05 | 8.4798e-05 | 3.8216e-05 | 9.5641e-05 | 6.2334e-05 | 8.4932e-06 | 0.00013551 | 1.7125e-05 | 5.5671e-05 | 8.834e-06 | 2.2904e-05 | 0.00012617
6091 | 2.0247e-05 | 9.4851e-05 | 5.3741e-05 | 3.6197e-05 | 0 | 6.3631e-05 | 3.8133e-05 | 3.7339e-05 | 9.2514e-05 | 2.5194e-05 | 4.7927e-05 | 5.3565e-05 | 6.0182e-06 | 0.00012141 | 7.386e-06 | 4.2208e-05 | 4.9187e-06 | 1.9772e-05 | 3.7902e-05
6092 | 1.6393e-05 | 6.5695e-05 | 3.3989e-05 | 9.259e-06 | 0 | 5.6031e-05 | 3.5657e-05 | 3.151e-05 | 7.7603e-05 | 1.0624e-05 | 2.5815e-05 | 4.217e-05 | 4.7404e-06 | 8.9969e-05 | 7.5317e-06 | 1.991e-05 | 4.8507e-06 | 1.8944e-05 | 1.0426e-05
6093 | 3.9661e-06 | 2.4559e-05 | 1.4428e-05 | 5.4061e-06 | 0 | 3.4054e-05 | 2.0438e-05 | 1.9863e-05 | 4.4061e-05 | 8.5299e-06 | 2.2539e-06 | 2.3063e-05 | 2.5252e-06 | 2.7751e-05 | 7.5317e-06 | 1.0629e-05 | 4.6476e-06 | 1.389e-05 | 1.4796e-05
6094 | 2.6605e-07 | 1.2234e-05 | 4.773e-06 | 1.1152e-06 | 0 | 9.8437e-06 | 9.1456e-06 | 7.0337e-06 | 1.4113e-05 | 4.1491e-06 | 5.1967e-08 | 9.834e-06 | 2.8674e-07 | 1.6695e-05 | 6.6908e-06 | 0 | 2.053e-06 | 1.7759e-05 | 4.9885e-05
6095 | 2.7693e-08 | 5.6958e-06 | 1.3242e-06 | 0 | 0 | 1.998e-06 | 2.5534e-06 | 1.3956e-06 | 4.9349e-06 | 8.013e-07 | 0 | 2.277e-06 | 5.5474e-10 | 8.0585e-07 | 2.5372e-07 | 0 | 0 | 2.9024e-05 | 4.2656e-05
6096 | 0 | 1.3328e-06 | 4.9399e-07 | 0 | 0 | 3.3365e-07 | 1.685e-07 | 2.043e-07 | 8.6809e-07 | 1.8189e-08 | 0 | 2.3689e-07 | 5.9053e-10 | 1.4203e-07 | 0 | 0 | 0 | 2.4198e-05 | 6.046e-06
6097 | 0 | 5.6805e-07 | 2.1118e-07 | 0 | 0 | 4.2847e-07 | 3.4505e-08 | 2.3112e-08 | 1.3432e-08 | 1.7697e-08 | 0 | 2.2916e-07 | 2.0221e-09 | 3.0313e-08 | 0 | 0 | 0 | 1.9995e-05 | 6.7934e-06
6098 | 0 | 6.2105e-07 | 7.8153e-09 | 0 | 0 | 3.3647e-07 | 0 | 0 | 7.0695e-10 | 1.6714e-08 | 0 | 4.5078e-07 | 6.6211e-10 | 3.9323e-09 | 0 | 0 | 0 | 2.0601e-05 | 5.5271e-06
6099 | 0 | 6.2105e-07 | 1.4397e-10 | 0 | 0 | 2.8745e-07 | 0 | 0 | 4.713e-10 | 1.7206e-08 | 0 | 4.8912e-07 | 5.5474e-10 | 1.4827e-10 | 0 | 0 | 0 | 2.2647e-05 | 2.5046e-06
6100 | 0 | 4.2659e-07 | 0 | 0 | 0 | 2.3495e-07 | 0 | 0 | 0 | 1.7697e-08 | 1.1548e-09 | 3.1924e-07 | 7.5158e-10 | 7.7356e-11 | 0 | 0 | 0 | 2.2307e-05 | 2.9086e-06
6101 | 2.0028e-09 | 0 | 8.6383e-11 | 2.5303e-09 | 0 | 2.402e-08 | 1.2793e-09 | 7.1937e-10 | 3.4051e-10 | 8.3571e-09 | 3.4645e-10 | 2.6026e-08 | 6.3258e-09 | 7.5873e-09 | 2.7184e-10 | 0 | 2.56e-09 | 1.3468e-05 | 4.5891e-06
6102 | 2.6804e-06 | 7.0317e-06 | 7.5056e-06 | 4.5502e-06 | 4.6973e-06 | 8.0316e-06 | 7.5426e-06 | 2.2402e-06 | 1.0839e-05 | 4.2171e-06 | 4.9074e-06 | 3.7239e-06 | 3.647e-06 | 4.023e-06 | 6.8692e-06 | 4.1032e-06 | 6.8037e-06 | 1.5377e-05 | 4.2343e-06
6103 | 1.576e-05 | 6.1047e-05 | 5.7422e-05 | 3.3475e-05 | 9.741e-05 | 5.9092e-05 | 8.3903e-05 | 2.779e-05 | 8.7373e-05 | 5.179e-05 | 6.8648e-05 | 7.3826e-05 | 5.4926e-05 | 4.3897e-05 | 7.4623e-05 | 7.3923e-05 | 4.472e-05 | 1.39e-05 | 3.8313e-06
6104 | 2.7126e-05 | 0.00014984 | 0.00011555 | 7.499e-05 | 0.00016735 | 0.00011803 | 0.00022229 | 6.0089e-05 | 0.00021724 | 0.00014204 | 0.00018665 | 0.00018216 | 0.00015315 | 0.00010055 | 0.00022056 | 0.00018652 | 7.4373e-05 | 1.5485e-05 | 3.4336e-06
6105 | 0.0001021 | 0.00023743 | 0.00017391 | 0.00012853 | 0.00022441 | 0.00016544 | 0.00035484 | 0.00011939 | 0.00032937 | 0.00019963 | 0.00030223 | 0.00018739 | 0.0002492 | 0.00015845 | 0.00036025 | 0.00022122 | 0.00014 | 1.5593e-05 | 4.7614e-06
6106 | 0.00011867 | 0.00023165 | 0.00018887 | 0.00014146 | 0.00031252 | 0.00022271 | 0.00042555 | 0.00015013 | 0.00035953 | 0.00028286 | 0.0003761 | 0.00023199 | 0.00034749 | 0.00018762 | 0.00044597 | 0.00020198 | 0.00018337 | 1.3776e-05 | 9.6001e-06
6107 | 0.00021892 | 0.00027322 | 0.00015206 | 0.00019883 | 0.0003312 | 0.00025051 | 0.00044334 | 0.00017879 | 0.00039563 | 0.00036146 | 0.00037055 | 0.00033351 | 0.00031396 | 0.00021838 | 0.0004779 | 0.0003387 | 0.00019229 | 1.5278e-05 | 1.3655e-05
6108 | 0.00037438 | 0.00030657 | 0.00017504 | 0.00022228 | 0.00036504 | 0.0002748 | 0.00041121 | 0.00022414 | 0.00038359 | 0.00022346 | 0.00036917 | 0.00028899 | 0.00023484 | 0.00021565 | 0.0004774 | 0.00037917 | 0.00029483 | 2.1961e-05 | 2.2478e-05
6109 | 0.00034141 | 0.00028697 | 0.00019962 | 0.00030448 | 0.00028449 | 0.00023972 | 0.00035844 | 0.00021172 | 0.00034385 | 0.0002162 | 0.00029953 | 0.00031378 | 0.00013636 | 0.00016704 | 0.00036761 | 0.00033981 | 0.00036176 | 3.7915e-05 | 1.1377e-05
6110 | 0.00033406 | 0.00024233 | 0.00021556 | 0.0002386 | 0.0003473 | 0.00019285 | 0.0003082 | 0.00020074 | 0.00027219 | 0.00026758 | 0.00021782 | 0.00019613 | 0.00019959 | 0.00012392 | 0.00011296 | 0.00022838 | 0.00034603 | 4.2248e-05 | 7.374e-06
6111 | 0.00024186 | 0.00014661 | 0.00022312 | 0.00012787 | 0.00018886 | 0.00015606 | 0.00023332 | 0.00014882 | 0.00020642 | 0.00011865 | 0.00014535 | 0.00014427 | 0.00017342 | 0.00017755 | 7.0127e-05 | 0.00024622 | 0.00026508 | 3.2362e-05 | 9.2684e-06
6112 | 0.00012483 | 0.00014731 | 0.00014717 | 0.00013599 | 1.9245e-05 | 0.00011831 | 0.00014069 | 0.00011776 | 0.00015392 | 0.00011234 | 0.00011846 | 5.8839e-05 | 7.2504e-05 | 0.00023305 | 5.0355e-05 | 0.00014569 | 9.154e-05 | 2.6679e-05 | 4.7044e-05
6113 | 5.648e-05 | 0.00010807 | 9.2921e-05 | 7.7568e-05 | 5.8676e-06 | 6.0045e-05 | 7.2675e-05 | 5.4418e-05 | 9.302e-05 | 8.0245e-05 | 9.3945e-05 | 6.0767e-05 | 4.0814e-05 | 0.00016913 | 2.0109e-05 | 5.3488e-05 | 4.3511e-05 | 2.9915e-05 | 1.7039e-05
6114 | 2.2029e-05 | 8.3428e-05 | 4.6782e-05 | 3.6256e-05 | 3.2692e-07 | 5.9865e-05 | 3.7092e-05 | 2.0868e-05 | 7.6089e-05 | 3.2071e-05 | 4.4582e-05 | 4.9644e-05 | 1.5206e-05 | 0.00012061 | 3.5847e-06 | 2.917e-05 | 5.8463e-06 | 3.1424e-05 | 3.5913e-05
6115 | 1.4897e-05 | 6.6189e-05 | 1.6947e-05 | 6.1322e-06 | 0 | 4.9191e-05 | 3.5459e-05 | 1.5594e-05 | 8.4827e-05 | 1.6663e-05 | 3.4069e-05 | 3.4162e-05 | 5.9946e-06 | 5.4807e-05 | 7.3851e-06 | 1.7879e-05 | 5.3889e-06 | 3.7806e-05 | 4.2548e-05
6116 | 2.8e-06 | 2.8899e-05 | 8.4399e-06 | 5.2887e-06 | 0 | 3.0928e-05 | 2.9648e-05 | 7.7419e-06 | 6.2866e-05 | 6.7577e-06 | 6.7501e-06 | 1.9438e-05 | 5.1237e-06 | 1.9715e-05 | 7.5372e-06 | 0 | 5.2158e-06 | 3.3447e-05 | 3.4817e-05
6117 | 2.2352e-07 | 1.2676e-05 | 3.4869e-06 | 1.082e-06 | 0 | 6.9272e-06 | 1.5107e-05 | 3.0947e-06 | 3.7397e-05 | 3.2054e-06 | 1.2645e-07 | 9.875e-06 | 2.0856e-06 | 7.8747e-06 | 7.4012e-06 | 0 | 1.6061e-06 | 3.2219e-05 | 7.3947e-05
6118 | 4.4507e-09 | 6.9986e-06 | 1.03e-06 | 0 | 0 | 1.7592e-06 | 8.3246e-06 | 6.1851e-07 | 1.1641e-05 | 9.3403e-09 | 3.4645e-08 | 2.6203e-06 | 2.6846e-07 | 7.7122e-07 | 2.7438e-06 | 0 | 1.703e-07 | 2.3462e-05 | 4.5062e-05
6119 | 0 | 1.2883e-06 | 1.8131e-07 | 0 | 0 | 1.2787e-07 | 1.5875e-06 | 2.1379e-08 | 1.4854e-06 | 1.9664e-08 | 0 | 9.3338e-07 | 8.2316e-10 | 9.1753e-09 | 1.8123e-07 | 0 | 0 | 2.6334e-05 | 8.6805e-05
6120 | 0 | 2.5052e-08 | 1.1278e-09 | 0 | 0 | 2.6537e-07 | 0 | 0 | 6.0305e-07 | 8.8487e-09 | 0 | 3.6042e-07 | 9.1264e-10 | 8.0579e-12 | 0 | 0 | 0 | 2.7361e-05 | 2.3829e-05
6121 | 0 | 5.0017e-07 | 1.4397e-10 | 0 | 0 | 2.6923e-07 | 0 | 5.8243e-09 | 7.7764e-09 | 0 | 0 | 1.9108e-07 | 1.0469e-09 | 2.7182e-09 | 0 | 0 | 0 | 2.3858e-05 | 9.3915e-06
6122 | 0 | 5.5053e-07 | 0 | 0 | 0 | 2.9075e-07 | 0 | 0 | 2.3565e-10 | 0 | 0 | 3.8978e-07 | 8.2316e-10 | 0 | 0 | 0 | 0 | 2.1551e-05 | 4.4779e-05
6123 | 0 | 3.3023e-07 | 0 | 0 | 0 | 1.5416e-07 | 0 | 0 | 7.0695e-10 | 0 | 0 | 3.4778e-07 | 8.5895e-10 | 0 | 0 | 0 | 0 | 2.2949e-05 | 2.3793e-05
6124 | 0 | 0 | 1.4397e-10 | 0 | 0 | 0 | 0 | 0 | 0 | 0 | 0 | 1.4134e-07 | 8.4106e-10 | 0 | 0 | 0 | 0 | 2.3106e-05 | 1.3976e-05
6125 | 2.7446e-09 | 0 | 1.8236e-10 | 2.6683e-09 | 0 | 1.1155e-09 | 1.2502e-09 | 7.5259e-10 | 0 | 0 | 4.0419e-10 | 6.0656e-09 | 7.3637e-09 | 1.3784e-08 | 2.7184e-10 | 0 | 2.2261e-09 | 2.4404e-05 | 3.5741e-05
6126 | 9.4524e-06 | 1.332e-06 | 1.8624e-06 | 4.0041e-06 | 2.0286e-06 | 2.4467e-06 | 6.1478e-07 | 6.3539e-06 | 1.5095e-06 | 1.4546e-06 | 3.4904e-08 | 1.7157e-06 | 5.5241e-06 | 4.0305e-06 | 2.4552e-07 | 2.2594e-06 | 8.8732e-06 | 2.8923e-05 | 2.4426e-05
6127 | 6.4446e-05 | 2.4532e-05 | 2.737e-05 | 5.4443e-05 | 5.3203e-05 | 2.7072e-05 | 1.3053e-05 | 6.1849e-05 | 1.4027e-05 | 3.363e-05 | 3.6245e-06 | 2.4465e-05 | 7.2791e-05 | 5.056e-05 | 5.248e-06 | 3.6698e-05 | 6.6886e-05 | 2.2961e-05 | 1.2758e-05
6128 | 0.0002106 | 6.924e-05 | 4.8574e-05 | 0.00016342 | 0.00010253 | 8.0344e-05 | 3.2353e-05 | 0.00014714 | 3.524e-05 | 0.00015391 | 3.3977e-05 | 0.00010001 | 0.00018991 | 0.00014052 | 1.7554e-05 | 8.929e-05 | 0.00017276 | 2.376e-05 | 1.3676e-05
6129 | 0.0003433 | 9.4803e-05 | 5.1727e-05 | 0.00023078 | 0.00015888 | 0.00013056 | 5.5391e-05 | 0.00024459 | 4.5976e-05 | 0.00026963 | 5.235e-05 | 0.00027596 | 0.00033672 | 0.00026301 | 3.0834e-05 | 0.00014104 | 0.00031317 | 2.8469e-05 | 1.6415e-05
6130 | 0.00035795 | 0.000107 | 8.5961e-05 | 0.00029989 | 0.00024203 | 0.00017764 | 8.2016e-05 | 0.0002948 | 5.5311e-05 | 0.00037191 | 0.00010346 | 0.00036453 | 0.00039111 | 0.00031741 | 6.1978e-05 | 0.00018262 | 0.00032633 | 3.111e-05 | 1.2213e-05
6131 | 0.00039595 | 0.00011369 | 9.8552e-05 | 0.00031795 | 0.00019315 | 0.00019575 | 8.489e-05 | 0.00031765 | 6.6843e-05 | 0.00038922 | 0.00010552 | 0.00034614 | 0.00045812 | 0.00032973 | 8.529e-05 | 0.00016433 | 0.000317 | 2.352e-05 | 2.5688e-05
6132 | 0.00044352 | 8.2034e-05 | 0.00010865 | 0.00031592 | 0.00016633 | 0.00019927 | 9.6022e-05 | 0.00034042 | 7.3949e-05 | 0.00043999 | 0.00011994 | 0.00028665 | 0.00044682 | 0.00034703 | 9.3434e-05 | 0.00016817 | 0.00037457 | 1.4081e-05 | 2.51e-05
6133 | 0.00044682 | 7.0644e-05 | 0.00010004 | 0.00036524 | 0.00018422 | 0.00019679 | 0.00010972 | 0.00035324 | 7.9667e-05 | 0.00043637 | 5.893e-05 | 0.00030813 | 0.0004275 | 0.0003759 | 6.6591e-05 | 0.0002194 | 0.00042814 | 2.4459e-05 | 9.4777e-06
6134 | 0.00040821 | 6.2834e-05 | 0.00011939 | 0.00033955 | 0.0001279 | 0.00014835 | 7.9178e-05 | 0.00033272 | 6.5022e-05 | 0.00045313 | 6.3245e-05 | 0.00030462 | 0.00034939 | 0.00039682 | 4.6625e-05 | 0.00013823 | 0.00031149 | 2.6878e-05 | 9.382e-06
6135 | 0.00019626 | 4.2945e-05 | 0.00011914 | 0.00020896 | 5.6313e-05 | 0.00010237 | 6.2549e-05 | 0.00025473 | 4.6268e-05 | 0.00034127 | 5.8252e-05 | 0.00022456 | 0.00027296 | 0.00031624 | 6.1377e-05 | 3.3508e-05 | 0.0001843 | 1.9267e-05 | 6.8779e-06
6136 | 7.2923e-05 | 6.7314e-05 | 0.0001121 | 0.00010657 | 3.2821e-05 | 7.7544e-05 | 4.8809e-05 | 0.0001498 | 4.6215e-05 | 0.0001907 | 6.7305e-05 | 0.00014133 | 0.00019774 | 0.00028755 | 4.1773e-05 | 9.2812e-05 | 0.00010721 | 9.3556e-06 | 3.8507e-06
6137 | 4.0698e-05 | 4.4703e-05 | 5.8064e-05 | 6.1707e-05 | 3.1657e-05 | 4.5458e-05 | 2.7654e-05 | 6.2758e-05 | 2.1396e-05 | 7.5114e-05 | 1.9616e-05 | 8.4933e-05 | 9.4256e-05 | 0.0002027 | 1.9086e-05 | 9.3982e-05 | 4.7738e-05 | 6.672e-06 | 7.1882e-06
6138 | 2.1802e-05 | 1.2906e-05 | 2.0244e-05 | 4.1991e-05 | 4.8551e-06 | 4.7496e-05 | 7.0015e-06 | 3.7266e-05 | 2.3831e-05 | 3.4795e-05 | 3.5507e-06 | 5.3347e-05 | 1.5025e-05 | 0.00014318 | 3.1806e-06 | 1.1278e-05 | 5.1967e-06 | 1.1387e-05 | 2.2544e-05
6139 | 1.8932e-05 | 2.5824e-06 | 6.4691e-06 | 1.9955e-05 | 0 | 3.4562e-05 | 2.0423e-06 | 2.9495e-05 | 9.3551e-06 | 2.4508e-05 | 3.4645e-10 | 3.8224e-05 | 6.8597e-06 | 0.0001205 | 2.0499e-06 | 0 | 5.2733e-06 | 1.285e-05 | 3.662e-05
6140 | 1.0649e-05 | 4.7372e-06 | 2.4235e-06 | 7.3003e-06 | 0 | 1.7878e-05 | 5.0682e-06 | 2.0949e-05 | 1.5294e-07 | 1.2134e-05 | 0 | 2.5172e-05 | 5.7513e-06 | 6.5539e-05 | 0 | 0 | 5.0577e-06 | 1.1917e-05 | 1.0645e-05
6141 | 8.7724e-07 | 3.3544e-07 | 8.4012e-07 | 5.2667e-06 | 0 | 4.8207e-06 | 9.3985e-07 | 1.1718e-05 | 0 | 8.7934e-06 | 0 | 1.4869e-05 | 3.6817e-06 | 2.2895e-05 | 0 | 0 | 1.8783e-06 | 1.3928e-05 | 1.4129e-06
6142 | 0 | 1.7519e-10 | 4.4463e-07 | 9.7163e-07 | 0 | 1.2552e-06 | 0 | 3.5326e-06 | 0 | 4.6893e-06 | 0 | 4.2359e-06 | 1.6213e-07 | 3.6338e-06 | 0 | 0 | 0 | 1.3771e-05 | 9.2095e-07
6143 | 0 | 2.6278e-10 | 1.2576e-07 | 0 | 0 | 2.331e-07 | 0 | 6.6707e-07 | 0 | 7.6197e-07 | 1.1548e-09 | 6.1891e-07 | 8.5895e-10 | 4.7051e-07 | 0 | 0 | 0 | 1.3397e-05 | 5.2207e-07
6144 | 0 | 0 | 2.7115e-08 | 0 | 0 | 9.5451e-09 | 0 | 7.3382e-08 | 0 | 1.8681e-08 | 0 | 6.8659e-08 | 9.3053e-10 | 2.7722e-08 | 0 | 0 | 0 | 1.8072e-05 | 4.0863e-07
6145 | 0 | 2.1023e-07 | 1.5357e-08 | 0 | 0 | 1.5189e-07 | 0 | 2.5424e-08 | 0 | 1.8189e-08 | 0 | 1.7124e-07 | 1.87e-09 | 3.4165e-10 | 0 | 0 | 0 | 1.9267e-05 | 4.1035e-06
6146 | 0 | 0 | 1.4463e-09 | 0 | 0 | 8.333e-09 | 0 | 0 | 0 | 1.7206e-08 | 0 | 3.8978e-07 | 9.4843e-10 | 3.6954e-09 | 0 | 0 | 0 | 2.129e-05 | 1.4632e-05
6147 | 0 | 0 | 0 | 0 | 0 | 0 | 0 | 0 | 0 | 1.6223e-08 | 0 | 3.8583e-07 | 9.1264e-10 | 1.2893e-11 | 0 | 0 | 0 | 2.408e-05 | 1.1612e-06
6148 | 0 | 0 | 0 | 0 | 0 | 0 | 0 | 0 | 0 | 1.7206e-08 | 0 | 1.4862e-07 | 1.1721e-09 | 2.1488e-11 | 0 | 0 | 0 | 3.1126e-05 | 4.8216e-07
6149 | 2.0028e-09 | 1.5767e-09 | 3.2634e-10 | 2.4843e-09 | 0 | 1.0416e-09 | 1.546e-09 | 7.1359e-10 | 5.9619e-10 | 8.8487e-09 | 4.0419e-10 | 3.4096e-09 | 6.6837e-09 | 3.69e-09 | 1.3592e-10 | 0 | 2.727e-09 | 3.8567e-05 | 1.2213e-07
6150 | 1.3246e-05 | 5.6741e-06 | 7.4278e-06 | 3.9008e-06 | 9.6507e-06 | 5.1723e-06 | 2.6534e-06 | 8.1772e-06 | 7.166e-06 | 4.543e-06 | 4.9531e-06 | 6.307e-06 | 5.3197e-06 | 5.3482e-06 | 1.1697e-06 | 4.0527e-06 | 1.4478e-05 | 3.7089e-05 | 1.1773e-07
6151 | 0.00011123 | 5.08e-05 | 5.6222e-05 | 5.8871e-05 | 8.3091e-05 | 4.8794e-05 | 3.7454e-05 | 7.5618e-05 | 4.9511e-05 | 7.354e-05 | 2.4648e-05 | 5.9969e-05 | 9.2052e-05 | 7.1777e-05 | 4.3884e-05 | 3.8722e-05 | 0.00010048 | 3.8597e-05 | 1.9394e-07
6152 | 0.00024439 | 0.00010911 | 0.0001221 | 0.00016208 | 0.00014803 | 0.00013058 | 8.1668e-05 | 0.0002024 | 0.00012007 | 0.00021864 | 4.0169e-05 | 0.00019504 | 0.00025147 | 0.0001804 | 7.3644e-05 | 0.00010747 | 0.000245 | 3.2635e-05 | 2.1494e-08
6153 | 0.00035558 | 0.0001961 | 0.00020031 | 0.00027733 | 0.00031104 | 0.00024165 | 0.00014012 | 0.00031636 | 0.00016406 | 0.00033199 | 0.00010046 | 0.00028686 | 0.00038577 | 0.00028353 | 0.00013201 | 0.00028294 | 0.00036916 | 3.948e-05 | 5.445e-08
6154 | 0.00043123 | 0.00031372 | 0.00023125 | 0.00035962 | 0.00042421 | 0.00031717 | 0.00022161 | 0.00039382 | 0.00020468 | 0.00037745 | 0.00014406 | 0.00040673 | 0.00046064 | 0.00033464 | 0.00020001 | 0.0003886 | 0.00045307 | 3.8613e-05 | 1.6994e-07
6155 | 0.00048602 | 0.00035528 | 0.00030315 | 0.00042369 | 0.00047754 | 0.00037157 | 0.00024404 | 0.00043445 | 0.00026939 | 0.00044959 | 0.00014693 | 0.00045673 | 0.00049674 | 0.00038143 | 0.00020539 | 0.0004645 | 0.00049779 | 3.7671e-05 | 2.4817e-07
6156 | 0.0005147 | 0.00034538 | 0.00026701 | 0.00043267 | 0.00045608 | 0.00039595 | 0.00021471 | 0.00044823 | 0.00026856 | 0.00044184 | 8.3973e-05 | 0.00046944 | 0.00049864 | 0.00045037 | 0.00017204 | 0.00047241 | 0.00048496 | 3.294e-05 | 3.7873e-07
6157 | 0.00049356 | 0.00030567 | 0.00024003 | 0.00043893 | 0.00047418 | 0.00039175 | 0.00013028 | 0.00044446 | 0.00023296 | 0.00045618 | 7.3556e-05 | 0.0003968 | 0.00046122 | 0.00048347 | 0.00010937 | 0.00039492 | 0.00046437 | 3.326e-05 | 8.7231e-07
6158 | 0.00044842 | 0.00025238 | 0.00017764 | 0.00039859 | 0.00041432 | 0.00035678 | 6.6358e-05 | 0.00040965 | 0.00015565 | 0.00042485 | 1.6996e-05 | 0.0003235 | 0.00039057 | 0.00047663 | 6.6631e-05 | 0.00036225 | 0.00042522 | 3.0505e-05 | 6.1033e-07
6159 | 0.00033835 | 0.00018975 | 0.00016777 | 0.0003306 | 0.00030581 | 0.00028406 | 4.2017e-05 | 0.0003244 | 0.00010095 | 0.00036233 | 2.4061e-05 | 0.00028178 | 0.00030092 | 0.00038848 | 2.3878e-05 | 0.00025271 | 0.00032509 | 3.3065e-05 | 2.3149e-07
6160 | 0.00021022 | 0.00016324 | 0.00016327 | 0.00021428 | 0.00021627 | 0.00018795 | 4.814e-05 | 0.00021771 | 7.9462e-05 | 0.00026723 | 5.8178e-05 | 0.00024108 | 0.00019869 | 0.00031862 | 3.9243e-05 | 0.00022203 | 0.00020025 | 2.6186e-05 | 1.6556e-07
6161 | 8.2858e-05 | 0.00012567 | 0.00010373 | 9.1602e-05 | 7.0829e-05 | 9.3957e-05 | 4.2661e-05 | 0.00010339 | 6.027e-05 | 0.00012472 | 1.8349e-05 | 0.00012559 | 8.2461e-05 | 0.00021528 | 2.3755e-05 | 0.00010973 | 6.9693e-05 | 2.4291e-05 | 2.7909e-07
6162 | 2.303e-05 | 9.3365e-05 | 6.2702e-05 | 4.3009e-05 | 4.0355e-06 | 6.4825e-05 | 2.453e-05 | 4.1057e-05 | 5.9776e-05 | 3.5844e-05 | 1.1406e-05 | 5.6329e-05 | 1.5447e-05 | 0.00014392 | 6.0479e-06 | 5.04e-05 | 7.4541e-06 | 1.4423e-05 | 1.4612e-06
6163 | 2.0006e-05 | 7.6357e-05 | 2.9097e-05 | 3.6256e-05 | 0 | 6.1731e-05 | 7.2253e-06 | 3.6303e-05 | 3.8796e-05 | 2.3982e-05 | 7.6507e-08 | 5.3981e-05 | 6.8557e-06 | 0.00012177 | 4.2489e-06 | 4.1924e-05 | 5.5123e-06 | 9.9528e-06 | 1.4304e-07
6164 | 1.5731e-05 | 4.0824e-05 | 1.7911e-05 | 1.3065e-05 | 0 | 4.752e-05 | 2.4338e-06 | 3.0719e-05 | 1.6632e-05 | 9.2351e-06 | 0 | 4.0323e-05 | 5.9125e-06 | 9.6303e-05 | 0 | 1.4078e-05 | 5.6744e-06 | 1.6055e-05 | 0
6165 | 2.2674e-06 | 1.6266e-05 | 7.1408e-06 | 5.2691e-06 | 0 | 2.8352e-05 | 1.1365e-06 | 2.0292e-05 | 9.5691e-06 | 7.2599e-06 | 0 | 2.1603e-05 | 4.2281e-06 | 2.9137e-05 | 0 | 0 | 4.8691e-06 | 2.695e-05 | 0
6166 | 3.0834e-07 | 1.1384e-05 | 2.388e-06 | 1.4574e-06 | 0 | 8.9007e-06 | 6.2509e-09 | 6.946e-06 | 5.8223e-06 | 4.6303e-06 | 0 | 9.3138e-06 | 3.5884e-07 | 4.1785e-06 | 0 | 0 | 1.8176e-06 | 4.2082e-05 | 0
6167 | 1.0509e-07 | 2.8927e-06 | 5.6967e-07 | 0 | 0 | 1.5497e-06 | 0 | 1.4371e-06 | 2.3886e-06 | 8.0277e-07 | 0 | 1.9989e-06 | 9.1264e-10 | 6.6838e-07 | 0 | 0 | 0 | 4.9958e-05 | 0
6168 | 0 | 1.6906e-08 | 4.0626e-07 | 0 | 0 | 1.3856e-07 | 0 | 2.086e-07 | 5.2198e-07 | 8.8487e-09 | 0 | 2.3638e-07 | 1.02e-09 | 1.2331e-07 | 0 | 0 | 0 | 5.4751e-05 | 2.0061e-08
6169 | 0 | 5.0017e-07 | 9.0534e-08 | 0 | 0 | 2.5018e-07 | 0 | 2.7157e-08 | 4.6258e-08 | 1.1307e-08 | 0 | 1.249e-08 | 2.21e-09 | 7.7721e-09 | 0 | 0 | 0 | 6.6103e-05 | 1.4592e-07
6170 | 0 | 5.5053e-07 | 2.9994e-09 | 0 | 0 | 2.8029e-07 | 0 | 0 | 0 | 9.3403e-09 | 0 | 3.4276e-07 | 8.1422e-10 | 5.2409e-09 | 0 | 0 | 0 | 6.0522e-05 | 2.414e-06
6171 | 0 | 5.2732e-07 | 0 | 0 | 0 | 2.8029e-07 | 0 | 0 | 0 | 1.7697e-08 | 0 | 4.2674e-07 | 8.7685e-10 | 1.2589e-08 | 0 | 0 | 0 | 6.8861e-05 | 6.2415e-06
6172 | 0 | 4.3797e-09 | 1.1998e-10 | 0 | 0 | 2.2594e-07 | 0 | 0 | 0 | 1.7697e-08 | 0 | 4.2638e-07 | 9.8422e-10 | 6.4785e-09 | 0 | 0 | 0 | 4.5569e-05 | 9.9889e-06
6173 | 1.8545e-09 | 0 | 3.9832e-10 | 2.5303e-09 | 0 | 1.3611e-08 | 1.2668e-09 | 8.046e-10 | 0 | 1.7206e-08 | 4.0419e-10 | 5.9974e-08 | 6.7866e-09 | 1.8133e-08 | 2.7184e-10 | 0 | 2.727e-09 | 3.143e-05 | 5.124e-06
6174 | 1.2804e-05 | 7.2653e-06 | 2.2966e-06 | 3.9711e-06 | 6.295e-06 | 7.8748e-06 | 2.4251e-06 | 6.4201e-06 | 3.7987e-06 | 5.3592e-06 | 1.8525e-06 | 6.6253e-06 | 5.349e-06 | 5.6478e-06 | 1.2555e-06 | 7.671e-06 | 1.4169e-05 | 3.7813e-05 | 8.3184e-06
6175 | 0.00011518 | 6.4631e-05 | 3.3545e-05 | 5.2641e-05 | 8.1343e-05 | 7.3804e-05 | 3.4759e-05 | 6.8448e-05 | 3.5636e-05 | 8.8044e-05 | 6.6987e-05 | 8.6287e-05 | 8.9003e-05 | 8.5608e-05 | 3.9642e-05 | 8.928e-05 | 0.00011739 | 1.9049e-05 | 1.9872e-05
6176 | 0.00025581 | 0.0001638 | 0.0001459 | 0.00014083 | 0.00023982 | 0.00019935 | 0.00010472 | 0.00019582 | 8.8997e-05 | 0.0002384 | 0.00016377 | 0.00022503 | 0.00023674 | 0.00023484 | 0.00018572 | 0.00019416 | 0.00026885 | 7.8052e-06 | 1.7792e-05
6177 | 0.00036888 | 0.00021237 | 0.00021931 | 0.00021277 | 0.00032617 | 0.00032077 | 0.00017049 | 0.00032353 | 0.00013566 | 0.00037013 | 0.00022564 | 0.00032188 | 0.00037955 | 0.00037265 | 0.00025245 | 0.00031348 | 0.00037966 | 5.5589e-06 | 2.3225e-05
6178 | 0.00042971 | 0.00023707 | 0.00021705 | 0.0003555 | 0.00039959 | 0.00037992 | 0.00022314 | 0.00039763 | 0.00016728 | 0.00045011 | 0.00029408 | 0.00040748 | 0.00047941 | 0.00036624 | 0.00025323 | 0.00037879 | 0.00044979 | 6.3039e-06 | 3.074e-05
6179 | 0.0004748 | 0.00028455 | 0.00025672 | 0.00040229 | 0.000418 | 0.00042659 | 0.00030295 | 0.00044457 | 0.00019879 | 0.00044377 | 0.00016944 | 0.00045201 | 0.00053061 | 0.00039734 | 0.00023764 | 0.00043203 | 0.00049652 | 8.8234e-06 | 4.7678e-05
6180 | 0.00049959 | 0.00031427 | 0.00031958 | 0.00045646 | 0.00042876 | 0.00042569 | 0.00031978 | 0.00046694 | 0.000218 | 0.00049432 | 0.00021835 | 0.00047316 | 0.00051409 | 0.00042956 | 0.00015641 | 0.00044973 | 0.00052249 | 1.8402e-05 | 4.4857e-05
6181 | 0.00049113 | 0.00025658 | 0.00036675 | 0.00044355 | 0.00048337 | 0.00040784 | 0.0002968 | 0.00045613 | 0.00018426 | 0.00050028 | 0.0003742 | 0.00048348 | 0.00046152 | 0.00045204 | 0.00032987 | 0.00041215 | 0.00049263 | 3.1749e-05 | 7.0635e-05
6182 | 0.00045319 | 0.00027673 | 0.00036976 | 0.00042335 | 0.00044691 | 0.00037132 | 0.00033252 | 0.0004232 | 0.00016543 | 0.00046754 | 0.00035638 | 0.00045684 | 0.00043482 | 0.00045265 | 0.00044424 | 0.00033576 | 0.00042814 | 3.7903e-05 | 6.5843e-05
6183 | 0.00035908 | 0.0002508 | 0.00032752 | 0.00035404 | 0.00035021 | 0.00030964 | 0.00028529 | 0.0003427 | 0.00014922 | 0.00037409 | 0.00031497 | 0.00038687 | 0.00035832 | 0.00038524 | 0.00037314 | 0.00035267 | 0.0003223 | 3.6027e-05 | 7.0244e-05
6184 | 0.00022564 | 0.00022372 | 0.00023989 | 0.00023024 | 0.00021898 | 0.00020017 | 0.00020671 | 0.00022332 | 0.00012707 | 0.00027272 | 0.00028789 | 0.00027372 | 0.00023663 | 0.00028066 | 0.00024139 | 0.00022268 | 0.00019636 | 3.3264e-05 | 8.4286e-05
6185 | 8.9757e-05 | 0.00016205 | 0.00015301 | 9.9954e-05 | 8.82e-05 | 9.7252e-05 | 0.00011601 | 0.00010662 | 9.1155e-05 | 0.00012525 | 0.00017619 | 0.00014158 | 0.00010326 | 0.00021375 | 8.7171e-05 | 9.2308e-05 | 7.349e-05 | 3.3168e-05 | 9.5082e-05
6186 | 2.3418e-05 | 9.0425e-05 | 7.7435e-05 | 4.3502e-05 | 6.3162e-06 | 6.4052e-05 | 4.2389e-05 | 4.5749e-05 | 5.224e-05 | 3.6636e-05 | 5.2611e-05 | 6.0268e-05 | 1.4345e-05 | 0.00014473 | 1.1562e-05 | 3.4322e-05 | 5.3059e-06 | 3.2461e-05 | 7.456e-05
6187 | 2.022e-05 | 6.661e-05 | 6.3814e-05 | 3.685e-05 | 0 | 6.1783e-05 | 2.6012e-05 | 4.3539e-05 | 4.485e-05 | 2.2744e-05 | 3.4518e-05 | 5.6694e-05 | 6.7441e-06 | 0.00013336 | 7.3544e-06 | 2.3912e-05 | 4.6949e-06 | 2.9544e-05 | 5.443e-05
6188 | 1.6389e-05 | 4.0473e-05 | 3.075e-05 | 1.3161e-05 | 0 | 5.1128e-05 | 1.5714e-05 | 3.339e-05 | 3.6814e-05 | 8.7966e-06 | 1.665e-06 | 4.2528e-05 | 6.0868e-06 | 0.00010697 | 7.5027e-06 | 4.0645e-08 | 4.8635e-06 | 2.1252e-05 | 5.6649e-05
6189 | 4.1619e-06 | 1.7892e-05 | 1.4532e-05 | 5.24e-06 | 0 | 2.9454e-05 | 4.7411e-06 | 2.042e-05 | 1.4736e-05 | 5.6025e-06 | 0 | 2.2958e-05 | 4.0176e-06 | 4.5718e-05 | 6.2795e-06 | 1.7648e-05 | 4.5424e-06 | 2.2907e-05 | 4.0743e-05
6190 | 3.0834e-07 | 8.4492e-06 | 3.8614e-06 | 1.5126e-06 | 0 | 9.0243e-06 | 1.0452e-06 | 6.6552e-06 | 1.1805e-06 | 2.3577e-06 | 0 | 1.0105e-05 | 2.7174e-07 | 1.0041e-05 | 1.95e-06 | 1.8798e-05 | 1.8299e-06 | 2.4029e-05 | 5.1123e-05
6191 | 1.0682e-07 | 1.7402e-06 | 1.0085e-06 | 0 | 0 | 2.3948e-06 | 1.0297e-07 | 1.3028e-06 | 2.5173e-07 | 1.8056e-06 | 0 | 2.6883e-06 | 8.2316e-10 | 7.6959e-07 | 0 | 1.797e-05 | 0 | 2.304e-05 | 6.1374e-05
6192 | 0 | 5.2557e-10 | 4.1668e-07 | 0 | 0 | 3.9707e-07 | 1.3544e-08 | 2.0075e-07 | 1.4964e-08 | 1.7697e-07 | 1.1548e-09 | 2.5425e-07 | 8.0527e-10 | 1.5126e-07 | 0 | 0 | 0 | 2.1472e-05 | 5.3515e-05
6193 | 0 | 4.9973e-07 | 2.1617e-07 | 0 | 0 | 2.6166e-07 | 0 | 2.6001e-08 | 1.4139e-08 | 0 | 0 | 3.1225e-08 | 2.1563e-09 | 2.2876e-08 | 0 | 0 | 0 | 2.3283e-05 | 5.947e-05
6194 | 0 | 5.501e-07 | 7.7985e-09 | 0 | 0 | 2.8029e-07 | 0 | 0 | 0 | 0 | 0 | 3.4337e-07 | 1.02e-09 | 9.4594e-09 | 0 | 0 | 0 | 2.4734e-05 | 6.0584e-05
6195 | 0 | 1.1957e-07 | 1.4397e-10 | 0 | 0 | 2.8029e-07 | 0 | 0 | 0 | 0 | 0 | 4.2603e-07 | 9.4843e-10 | 1.5855e-08 | 0 | 0 | 0 | 2.2049e-05 | 3.8927e-05
6196 | 0 | 0 | 0 | 0 | 0 | 2.3143e-07 | 0 | 0 | 0 | 0 | 0 | 4.2574e-07 | 1.0558e-09 | 1.3698e-09 | 0 | 0 | 0 | 2.4975e-05 | 9.0891e-05
6197 | 2.0523e-09 | 0 | 2.0636e-10 | 2.6683e-09 | 0 | 1.7492e-08 | 1.3043e-09 | 7.4826e-10 | 9.426e-11 | 0 | 4.0419e-10 | 8.2765e-08 | 6.6077e-09 | 2.3744e-08 | 2.7184e-10 | 0 | 3.4505e-09 | 2.2665e-05 | 0.00012891
6198 | 3.0764e-06 | 5.4602e-06 | 4.574e-06 | 6.365e-06 | 4.8046e-06 | 6.0808e-06 | 3.6409e-06 | 4.3832e-06 | 1.6079e-06 | 5.247e-06 | 4.7689e-06 | 5.7414e-06 | 4.8211e-06 | 5.7707e-06 | 4.2109e-06 | 5.3409e-06 | 4.2382e-06 | 2.9659e-05 | 0.00014251
6199 | 5.2715e-05 | 6.3799e-05 | 7.0829e-05 | 7.4677e-05 | 7.1733e-05 | 5.9403e-05 | 5.1753e-05 | 7.1192e-05 | 2.7558e-05 | 8.1929e-05 | 5.8434e-05 | 8.2498e-05 | 6.5853e-05 | 8.9726e-05 | 6.0826e-05 | 7.1021e-05 | 4.6501e-05 | 4.5514e-05 | 0.00013323
6200 | 0.00015365 | 0.0001834 | 0.00021296 | 0.00017834 | 0.00020192 | 0.00014208 | 0.00015694 | 0.00019513 | 8.3174e-05 | 0.00022872 | 0.00018979 | 0.00022424 | 0.00015127 | 0.00023924 | 0.00017614 | 0.00019478 | 8.659e-05 | 4.9977e-05 | 0.00015575
6201 | 0.00026612 | 0.00031751 | 0.00034527 | 0.00031017 | 0.00036032 | 0.00019001 | 0.00026018 | 0.00028601 | 0.00012643 | 0.00036447 | 0.00020183 | 0.00035385 | 0.000197 | 0.00035933 | 0.00028447 | 0.00032925 | 0.00011653 | 4.9691e-05 | 0.00015452
6202 | 0.00030466 | 0.00034543 | 0.00037074 | 0.00028045 | 0.00046303 | 0.00025024 | 0.00028972 | 0.000274 | 0.00015258 | 0.00045584 | 0.00025979 | 0.00039951 | 0.00032375 | 0.0003401 | 0.00030345 | 0.0004023 | 0.00010676 | 6.0267e-05 | 0.00015837
6203 | 0.00018463 | 0.00036522 | 0.00042199 | 0.0002834 | 0.00046559 | 0.00026315 | 0.00034128 | 0.00023311 | 0.00017973 | 0.0004992 | 0.00029988 | 0.00043983 | 0.00042488 | 0.00038196 | 0.00042829 | 0.00044024 | 0.00014095 | 6.614e-05 | 0.00014484
6204 | 0.00019739 | 0.00035938 | 0.00043369 | 0.00029349 | 0.00052505 | 0.0002458 | 0.00037411 | 0.00023997 | 0.0001924 | 0.00049686 | 0.00030884 | 0.0004534 | 0.00039587 | 0.00039099 | 0.00050625 | 0.00050015 | 0.00011633 | 8.4451e-05 | 0.00014683
6205 | 0.00028705 | 0.00031539 | 0.00043635 | 0.00024324 | 0.00051351 | 0.00025558 | 0.00039505 | 0.00024872 | 0.00023744 | 0.00041254 | 0.00030692 | 0.0004814 | 0.00035096 | 0.00041763 | 0.00051321 | 0.00049083 | 0.00010847 | 0.00012604 | 0.00015498
6206 | 0.00032257 | 0.00038311 | 0.00040769 | 0.00017317 | 0.00047508 | 0.0002455 | 0.00034429 | 0.00026156 | 0.0002209 | 0.00026293 | 0.000232 | 0.00044817 | 0.00027758 | 0.00037658 | 0.00042373 | 0.00048834 | 0.0001173 | 0.00013276 | 0.00014678
6207 | 0.00025126 | 0.00032257 | 0.00033572 | 0.00024804 | 0.0003804 | 0.00025096 | 0.00031032 | 0.00023734 | 0.00020088 | 0.00025041 | 0.00012833 | 0.00035399 | 0.00023713 | 0.00030222 | 0.0002836 | 0.00040548 | 0.00010358 | 0.00014827 | 0.00014852
6208 | 0.00019526 | 0.00025775 | 0.00022511 | 0.00016432 | 0.00023601 | 0.00017176 | 0.00022205 | 0.00016865 | 0.00016758 | 0.00016579 | 0.00018097 | 0.00023999 | 0.0001462 | 0.00023231 | 0.00024422 | 0.00029733 | 8.2436e-05 | 0.00016101 | 0.00014934
6209 | 7.4417e-05 | 0.00015942 | 0.00014454 | 9.7454e-05 | 8.2513e-05 | 7.656e-05 | 0.00011519 | 8.4789e-05 | 9.3744e-05 | 8.1807e-05 | 0.00015615 | 0.00012542 | 6.7218e-05 | 0.00019247 | 8.4569e-05 | 0.00014641 | 3.4106e-05 | 0.00016951 | 0.00013799
6210 | 2.06e-05 | 9.8885e-05 | 7.5843e-05 | 3.8789e-05 | 5.1994e-06 | 5.5305e-05 | 4.6409e-05 | 4.2175e-05 | 5.9601e-05 | 2.8588e-05 | 8.4986e-05 | 6.0425e-05 | 1.2219e-05 | 0.00014258 | 9.1816e-06 | 4.9683e-05 | 1.6597e-06 | 0.00016817 | 0.00014429
6211 | 1.4103e-05 | 9.2334e-05 | 6.7472e-05 | 1.8578e-05 | 0 | 4.7054e-05 | 3.6595e-05 | 3.5773e-05 | 5.7244e-05 | 1.9513e-05 | 1.8418e-05 | 5.6814e-05 | 6.2889e-06 | 0.00013229 | 7.349e-06 | 3.7659e-05 | 5.0088e-08 | 0.00017522 | 0.00011362
6212 | 1.007e-05 | 6.0153e-05 | 3.712e-05 | 4.6311e-06 | 0 | 3.0965e-05 | 2.4206e-05 | 2.1665e-05 | 3.0597e-05 | 7.8591e-06 | 1.1034e-06 | 4.0067e-05 | 3.9917e-06 | 0.00010315 | 7.4973e-06 | 6.0193e-06 | 0 | 0.00016851 | 9.5232e-05
6213 | 1.1321e-06 | 2.8065e-05 | 1.7118e-05 | 0 | 0 | 1.4958e-05 | 8.0891e-06 | 9.2358e-06 | 5.6874e-06 | 3.2418e-06 | 5.2544e-08 | 2.1865e-05 | 1.3561e-06 | 3.4727e-05 | 7.4846e-06 | 5.1177e-06 | 0 | 0.00016657 | 0.00012854
6214 | 1.9781e-08 | 1.0188e-05 | 4.9957e-06 | 0 | 0 | 3.1377e-06 | 2.2734e-06 | 2.9031e-06 | 1.6549e-06 | 8.0621e-08 | 0 | 9.2885e-06 | 1.0737e-08 | 6.2182e-06 | 6.6184e-06 | 5.9024e-06 | 0 | 0.00018013 | 0.00014796
6215 | 0 | 3.6992e-06 | 1.1022e-06 | 0 | 0 | 2.178e-07 | 5.2216e-07 | 5.4573e-07 | 5.295e-07 | 0 | 0 | 2.253e-06 | 1.2974e-09 | 5.6577e-07 | 3.5883e-07 | 4.1673e-06 | 0 | 0.00018599 | 0.00013134
6216 | 0 | 1.3043e-07 | 4.2772e-07 | 0 | 0 | 2.6033e-07 | 1.5399e-07 | 3.9291e-08 | 2.4178e-07 | 0 | 1.1548e-09 | 2.1542e-07 | 9.1264e-10 | 1.2529e-07 | 0 | 0 | 0 | 0.00017694 | 0.00012918
6217 | 0 | 5.0017e-07 | 1.8395e-07 | 0 | 0 | 2.5139e-07 | 0 | 0 | 1.4139e-08 | 0 | 0 | 1.4177e-08 | 1.2169e-09 | 2.6898e-08 | 0 | 0 | 0 | 0.00016679 | 0.00014367
6218 | 0 | 5.5097e-07 | 1.4853e-08 | 0 | 0 | 2.8029e-07 | 8.3345e-12 | 7.4537e-08 | 0 | 0 | 0 | 3.4168e-07 | 7.5158e-10 | 1.3537e-10 | 0 | 0 | 0 | 0.00017204 | 0.00011925
6219 | 0 | 4.4016e-07 | 2.0636e-08 | 0 | 0 | 7.4429e-08 | 0 | 2.6868e-07 | 0 | 0 | 0 | 4.2638e-07 | 5.5474e-10 | 0 | 0 | 0 | 0 | 0.00017761 | 6.1296e-05
6220 | 0 | 0 | 1.4397e-10 | 0 | 0 | 0 | 8.3345e-12 | 2.0801e-07 | 0 | 0 | 0 | 4.2678e-07 | 7.5158e-10 | 9.6695e-11 | 0 | 0 | 0 | 0.00017715 | 2.7852e-05
6221 | 2.6086e-09 | 0 | 3.0234e-10 | 2.7143e-09 | 0 | 1.1079e-09 | 1.2252e-09 | 6.7892e-10 | 0 | 0 | 3.4645e-10 | 8.4667e-08 | 5.1895e-09 | 1.0063e-08 | 1.3592e-10 | 0 | 3.7844e-09 | 0.00017037 | 1.1021e-05
6222 | 5.044e-06 | 5.4745e-06 | 5.0067e-06 | 2.6743e-06 | 3.0238e-06 | 3.8041e-06 | 3.7602e-06 | 4.8221e-06 | 3.6641e-06 | 1.949e-06 | 2.3383e-06 | 3.477e-06 | 1.0503e-06 | 2.9056e-06 | 1.9504e-07 | 5.7334e-06 | 2.149e-06 | 0.00015518 | 2.2258e-05
6223 | 6.838e-05 | 7.6639e-05 | 8.414e-05 | 4.4002e-05 | 6.5787e-05 | 4.1628e-05 | 5.3246e-05 | 4.9526e-05 | 4.3942e-05 | 3.7598e-05 | 3.9186e-05 | 7.731e-05 | 2.0224e-05 | 4.3187e-05 | 2.2243e-05 | 7.992e-05 | 2.0931e-05 | 0.00014737 | 5.9199e-06
6224 | 0.00017045 | 0.0002046 | 0.00023134 | 9.4592e-05 | 0.00015481 | 0.00010069 | 0.00014439 | 0.00012188 | 0.0001361 | 8.4177e-05 | 0.0001207 | 0.0001661 | 5.1957e-05 | 9.48e-05 | 7.0868e-05 | 0.00018649 | 5.3023e-05 | 0.00012476 | 1.5582e-05
6225 | 0.00027694 | 0.00030966 | 0.00032977 | 0.00017201 | 0.00029029 | 0.00014432 | 0.00024484 | 0.00018443 | 0.00020996 | 9.8856e-05 | 0.00022848 | 0.00022217 | 8.8023e-05 | 0.00012793 | 0.0001502 | 0.00036392 | 5.4293e-05 | 9.7335e-05 | 2.6759e-05
6226 | 0.0003166 | 0.00034274 | 0.00029335 | 0.0001704 | 0.00037106 | 0.00017334 | 0.00031179 | 0.00019423 | 0.00023356 | 0.00011284 | 0.0003558 | 0.00025169 | 0.00016049 | 0.00012065 | 0.00040636 | 0.00036323 | 8.7165e-05 | 8.4733e-05 | 1.4977e-05
6227 | 0.00028556 | 0.00029168 | 0.00038999 | 0.00016781 | 0.00033735 | 0.00019378 | 0.00033725 | 0.00022415 | 0.00024842 | 0.00014368 | 0.00042822 | 0.00023625 | 0.00018402 | 0.00013177 | 0.00053143 | 0.00034788 | 0.00014594 | 7.0599e-05 | 3.0494e-05
6228 | 0.00035562 | 0.0002963 | 0.00038015 | 0.00023352 | 0.00047373 | 0.00021975 | 0.00038133 | 0.00024217 | 0.000248 | 0.00018203 | 0.00043119 | 0.00021643 | 0.00020938 | 0.00012901 | 0.00053766 | 0.00046471 | 0.00018562 | 6.1453e-05 | 2.4852e-05
6229 | 0.00027831 | 0.0003242 | 0.00035098 | 0.00020826 | 0.00029454 | 0.00020582 | 0.00039691 | 0.00022 | 0.00025007 | 0.00014976 | 0.0004286 | 0.00018168 | 0.00023996 | 0.00011305 | 0.0005275 | 0.00037256 | 0.00014595 | 6.4071e-05 | 4.4637e-05
6230 | 0.00022614 | 0.00024391 | 0.00028018 | 0.00011618 | 0.00017671 | 0.00013783 | 0.00037224 | 0.00018691 | 0.00024502 | 0.00013924 | 0.00036645 | 0.00015074 | 0.00021104 | 0.00011461 | 0.00046272 | 0.00019065 | 0.0001124 | 4.6641e-05 | 7.3071e-06
6231 | 0.00024457 | 0.00016827 | 0.00019955 | 0.00011919 | 0.00013789 | 9.5001e-05 | 0.00027668 | 0.00015396 | 0.00021442 | 0.00013849 | 0.00024162 | 0.00015456 | 0.00020989 | 0.00010724 | 0.00028485 | 0.00017262 | 7.581e-05 | 3.436e-05 | 2.8757e-05
6232 | 0.0001708 | 0.00013786 | 0.00013965 | 9.2373e-05 | 9.1339e-05 | 7.9591e-05 | 0.0001933 | 0.00011047 | 0.00014529 | 0.00014824 | 0.00021732 | 0.00010274 | 0.00015729 | 0.00011285 | 0.00019042 | 0.00015087 | 6.6041e-05 | 2.4569e-05 | 1.6621e-05
6233 | 6.7156e-05 | 0.00012798 | 0.00011632 | 6.0348e-05 | 4.362e-05 | 5.263e-05 | 0.00010368 | 6.8464e-05 | 9.398e-05 | 4.2327e-05 | 0.00015789 | 7.5298e-05 | 7.9704e-05 | 0.00013805 | 7.9112e-05 | 9.1543e-05 | 2.2639e-05 | 2.2146e-05 | 4.0585e-06
6234 | 2.1799e-05 | 9.5755e-05 | 7.3091e-05 | 2.6314e-05 | 2.2301e-06 | 4.8065e-05 | 4.4014e-05 | 3.0425e-05 | 7.1371e-05 | 1.375e-05 | 9.3736e-05 | 4.8891e-05 | 1.5037e-05 | 6.5591e-05 | 7.438e-06 | 4.6768e-05 | 1.5499e-06 | 2.3133e-05 | 3.3618e-06
6235 | 1.6152e-05 | 8.4551e-05 | 6.0982e-05 | 1.1883e-05 | 0 | 3.2868e-05 | 3.7068e-05 | 2.2004e-05 | 6.829e-05 | 6.2565e-06 | 6.3752e-05 | 3.0168e-05 | 5.5655e-06 | 8.8399e-06 | 7.3598e-06 | 3.8093e-05 | 4.5891e-07 | 2.573e-05 | 2.267e-06
6236 | 8.9278e-06 | 4.69e-05 | 2.394e-05 | 3.6326e-06 | 0 | 1.2591e-05 | 2.5511e-05 | 1.4362e-05 | 3.6148e-05 | 2.9432e-06 | 1.293e-05 | 1.1178e-05 | 2.6279e-06 | 2.5041e-06 | 7.5064e-06 | 1.8707e-05 | 0 | 2.9065e-05 | 2.2957e-06
6237 | 1.1153e-06 | 1.5141e-05 | 8.66e-06 | 0 | 0 | 3.2495e-06 | 1.0333e-05 | 6.9928e-06 | 1.176e-05 | 1.2654e-06 | 0 | 4.4556e-06 | 6.9683e-08 | 8.2762e-07 | 7.5064e-06 | 9.1162e-06 | 0 | 2.4327e-05 | 3.9757e-06
6238 | 3.0809e-07 | 8.0369e-06 | 3.0824e-06 | 0 | 0 | 8.2923e-07 | 2.4186e-06 | 1.5535e-06 | 3.2549e-06 | 0 | 0 | 1.1656e-06 | 1.6105e-09 | 6.3163e-08 | 6.6147e-06 | 0 | 0 | 1.7705e-05 | 1.4315e-06
6239 | 6.3052e-08 | 2.3099e-06 | 1.0394e-06 | 0 | 0 | 1.3996e-07 | 7.429e-07 | 1.0978e-08 | 9.372e-07 | 2.0155e-08 | 0 | 3.4908e-07 | 1.2258e-09 | 1.127e-08 | 3.3708e-07 | 0 | 0 | 1.4814e-05 | 1.7907e-06
6240 | 0 | 2.5227e-08 | 1.0661e-07 | 0 | 0 | 1.6363e-08 | 1.1606e-07 | 0 | 3.1318e-07 | 9.3403e-09 | 0 | 2.7959e-08 | 7.8737e-10 | 6.4463e-11 | 0 | 0 | 0 | 1.5128e-05 | 1.9183e-06
6241 | 0 | 4.9973e-07 | 1.1998e-10 | 0 | 0 | 2.2575e-07 | 0 | 3.3282e-09 | 1.6731e-08 | 9.3403e-09 | 1.1548e-09 | 0 | 1.1811e-09 | 1.0744e-10 | 0 | 0 | 0 | 1.4766e-05 | 1.3301e-06
6242 | 0 | 5.4966e-07 | 0 | 0 | 0 | 3.9393e-08 | 8.3345e-12 | 0 | 2.3565e-10 | 1.8189e-08 | 0 | 3.4132e-07 | 8.9474e-10 | 0 | 0 | 0 | 0 | 2.0925e-05 | 7.6222e-07
6243 | 0 | 5.4659e-07 | 0 | 0 | 0 | 0 | 0 | 0 | 0 | 9.3403e-09 | 0 | 4.2567e-07 | 8.9474e-10 | 6.4463e-11 | 0 | 0 | 0 | 2.5684e-05 | 4.1854e-07
6244 | 0 | 1.0511e-08 | 1.1998e-10 | 0 | 0 | 0 | 0 | 0 | 2.3565e-10 | 0 | 0 | 4.2567e-07 | 8.5895e-10 | 0 | 0 | 0 | 0 | 2.3354e-05 | 6.6793e-08
6245 | 1.9781e-09 | 0 | 1.5837e-10 | 2.6683e-09 | 0 | 9.6398e-10 | 1.3919e-09 | 7.4393e-10 | 9.426e-11 | 0 | 4.0419e-10 | 7.7524e-08 | 4.6929e-09 | 5.8065e-09 | 9.3331e-09 | 0 | 3.4505e-09 | 2.363e-05 | 9.7306e-08
6246 | 9.0609e-06 | 3.8339e-06 | 5.6791e-06 | 1.8087e-06 | 4.4241e-06 | 5.6441e-06 | 3.796e-06 | 6.0381e-06 | 3.2248e-06 | 5.5506e-06 | 1.0176e-06 | 5.1742e-06 | 6.8559e-07 | 5.5241e-06 | 2.0111e-06 | 4.7342e-06 | 5.3559e-06 | 2.4355e-05 | 1.376e-07
6247 | 0.00010161 | 6.0585e-05 | 4.9637e-05 | 7.8027e-05 | 7.6973e-05 | 6.654e-05 | 3.6417e-05 | 7.5711e-05 | 4.1965e-05 | 7.6596e-05 | 2.246e-05 | 8.1083e-05 | 4.1723e-05 | 7.3601e-05 | 2.0348e-05 | 5.4958e-05 | 5.8536e-05 | 1.6858e-05 | 1.1548e-06
6248 | 0.00021836 | 0.00015701 | 0.00017214 | 0.0002232 | 0.00021731 | 0.00018252 | 9.5429e-05 | 0.00021175 | 0.00012089 | 0.00022021 | 9.794e-05 | 0.00022846 | 0.00010561 | 0.00021309 | 7.4255e-05 | 0.00021023 | 0.00016424 | 9.6355e-06 | 1.1017e-06
6249 | 0.00035689 | 0.00029601 | 0.00030362 | 0.00034322 | 0.00035873 | 0.00032277 | 0.00023893 | 0.00033682 | 0.00020623 | 0.00035246 | 0.00015351 | 0.00035159 | 0.00018878 | 0.00034511 | 0.00018914 | 0.0003664 | 0.00036259 | 5.5679e-06 | 3.8076e-07
6250 | 0.00043718 | 0.00037543 | 0.0003694 | 0.00040435 | 0.0004595 | 0.00040117 | 0.00033117 | 0.00040059 | 0.00028885 | 0.00041644 | 0.00025052 | 0.00037815 | 0.00019045 | 0.00033017 | 0.00026304 | 0.00040692 | 0.00047216 | 1.8188e-06 | 1.3739e-07
6251 | 0.00046617 | 0.00040294 | 0.00040084 | 0.00038231 | 0.00050904 | 0.00044271 | 0.00038883 | 0.00041016 | 0.00033483 | 0.00042837 | 0.00037717 | 0.00033752 | 0.00016041 | 0.00036531 | 0.00045308 | 0.00046959 | 0.00051223 | 1.589e-06 | 1.1185e-05
6252 | 0.0004813 | 0.00041013 | 0.00043297 | 0.0003898 | 0.00051638 | 0.00044272 | 0.00039471 | 0.00039839 | 0.00036599 | 0.00045248 | 0.00032877 | 0.00041856 | 0.00013973 | 0.000346 | 0.0004114 | 0.00055272 | 0.00049618 | 3.7891e-06 | 1.1997e-05
6253 | 0.00047093 | 0.00038617 | 0.00042514 | 0.00038585 | 0.00047159 | 0.00041191 | 0.00034769 | 0.00040437 | 0.00033081 | 0.0004085 | 0.00037681 | 0.00044107 | 0.00017692 | 0.00034968 | 0.00043311 | 0.00050394 | 0.00047582 | 1.9575e-05 | 1.7049e-07
6254 | 0.00041435 | 0.00037151 | 0.00037066 | 0.00037697 | 0.00043282 | 0.00037042 | 0.00032413 | 0.00038187 | 0.00026869 | 0.00038269 | 0.00029902 | 0.00041312 | 0.00024471 | 0.00034276 | 0.00025798 | 0.00048408 | 0.000408 | 2.5967e-05 | 4.6897e-08
6255 | 0.00032493 | 0.00033571 | 0.00031189 | 0.00032597 | 0.00033553 | 0.00030024 | 0.00024844 | 0.00029416 | 0.00020691 | 0.00015171 | 0.00027534 | 0.00034148 | 0.00026824 | 0.00024788 | 0.00015891 | 0.00032005 | 0.00029407 | 2.391e-05 | 8.1855e-08
6256 | 0.00019664 | 0.00022345 | 0.00019067 | 0.00019207 | 0.00022028 | 0.00020874 | 0.00016432 | 0.00020477 | 0.00016213 | 7.8345e-05 | 0.00018744 | 0.00022812 | 0.00017895 | 0.00018723 | 0.00016311 | 0.00021314 | 0.00017186 | 1.9233e-05 | 3.0904e-08
6257 | 7.124e-05 | 0.00014381 | 0.00013169 | 9.8077e-05 | 7.1389e-05 | 9.6478e-05 | 7.9289e-05 | 8.8666e-05 | 9.2153e-05 | 0.00010626 | 0.00013257 | 0.00011995 | 8.3319e-05 | 0.00018585 | 1.8709e-05 | 0.00011803 | 4.9738e-05 | 1.7479e-05 | 6.5406e-10
6258 | 1.9839e-05 | 9.8598e-05 | 7.6436e-05 | 3.9764e-05 | 5.9109e-06 | 6.2774e-05 | 4.261e-05 | 4.0809e-05 | 7.5524e-05 | 3.6657e-05 | 8.8744e-05 | 5.8972e-05 | 1.1562e-05 | 0.00013854 | 4.8285e-06 | 5.2554e-05 | 3.15e-06 | 1.3132e-05 | 7.4981e-08
6259 | 1.8765e-05 | 9.4016e-05 | 6.4902e-05 | 3.3982e-05 | 0 | 6.1681e-05 | 3.7011e-05 | 4.1516e-05 | 7.9534e-05 | 1.7131e-05 | 5.1197e-05 | 5.3398e-05 | 4.5266e-06 | 0.00012106 | 7.367e-06 | 4.2239e-05 | 4.6963e-06 | 9.5032e-06 | 2.346e-06
6260 | 1.4546e-05 | 6.9494e-05 | 3.5137e-05 | 1.254e-05 | 0 | 5.1565e-05 | 2.7626e-05 | 3.1929e-05 | 6.0089e-05 | 7.6792e-06 | 2.708e-06 | 3.7975e-05 | 6.8904e-07 | 8.3341e-05 | 7.5009e-06 | 1.9262e-05 | 4.8613e-06 | 9.292e-06 | 6.6418e-06
6261 | 1.754e-06 | 2.771e-05 | 1.406e-05 | 5.3662e-06 | 0 | 3.0148e-05 | 7.2628e-06 | 1.7614e-05 | 2.1663e-05 | 5.3549e-06 | 6.9289e-08 | 2.1195e-05 | 8.9474e-10 | 2.803e-05 | 7.0334e-06 | 1.822e-05 | 4.5346e-06 | 7.1731e-06 | 6.0773e-06
6262 | 2.8757e-07 | 1.2469e-05 | 4.995e-06 | 1.2808e-06 | 0 | 9.1376e-06 | 2.042e-06 | 4.0927e-06 | 7.4984e-06 | 1.4404e-06 | 1.7322e-08 | 8.2786e-06 | 8.9474e-10 | 6.5505e-06 | 2.9866e-06 | 0 | 1.8115e-06 | 4.1121e-06 | 1.2169e-06
6263 | 4.3271e-08 | 3.5604e-06 | 1.2455e-06 | 0 | 0 | 2.2269e-06 | 7.7461e-07 | 1.2435e-06 | 1.8204e-06 | 8.8487e-09 | 0 | 1.7185e-06 | 8.4106e-10 | 3.7317e-07 | 0 | 0 | 0 | 6.2662e-06 | 1.4997e-07
6264 | 0 | 5.5623e-08 | 4.467e-07 | 0 | 0 | 8.5258e-07 | 1.1218e-07 | 1.941e-07 | 3.5536e-07 | 3.4412e-09 | 0 | 2.1725e-07 | 8.9474e-10 | 5.4955e-08 | 0 | 0 | 0 | 8.2546e-06 | 3.4361e-08
6265 | 0 | 4.9842e-07 | 1.8548e-07 | 0 | 0 | 7.7418e-07 | 2.2086e-08 | 1.6121e-08 | 2.71e-08 | 9.3403e-09 | 1.1548e-09 | 1.2993e-08 | 9.1264e-10 | 3.9752e-10 | 0 | 0 | 0 | 8.3279e-06 | 2.4119e-07
6266 | 0 | 5.4703e-07 | 0 | 0 | 0 | 2.8484e-07 | 0 | 0 | 0 | 0 | 0 | 3.4168e-07 | 9.4843e-10 | 2.5302e-10 | 0 | 0 | 0 | 9.5502e-06 | 1.7121e-06
6267 | 0 | 5.4659e-07 | 1.4397e-10 | 0 | 0 | 2.7991e-07 | 0 | 0 | 0 | 2.1139e-08 | 0 | 4.2678e-07 | 9.4843e-10 | 1.2893e-11 | 0 | 0 | 0 | 1.3531e-05 | 2.2248e-06
6268 | 0 | 3.8936e-07 | 0 | 0 | 0 | 2.3446e-07 | 8.3345e-12 | 0 | 2.3565e-10 | 9.3403e-09 | 0 | 4.1849e-07 | 1.0021e-09 | 0 | 0 | 0 | 0 | 1.677e-05 | 2.3739e-06
6269 | 2.4479e-09 | 0 | 2.3036e-10 | 2.4383e-09 | 0 | 1.7155e-08 | 1.2335e-09 | 6.9192e-10 | 9.426e-11 | 0 | 3.4645e-10 | 3.7901e-08 | 5.3327e-09 | 1.4263e-08 | 1.3592e-10 | 0 | 3.0609e-09 | 2.3164e-05 | 4.9279e-06
6270 | 1.0091e-05 | 7.2508e-06 | 5.7163e-06 | 5.5876e-06 | 2.5432e-06 | 7.0868e-06 | 4.3999e-06 | 6.3518e-06 | 6.1531e-06 | 4.0748e-06 | 8.1599e-07 | 4.7215e-06 | 3.7424e-06 | 4.4414e-06 | 2.5381e-06 | 4.2651e-06 | 1.2048e-05 | 2.4049e-05 | 1.4084e-06
6271 | 0.00010026 | 6.8081e-05 | 6.4995e-05 | 8.2377e-05 | 4.3881e-05 | 6.8857e-05 | 5.2436e-05 | 7.6572e-05 | 4.9065e-05 | 7.7273e-05 | 3.8643e-05 | 8.1181e-05 | 6.8044e-05 | 8.5576e-05 | 3.949e-05 | 5.1349e-05 | 9.3848e-05 | 1.7268e-05 | 1.004e-06
6272 | 0.00022901 | 0.00015471 | 0.00013637 | 0.00021673 | 0.00020364 | 0.0001855 | 0.00015117 | 0.00020232 | 0.00013003 | 0.00022249 | 0.00013194 | 0.00021779 | 0.00019548 | 0.00023065 | 0.00011352 | 0.00015964 | 0.0002221 | 1.1957e-05 | 1.0413e-06
6273 | 0.00033527 | 0.00026893 | 0.00024588 | 0.00032863 | 0.0002526 | 0.00030893 | 0.00023326 | 0.00031274 | 0.00018305 | 0.00035433 | 0.00030045 | 0.00034813 | 0.00030972 | 0.00034345 | 0.00028265 | 0.00024002 | 0.00033656 | 1.325e-05 | 1.1669e-06
6274 | 0.00043862 | 0.00032367 | 0.00036644 | 0.00037079 | 0.00032446 | 0.00036169 | 0.00031842 | 0.00035876 | 0.00020219 | 0.00043832 | 0.00030167 | 0.00039482 | 0.00039806 | 0.00032965 | 0.00043861 | 0.00035896 | 0.00037852 | 1.1933e-05 | 1.4932e-05
6275 | 0.00048305 | 0.00031402 | 0.00036868 | 0.0003936 | 0.00035089 | 0.00038466 | 0.00038601 | 0.00040027 | 0.00026014 | 0.00039748 | 0.00037239 | 0.00031727 | 0.00044808 | 0.00035842 | 0.00039005 | 0.00043335 | 0.00046779 | 1.0637e-05 | 2.1404e-05
6276 | 0.00049804 | 0.00031265 | 0.00029007 | 0.00042411 | 0.00028764 | 0.00038894 | 0.0003178 | 0.00040873 | 0.00024137 | 0.00040579 | 0.0003867 | 0.00040268 | 0.00043342 | 0.00036697 | 0.00037685 | 0.0003999 | 0.00050008 | 1.0469e-05 | 4.7903e-06
6277 | 0.00048994 | 0.00028694 | 0.0003573 | 0.00041535 | 0.00033676 | 0.00034628 | 0.00032434 | 0.00042943 | 0.00019478 | 0.00041114 | 0.00034875 | 0.00039977 | 0.00045562 | 0.00035181 | 0.00033231 | 0.0003428 | 0.0004354 | 2.4829e-05 | 2.8723e-06
6278 | 0.00043533 | 0.00024244 | 0.00036313 | 0.00037883 | 0.00025471 | 0.0002398 | 0.00034834 | 0.0003864 | 0.00014302 | 0.00031627 | 0.0003105 | 0.00035034 | 0.00043158 | 0.00036009 | 0.00027823 | 0.00024538 | 0.00035945 | 2.8872e-05 | 4.018e-06
6279 | 0.00033877 | 0.00019647 | 0.00031229 | 9.9887e-05 | 0.00010794 | 0.00010353 | 0.00029546 | 0.00031528 | 0.00012916 | 0.0001929 | 0.00030654 | 0.0003006 | 0.00030527 | 0.00033661 | 0.00024865 | 0.00022418 | 0.00030149 | 2.9042e-05 | 5.9928e-06
6280 | 0.00017869 | 0.00014773 | 0.00021283 | 3.3999e-05 | 0.00014134 | 4.4982e-05 | 0.00020068 | 0.00017163 | 0.00012818 | 8.7811e-05 | 0.00027548 | 0.00022069 | 0.00019954 | 0.00023445 | 0.00021965 | 0.00017353 | 7.4351e-05 | 2.7062e-05 | 1.8242e-05
6281 | 5.2425e-05 | 0.00011398 | 0.00013827 | 3.5466e-05 | 3.8613e-05 | 3.5067e-05 | 0.00010358 | 7.6151e-05 | 9.3157e-05 | 7.5366e-05 | 0.00016926 | 0.00010508 | 8.4161e-05 | 0.00019029 | 7.7578e-05 | 7.9949e-05 | 1.981e-05 | 2.7005e-05 | 1.3111e-05
6282 | 1.6178e-05 | 9.224e-05 | 7.3756e-05 | 3.9872e-05 | 8.7723e-06 | 5.7902e-05 | 4.5867e-05 | 4.1633e-05 | 5.7317e-05 | 4.6982e-05 | 9.6787e-05 | 5.6819e-05 | 1.1087e-05 | 0.00014352 | 6.6878e-06 | 2.6433e-05 | 2.6341e-06 | 3.3426e-05 | 2.1649e-05
6283 | 1.482e-05 | 7.7201e-05 | 6.3593e-05 | 2.8299e-05 | 0 | 5.5024e-05 | 3.5819e-05 | 3.9877e-05 | 5.7208e-05 | 1.7189e-05 | 5.6473e-05 | 5.1196e-05 | 6.7525e-06 | 0.00013351 | 7.3905e-06 | 2.0126e-05 | 4.6963e-06 | 3.4229e-05 | 1.4663e-06
6284 | 1.1789e-05 | 3.326e-05 | 3.1021e-05 | 7.6977e-06 | 0 | 4.0831e-05 | 2.1841e-05 | 2.9358e-05 | 3.1911e-05 | 1.1916e-05 | 8.2709e-06 | 3.5167e-05 | 6.0086e-06 | 9.4815e-05 | 7.5209e-06 | 2.9881e-07 | 4.868e-06 | 3.5105e-05 | 1.0383e-05
6285 | 1.639e-06 | 1.4396e-05 | 1.2503e-05 | 5.2777e-06 | 0 | 2.1397e-05 | 6.3188e-06 | 1.6633e-05 | 9.8548e-06 | 6.9797e-06 | 0 | 1.8906e-05 | 4.3869e-06 | 3.4431e-05 | 7.5317e-06 | 0 | 4.5424e-06 | 5.2419e-05 | 8.3259e-06
6286 | 3.0834e-07 | 6.4602e-06 | 4.4786e-06 | 9.1642e-07 | 0 | 5.9379e-06 | 2.0875e-06 | 4.6505e-06 | 2.3737e-06 | 4.6603e-07 | 0 | 6.4419e-06 | 6.379e-07 | 9.7236e-06 | 6.062e-06 | 0 | 1.807e-06 | 5.181e-05 | 4.9346e-07
6287 | 1.0657e-07 | 2.6723e-06 | 1.1364e-06 | 0 | 0 | 1.1901e-06 | 4.7415e-07 | 1.5479e-06 | 6.537e-07 | 0 | 0 | 1.5294e-06 | 8.2316e-10 | 1.6605e-06 | 2.5009e-07 | 0 | 0 | 5.7444e-05 | 2.0696e-06
6288 | 0 | 1.0038e-07 | 2.0434e-07 | 0 | 0 | 9.6701e-08 | 0 | 2.3187e-07 | 1.9088e-08 | 0 | 0 | 2.1863e-07 | 8.7685e-10 | 2.3606e-08 | 0 | 0 | 0 | 5.4578e-05 | 1.7549e-05
6289 | 0 | 4.9973e-07 | 2.4475e-09 | 0 | 0 | 2.3136e-07 | 0 | 2.7735e-08 | 0 | 0 | 0 | 1.2993e-08 | 9.1264e-10 | 4.6199e-10 | 0 | 0 | 0 | 5.6737e-05 | 4.2562e-05
6290 | 0 | 5.4834e-07 | 0 | 0 | 0 | 2.8029e-07 | 8.3345e-12 | 0 | 0 | 0 | 0 | 3.4168e-07 | 1.1095e-09 | 2.2562e-10 | 0 | 0 | 0 | 5.4833e-05 | 5.4799e-05
6291 | 0 | 5.4659e-07 | 1.1998e-10 | 0 | 0 | 1.3617e-07 | 8.3345e-12 | 0 | 2.3565e-10 | 0 | 0 | 4.2746e-07 | 1.0021e-09 | 2.5785e-11 | 0 | 0 | 0 | 4.0635e-05 | 5.5874e-05
6292 | 0 | 1.1869e-07 | 2.3995e-11 | 0 | 0 | 0 | 0 | 0 | 0 | 0 | 0 | 2.7891e-07 | 1.0021e-09 | 6.4463e-11 | 0 | 0 | 0 | 3.7562e-05 | 2.572e-05
6293 | 2.5468e-09 | 0 | 2.0876e-10 | 2.4843e-09 | 0 | 8.8633e-10 | 1.2085e-09 | 7.0348e-10 | 0 | 0 | 3.4645e-10 | 3.2158e-08 | 5.9769e-09 | 1.9457e-08 | 1.3592e-10 | 0 | 2.9496e-09 | 2.9795e-05 | 1.4938e-05
6294 | 7.6319e-06 | 3.9335e-06 | 3.7794e-06 | 7.7474e-06 | 5.622e-06 | 4.4879e-06 | 1.931e-06 | 5.8673e-06 | 2.7272e-06 | 4.5446e-06 | 5.6283e-07 | 2.4134e-06 | 5.3099e-06 | 5.1958e-06 | 7.5326e-07 | 4.2549e-06 | 1.3484e-05 | 2.6352e-05 | 1.4693e-05
6295 | 9.2832e-05 | 5.0279e-05 | 5.9004e-05 | 4.1205e-05 | 7.7494e-05 | 4.2127e-05 | 3.8028e-05 | 7.0856e-05 | 2.9057e-05 | 7.272e-05 | 2.4009e-05 | 7.457e-05 | 8.5791e-05 | 8.9565e-05 | 3.1906e-05 | 7.0103e-05 | 8.7811e-05 | 2.3503e-05 | 4.1907e-05
6296 | 0.00025981 | 0.00012527 | 0.00018677 | 9.8217e-05 | 0.00017683 | 0.00010397 | 0.00010942 | 0.00020791 | 7.999e-05 | 0.00019207 | 8.0249e-05 | 0.0002307 | 0.00022985 | 0.0002422 | 0.00011035 | 0.00014605 | 0.00017902 | 1.966e-05 | 4.5231e-05
6297 | 0.00036592 | 0.00022247 | 0.00031347 | 0.00028081 | 0.0003468 | 0.00018281 | 0.00020727 | 0.00033566 | 0.00017833 | 0.00034693 | 0.00016989 | 0.00033324 | 0.00036305 | 0.00036819 | 0.00019892 | 0.000305 | 0.0003351 | 1.7666e-05 | 5.7728e-05
6298 | 0.00042097 | 0.00029145 | 0.00030946 | 0.00039743 | 0.00043475 | 0.00025375 | 0.00027516 | 0.00040837 | 0.00025403 | 0.00044655 | 0.00025146 | 0.00041112 | 0.00044197 | 0.0003693 | 0.00025961 | 0.00041661 | 0.00046858 | 1.93e-05 | 8.4098e-05
6299 | 0.00048487 | 0.00030499 | 0.00033601 | 0.00037482 | 0.00041498 | 0.00031133 | 0.00034697 | 0.00046388 | 0.00030135 | 0.00049574 | 0.00031116 | 0.00045641 | 0.0004349 | 0.00039464 | 0.00040009 | 0.00043345 | 0.00052235 | 2.4611e-05 | 8.0807e-05
6300 | 0.00050288 | 0.00030719 | 0.00028483 | 0.00032934 | 0.00046632 | 0.0003305 | 0.00031829 | 0.00047385 | 0.00029322 | 0.00050571 | 0.00026177 | 0.00046584 | 0.00038159 | 0.00042921 | 0.00029045 | 0.00037396 | 0.00048772 | 3.0692e-05 | 8.4394e-05
6301 | 0.00047709 | 0.00025623 | 0.00025985 | 0.00035244 | 0.00031342 | 0.00030012 | 0.0002679 | 0.00045662 | 0.00027222 | 0.00047983 | 0.00022812 | 0.00044887 | 0.00034467 | 0.00045012 | 0.00024093 | 0.00032527 | 0.00048761 | 4.8413e-05 | 7.64e-05
6302 | 0.00043562 | 0.0002089 | 0.00028296 | 0.00032589 | 0.00027957 | 0.0002553 | 0.00024168 | 0.00040213 | 0.00021907 | 0.00043411 | 0.00033043 | 0.00037789 | 0.00030355 | 0.00043251 | 0.00030333 | 0.00035089 | 0.0004141 | 5.2138e-05 | 9.4625e-05
6303 | 0.00033949 | 0.00019647 | 0.00020245 | 0.00026292 | 0.00019717 | 0.00019109 | 0.0002337 | 0.00032123 | 0.00015924 | 0.00035343 | 0.00023023 | 0.00025138 | 9.3927e-05 | 0.00037621 | 0.000201 | 0.00025736 | 0.0003379 | 5.1496e-05 | 6.4264e-05
6304 | 0.00020294 | 0.00014904 | 0.00014573 | 0.00017824 | 0.0001243 | 0.00014527 | 0.00016108 | 0.00019049 | 0.00014205 | 0.00020721 | 0.0002322 | 0.0002042 | 6.5159e-05 | 0.00025133 | 0.00015963 | 0.00014774 | 0.00019965 | 4.6757e-05 | 4.0102e-05
6305 | 7.5901e-05 | 0.00012254 | 0.00012239 | 6.0265e-05 | 4.1705e-05 | 7.49e-05 | 8.2042e-05 | 0.00010096 | 8.6522e-05 | 9.5239e-05 | 0.00014072 | 0.00011867 | 1.9577e-05 | 0.0001952 | 5.3331e-05 | 7.6569e-05 | 3.9635e-05 | 4.1423e-05 | 3.1241e-05
6306 | 2.4174e-05 | 9.2453e-05 | 7.5197e-05 | 4.0518e-05 | 1.0071e-06 | 5.845e-05 | 4.3626e-05 | 4.3494e-05 | 7.0411e-05 | 3.581e-05 | 6.5019e-05 | 6.013e-05 | 7.0274e-06 | 0.00014071 | 6.4824e-06 | 2.6699e-05 | 4.6692e-06 | 4.3663e-05 | 6.7806e-05
6307 | 1.8789e-05 | 7.7369e-05 | 6.0967e-05 | 2.499e-05 | 0 | 5.5444e-05 | 3.5998e-05 | 4.1589e-05 | 6.6323e-05 | 2.6244e-05 | 1.8666e-05 | 5.4077e-05 | 6.5249e-06 | 0.00013302 | 7.3834e-06 | 2.2655e-05 | 4.7e-06 | 5.379e-05 | 7.5114e-05
6308 | 1.4648e-05 | 3.3092e-05 | 2.2464e-05 | 5.0332e-06 | 0 | 3.6818e-05 | 1.446e-05 | 3.2164e-05 | 3.5245e-05 | 1.2433e-05 | 2.9794e-07 | 3.7461e-05 | 5.5313e-06 | 0.00010173 | 7.5245e-06 | 0 | 4.8719e-06 | 7.1033e-05 | 6.4991e-05
6309 | 3.0032e-06 | 1.3025e-05 | 1.0574e-05 | 5.0679e-06 | 0 | 1.4015e-05 | 4.308e-06 | 1.9513e-05 | 1.4741e-05 | 9.7675e-06 | 0 | 2.0812e-05 | 3.6255e-06 | 4.2439e-05 | 5.5709e-06 | 0 | 4.5435e-06 | 9.3117e-05 | 2.3984e-05
6310 | 3.0809e-07 | 7.5785e-06 | 4.1022e-06 | 1.7335e-06 | 0 | 3.4442e-06 | 1.2129e-06 | 7.5866e-06 | 4.7508e-06 | 5.3254e-06 | 0 | 9.3331e-06 | 5.2611e-09 | 9.9879e-06 | 7.249e-07 | 0 | 1.8232e-06 | 9.3797e-05 | 2.5105e-05
6311 | 1.088e-07 | 2.1699e-06 | 7.6303e-07 | 0 | 0 | 4.7377e-07 | 2.2345e-07 | 1.5344e-06 | 8.5421e-07 | 7.7721e-07 | 0 | 2.2095e-06 | 9.8422e-10 | 8.9125e-07 | 0 | 0 | 0 | 9.8159e-05 | 2.8129e-05
6312 | 0 | 1.5767e-09 | 3.69e-07 | 0 | 0 | 0 | 3.793e-08 | 2.0268e-07 | 3.469e-07 | 0 | 0 | 2.5108e-07 | 9.6632e-10 | 1.5523e-07 | 0 | 0 | 0 | 9.2159e-05 | 5.9302e-05
6313 | 0 | 4.9929e-07 | 5.3678e-08 | 0 | 0 | 2.3749e-07 | 0 | 2.7735e-08 | 9.8973e-09 | 0 | 1.1548e-09 | 1.5254e-08 | 1.0021e-09 | 2.8046e-08 | 0 | 0 | 0 | 8.1268e-05 | 0.00010591
6314 | 0 | 5.5053e-07 | 0 | 0 | 0 | 2.4355e-07 | 0 | 0 | 2.3565e-10 | 0 | 0 | 3.4312e-07 | 1.1453e-09 | 2.3851e-10 | 0 | 0 | 0 | 7.8409e-05 | 0.00011031
6315 | 0 | 2.9519e-07 | 1.1998e-10 | 0 | 0 | 2.5189e-08 | 0 | 0 | 1.4139e-08 | 0 | 0 | 4.2811e-07 | 9.8422e-10 | 1.7405e-10 | 0 | 0 | 0 | 7.4147e-05 | 0.00010303
6316 | 0 | 0 | 0 | 0 | 0 | 0 | 0 | 0 | 0 | 0 | 0 | 4.2814e-07 | 9.6632e-10 | 1.0744e-11 | 0 | 0 | 0 | 9.155e-05 | 9.7532e-05
6317 | 1.9039e-09 | 1.5767e-09 | 3.8393e-11 | 2.6223e-09 | 0 | 9.1474e-10 | 1.1585e-09 | 9.5627e-10 | 9.426e-11 | 0 | 3.4645e-10 | 7.0023e-08 | 5.8337e-09 | 3.856e-09 | 2.7184e-10 | 0 | 3.0609e-09 | 0.00010792 | 8.363e-05
6318 | 1.0855e-05 | 3.3239e-06 | 3.0693e-06 | 5.7742e-06 | 2.0333e-06 | 3.0818e-06 | 1.0997e-06 | 4.1963e-06 | 9.4154e-07 | 8.8487e-09 | 6.4849e-07 | 5.6906e-07 | 3.6959e-07 | 5.2052e-07 | 4.9008e-07 | 3.9213e-06 | 5.7981e-06 | 0.00010029 | 7.0334e-05
6319 | 4.1666e-05 | 4.549e-05 | 3.9099e-05 | 4.1324e-05 | 3.5868e-05 | 3.5357e-05 | 3.1767e-05 | 1.0601e-05 | 2.658e-05 | 1.963e-06 | 3.1878e-05 | 1.157e-06 | 5.4413e-06 | 2.0775e-05 | 3.9728e-05 | 3.8269e-05 | 7.0502e-05 | 9.048e-05 | 0.00011111
6320 | 4.7513e-05 | 9.3752e-05 | 4.072e-05 | 1.6669e-05 | 6.405e-06 | 6.8654e-05 | 7.3075e-05 | 1.7101e-05 | 0.00010119 | 3.5417e-05 | 9.0034e-05 | 3.0786e-05 | 1.6423e-05 | 6.3797e-05 | 6.6557e-05 | 2.3264e-05 | 9.924e-05 | 9.1888e-05 | 0.00010831
6321 | 9.1796e-05 | 5.6727e-05 | 2.4395e-05 | 3.0373e-05 | 1.0487e-05 | 8.2608e-05 | 9.6877e-05 | 3.3065e-05 | 0.0001324 | 8.6029e-05 | 0.00010721 | 6.4233e-05 | 4.6658e-05 | 8.1043e-05 | 0.00014349 | 9.1408e-06 | 0.0001197 | 0.00010085 | 9.989e-05
6322 | 9.8416e-05 | 5.0324e-05 | 2.6528e-05 | 3.0482e-05 | 1.3356e-05 | 8.2262e-05 | 0.00010928 | 2.6854e-05 | 0.00012265 | 4.9676e-05 | 7.2845e-05 | 8.3382e-05 | 5.9662e-05 | 8.9024e-05 | 8.5816e-05 | 7.8592e-06 | 0.00013082 | 0.00013948 | 0.00011661
6323 | 8.0746e-05 | 5.8338e-05 | 3.6851e-05 | 2.9887e-05 | 1.0621e-05 | 6.4367e-05 | 0.00011078 | 3.6087e-05 | 0.00011575 | 0.00010724 | 0.00013765 | 0.00010105 | 0.00014066 | 0.00016393 | 0.00011162 | 7.8503e-06 | 0.00010025 | 0.0001466 | 0.00011368
6324 | 7.4874e-05 | 5.928e-05 | 0.00014188 | 6.7602e-05 | 5.3013e-05 | 7.2199e-05 | 0.00010384 | 3.7384e-05 | 0.0001105 | 0.00020208 | 6.4619e-05 | 0.00012336 | 0.00023297 | 0.00022564 | 0.0001934 | 3.4669e-05 | 0.00010276 | 0.00015925 | 0.00011186
6325 | 4.2446e-05 | 7.6889e-05 | 0.00010479 | 2.6222e-05 | 0.00012803 | 8.0338e-05 | 7.9823e-05 | 1.7077e-05 | 0.00010421 | 0.00016613 | 1.5912e-05 | 0.00011044 | 0.00025006 | 0.00019231 | 8.4743e-05 | 8.9994e-05 | 7.1598e-05 | 0.00018178 | 0.00011372
6326 | 1.7534e-05 | 6.8759e-05 | 7.4605e-05 | 2.6679e-06 | 5.8551e-05 | 4.3716e-05 | 3.9293e-05 | 1.494e-05 | 7.9232e-05 | 0.00016641 | 1.0822e-06 | 8.6946e-05 | 0.00018243 | 0.00016966 | 1.787e-05 | 8.0278e-05 | 2.6334e-05 | 0.00019238 | 0.00011742
6327 | 3.6706e-06 | 3.9938e-05 | 6.0389e-05 | 2.3754e-05 | 5.9228e-05 | 3.5205e-05 | 2.2746e-05 | 3.1072e-05 | 3.7688e-05 | 0.00010078 | 1.8338e-06 | 4.5817e-05 | 0.00014757 | 0.00012209 | 1.3491e-06 | 8.1077e-05 | 8.521e-06 | 0.00017852 | 0.00011316
6328 | 1.0473e-05 | 4.2341e-05 | 3.2365e-05 | 3.1932e-05 | 4.6293e-05 | 4.1778e-05 | 2.4453e-05 | 2.6633e-05 | 3.5888e-05 | 7.9307e-05 | 2.2012e-05 | 4.877e-05 | 9.9917e-05 | 0.00010999 | 1.043e-06 | 4.8516e-05 | 9.2828e-07 | 0.00016207 | 0.00010337
6329 | 9.8041e-06 | 3.6781e-05 | 4.106e-05 | 1.2012e-05 | 6.6935e-06 | 1.8476e-05 | 1.7464e-05 | 1.2265e-05 | 3.2634e-05 | 1.8546e-05 | 8.4289e-06 | 3.8228e-05 | 3.7078e-05 | 0.00014689 | 4.7119e-09 | 1.0089e-05 | 5.3926e-06 | 0.00014912 | 9.5602e-05
6330 | 7.6368e-07 | 4.5342e-06 | 3.3636e-06 | 7.4321e-07 | 0 | 1.5964e-05 | 4.5049e-06 | 3.0458e-06 | 2.3725e-05 | 1.2656e-05 | 4.5407e-07 | 1.1446e-05 | 5.6414e-06 | 0.00012038 | 1.8088e-06 | 1.0998e-07 | 7.9147e-07 | 0.00014242 | 9.6493e-05
6331 | 1.8297e-09 | 1.2434e-06 | 1.5087e-06 | 2.4843e-09 | 0 | 2.6717e-06 | 1.8857e-06 | 1.2011e-06 | 1.4779e-05 | 6.8196e-06 | 3.4645e-10 | 6.3408e-06 | 4.9135e-06 | 7.9774e-05 | 3.063e-06 | 0 | 3.1722e-09 | 0.00016375 | 9.0731e-05
6332 | 0 | 3.5698e-06 | 1.0391e-06 | 0 | 0 | 1.2855e-06 | 3.7609e-07 | 2.0373e-07 | 1.8303e-06 | 1.0523e-06 | 1.1548e-09 | 1.5626e-06 | 1.768e-06 | 2.5452e-05 | 0 | 0 | 0 | 0.00016044 | 9.3454e-05
6333 | 0 | 1.0573e-07 | 4.5094e-07 | 0 | 0 | 3.3862e-08 | 2.176e-07 | 0 | 7.3523e-08 | 3.9819e-07 | 0 | 6.6147e-07 | 1.1721e-08 | 2.1543e-06 | 0 | 0 | 0 | 0.00015025 | 9.867e-05
6334 | 0 | 3.3286e-08 | 2.8576e-07 | 0 | 0 | 0 | 1.0356e-07 | 4.3821e-07 | 0 | 0 | 0 | 3.2571e-07 | 1.1274e-09 | 1.2514e-07 | 0 | 0 | 0 | 0.00015134 | 0.00010861
6335 | 0 | 2.8468e-08 | 0 | 0 | 0 | 1.1983e-08 | 3.0504e-08 | 5.547e-09 | 0 | 0 | 0 | 6.4604e-10 | 1.4495e-09 | 7.9773e-09 | 0 | 0 | 0 | 0.00016443 | 0.000111
6336 | 0 | 5.6937e-09 | 7.5105e-09 | 0 | 0 | 0 | 0 | 0 | 0 | 0 | 0 | 0 | 1.02e-09 | 2.3207e-09 | 0 | 0 | 0 | 0.00017502 | 0.00010995
6337 | 0 | 7.1828e-08 | 0 | 0 | 0 | 1.1363e-09 | 0 | 0 | 0 | 0 | 0 | 0 | 1.1632e-09 | 0 | 0 | 0 | 0 | 0.00018061 | 0.00011422
6338 | 0 | 0 | 0 | 0 | 0 | 0 | 0 | 0 | 0 | 0 | 0 | 1.2598e-07 | 1.02e-09 | 0 | 0 | 0 | 0 | 0.00020522 | 0.0001116
6339 | 0 | 0 | 2.3995e-11 | 0 | 0 | 0 | 0 | 0 | 0 | 0 | 0 | 0 | 1.0379e-09 | 8.0579e-12 | 0 | 0 | 0 | 0.00022114 | 0.00012319
6340 | 0 | 0 | 0 | 0 | 0 | 0 | 0 | 0 | 0 | 0 | 0 | 0 | 9.8422e-10 | 0 | 0 | 0 | 0 | 0.00022577 | 0.00012007
6341 | 2.1883e-09 | 0 | 1.5837e-10 | 2.4383e-09 | 0 | 8.5224e-10 | 1.2502e-09 | 8.9416e-10 | 9.426e-11 | 0 | 1.5013e-09 | 1.7945e-10 | 6.9298e-09 | 6.9558e-09 | 2.7184e-10 | 0 | 3.6174e-09 | 0.00020883 | 0.0001169
6342 | 4.2059e-08 | 4.2046e-09 | 3.5873e-09 | 2.2631e-07 | 0 | 6.9515e-08 | 4.4214e-08 | 1.2871e-06 | 1.3535e-08 | 1.7534e-07 | 4.5197e-08 | 4.054e-08 | 1.6464e-06 | 1.5361e-06 | 6.7189e-08 | 0 | 8.2909e-07 | 0.00021958 | 0.00011452
6343 | 8.2759e-08 | 3.6226e-07 | 1.2054e-06 | 2.8198e-06 | 6.3959e-08 | 2.1914e-06 | 5.045e-06 | 2.1348e-05 | 3.5266e-06 | 2.2461e-05 | 2.6449e-06 | 1.2218e-06 | 4.314e-05 | 2.605e-05 | 1.9376e-06 | 2.3708e-07 | 8.6001e-06 | 0.00020812 | 0.00011626
6344 | 1.1918e-06 | 7.5586e-06 | 1.0006e-05 | 2.5957e-05 | 3.1333e-07 | 1.2767e-05 | 3.1196e-05 | 7.0787e-05 | 2.0764e-05 | 4.4295e-05 | 3.4383e-05 | 9.8171e-06 | 6.3766e-05 | 7.3918e-05 | 1.8572e-05 | 6.2818e-06 | 6.2904e-06 | 0.00020279 | 0.00011994
6345 | 1.1036e-05 | 1.8891e-05 | 3.6518e-05 | 6.1162e-05 | 3.9387e-06 | 2.6768e-05 | 6.1864e-05 | 9.2384e-05 | 4.7688e-05 | 8.5028e-05 | 7.4566e-05 | 2.59e-05 | 6.5946e-05 | 8.2342e-05 | 6.3995e-05 | 1.1168e-05 | 1.9265e-05 | 0.00021594 | 0.00011505
6346 | 2.1518e-05 | 3.5547e-05 | 6.0618e-05 | 9.0766e-05 | 3.4739e-05 | 5.1396e-05 | 8.8278e-05 | 8.6611e-05 | 5.5731e-05 | 2.3667e-05 | 8.3453e-05 | 8.9792e-05 | 8.1313e-05 | 6.9438e-05 | 6.681e-05 | 3.0617e-05 | 1.744e-05 | 0.00022206 | 0.00010914
6347 | 2.7348e-05 | 5.5015e-05 | 7.3317e-05 | 5.0227e-05 | 7.9837e-05 | 4.5037e-05 | 0.00016175 | 3.4076e-05 | 8.0271e-05 | 5.9948e-05 | 0.00021935 | 6.3755e-05 | 9.1981e-05 | 8.9004e-05 | 0.00012572 | 8.2384e-05 | 2.2986e-05 | 0.00018165 | 0.00011798
6348 | 4.4881e-05 | 4.8685e-05 | 7.8084e-05 | 9.8896e-06 | 3.5474e-05 | 2.8833e-05 | 0.00019606 | 2.9384e-05 | 8.735e-05 | 0.00011133 | 0.00023233 | 5.5414e-05 | 6.4589e-05 | 0.00010238 | 0.00022622 | 6.2627e-05 | 2.942e-05 | 0.00014929 | 0.00012062
6349 | 3.1323e-05 | 3.2595e-05 | 9.6383e-05 | 3.6202e-05 | 2.6561e-05 | 2.9867e-05 | 0.00012896 | 2.7837e-05 | 6.242e-05 | 0.00013901 | 0.00019536 | 8.3596e-05 | 1.6291e-05 | 5.8458e-05 | 0.00017854 | 3.3072e-05 | 1.7393e-05 | 0.00014758 | 0.00011883
6350 | 2.5933e-05 | 3.9349e-05 | 0.00014011 | 3.6807e-05 | 4.7197e-05 | 3.9869e-05 | 0.00013458 | 2.3445e-05 | 5.1679e-05 | 6.3245e-05 | 0.00011375 | 7.7074e-05 | 2.7519e-06 | 1.9245e-05 | 0.00011542 | 5.5037e-05 | 1.6354e-05 | 0.0001488 | 0.00012387
6351 | 7.2025e-06 | 4.4254e-05 | 8.3694e-05 | 4.1438e-05 | 3.7957e-05 | 3.8227e-05 | 0.00011391 | 1.7296e-05 | 5.0755e-05 | 7.2654e-06 | 0.00010064 | 5.9023e-05 | 4.8652e-06 | 4.7998e-06 | 8.2966e-05 | 4.7593e-05 | 1.077e-05 | 0.00014543 | 0.00012349
6352 | 2.5068e-06 | 4.2967e-05 | 6.4163e-05 | 1.8276e-05 | 2.8841e-05 | 2.9897e-05 | 8.2545e-05 | 8.6711e-06 | 4.7497e-05 | 1.5172e-05 | 0.00010527 | 4.8738e-05 | 1.3984e-05 | 1.8334e-05 | 4.8881e-05 | 4.1418e-05 | 5.7144e-06 | 0.00017472 | 0.00012112
6353 | 1.7345e-06 | 2.632e-05 | 6.4739e-05 | 8.7888e-06 | 6.4794e-06 | 6.504e-06 | 4.543e-05 | 6.4142e-06 | 2.8157e-05 | 9.0554e-06 | 8.1788e-05 | 2.3431e-05 | 6.3217e-06 | 7.1607e-05 | 2.1958e-05 | 1.4583e-05 | 4.4869e-07 | 0.00022242 | 0.00010539
6354 | 2.2995e-09 | 1.5275e-06 | 1.0773e-05 | 1.824e-06 | 2.0865e-07 | 6.6866e-06 | 2.1427e-05 | 2.8829e-06 | 2.1591e-05 | 8.5384e-06 | 1.1095e-05 | 8.4684e-06 | 1.8288e-06 | 1.2177e-05 | 4.3449e-06 | 1.3689e-06 | 1.8922e-08 | 0.00030651 | 4.3037e-05
6355 | 1.8792e-09 | 4.0856e-07 | 3.07e-06 | 2.4843e-09 | 0 | 7.2289e-07 | 7.6607e-06 | 2.56e-06 | 2.0336e-05 | 2.1043e-06 | 1.3127e-06 | 2.6024e-06 | 7.8111e-07 | 6.0732e-07 | 6.5967e-06 | 0 | 3.1166e-09 | 0.00031255 | 7.2662e-05
6356 | 0 | 8.3771e-07 | 1.0296e-06 | 0 | 0 | 5.9883e-07 | 6.1322e-07 | 2.9163e-07 | 1.3837e-06 | 2.7898e-07 | 0 | 1.0949e-06 | 9.3053e-10 | 1.0939e-07 | 1.8503e-06 | 0 | 0 | 0.00029563 | 9.9732e-05
6357 | 0 | 3.241e-08 | 3.8911e-07 | 0 | 0 | 0 | 6.0771e-07 | 0 | 0 | 0 | 1.1548e-09 | 1.5483e-07 | 9.1264e-10 | 8.3222e-08 | 0 | 0 | 0 | 0.00028204 | 0.00011391
6358 | 0 | 3.3286e-08 | 2.0581e-07 | 0 | 0 | 0 | 0 | 0 | 0 | 0 | 0 | 1.1665e-08 | 8.9474e-10 | 1.1281e-08 | 0 | 0 | 0 | 0.00023794 | 0.00012027
6359 | 0 | 2.7592e-08 | 7.5585e-09 | 0 | 0 | 0 | 0 | 0 | 0 | 0 | 0 | 3.0148e-09 | 9.1264e-10 | 0 | 0 | 0 | 0 | 0.0002081 | 0.00011125
6360 | 0 | 5.6937e-09 | 2.3995e-11 | 0 | 0 | 0 | 0 | 0 | 0 | 0 | 0 | 0 | 9.8422e-10 | 0 | 0 | 0 | 0 | 0.0001945 | 0.00010235
6361 | 0 | 1.0949e-08 | 0 | 0 | 0 | 0 | 0 | 0 | 0 | 0 | 0 | 0 | 9.4843e-10 | 0 | 0 | 0 | 0 | 0.00019188 | 0.00011953
6362 | 0 | 0 | 0 | 0 | 0 | 0 | 0 | 0 | 0 | 0 | 0 | 0 | 1.0021e-09 | 1.8802e-11 | 0 | 0 | 0 | 0.00019207 | 0.00010031
6363 | 0 | 0 | 0 | 0 | 0 | 1.8939e-10 | 0 | 0 | 0 | 0 | 0 | 1.0337e-07 | 9.4843e-10 | 0 | 0 | 0 | 0 | 0.00017776 | 8.6863e-05
6364 | 0 | 0 | 0 | 0 | 0 | 0 | 0 | 0 | 0 | 0 | 0 | 0 | 9.8422e-10 | 0 | 0 | 0 | 0 | 0.00019826 | 9.4569e-05
6365 | 2.0214e-09 | 0 | 3.8393e-11 | 2.7603e-09 | 0 | 1.106e-09 | 1.271e-09 | 8.0171e-10 | 0 | 0 | 3.4645e-10 | 1.7945e-10 | 5.0464e-09 | 3.8145e-08 | 2.7184e-10 | 0 | 4.0627e-09 | 0.00020384 | 8.3479e-05
6366 | 1.4264e-06 | 3.772e-06 | 2.6912e-06 | 1.6213e-06 | 8.9542e-07 | 2.8801e-06 | 4.2686e-06 | 1.4703e-06 | 4.0957e-06 | 3.9183e-07 | 2.1607e-06 | 1.2127e-06 | 6.4573e-07 | 2.9913e-07 | 2.7144e-06 | 2.773e-06 | 2.5128e-06 | 0.00018601 | 9.8602e-05
6367 | 1.6246e-05 | 5.0645e-05 | 5.2708e-05 | 4.1775e-05 | 3.8726e-05 | 4.1244e-05 | 6.4219e-05 | 2.0805e-05 | 5.3018e-05 | 2.2638e-05 | 4.7106e-05 | 6.358e-05 | 2.2907e-05 | 1.527e-05 | 6.0057e-05 | 3.3457e-05 | 2.4787e-05 | 0.00017136 | 9.8144e-05
6368 | 5.1851e-05 | 0.00013795 | 0.00015699 | 0.00012475 | 0.00013133 | 0.00012116 | 0.00018663 | 6.7919e-05 | 0.00013205 | 0.00011346 | 0.00012127 | 0.00015166 | 7.6437e-05 | 6.1085e-05 | 0.00014293 | 0.00010038 | 5.9733e-05 | 0.00015986 | 9.235e-05
6369 | 0.00012573 | 0.00022851 | 0.00023612 | 0.00015495 | 0.00031517 | 0.00020235 | 0.00029405 | 0.00012768 | 0.00021199 | 0.00014681 | 0.00022449 | 0.00024664 | 0.00013501 | 0.00010706 | 0.00031359 | 0.00017585 | 7.6444e-05 | 0.00015087 | 7.3656e-05
6370 | 0.00014332 | 0.0002661 | 0.00030796 | 0.00019061 | 0.00030056 | 0.0002487 | 0.0003851 | 0.00014153 | 0.00025839 | 0.00018202 | 0.00034033 | 0.00025996 | 0.00016501 | 0.00014032 | 0.00046407 | 0.00025211 | 0.00010183 | 0.00015305 | 6.6805e-05
6371 | 0.00014327 | 0.00033101 | 0.00028535 | 0.00023275 | 0.00036895 | 0.00025328 | 0.00044264 | 0.00016965 | 0.00028029 | 0.00011272 | 0.00040294 | 0.00028213 | 0.00019755 | 0.00015217 | 0.00051981 | 0.00045368 | 0.00012691 | 0.00015258 | 7.5291e-05
6372 | 0.00015645 | 0.00028227 | 0.00029918 | 0.00024344 | 0.00039537 | 0.0002527 | 0.00043648 | 0.00017393 | 0.00028179 | 0.00010263 | 0.00043031 | 0.00020805 | 0.00020104 | 0.00013546 | 0.00052186 | 0.00043451 | 0.00010616 | 0.00015268 | 6.6811e-05
6373 | 0.00014987 | 0.00021212 | 0.00029185 | 0.00015847 | 0.00021647 | 0.00022631 | 0.00038801 | 0.00014893 | 0.00024097 | 0.00011413 | 0.00040565 | 0.00014909 | 0.00017526 | 0.00012563 | 0.00051149 | 0.00034639 | 8.1458e-05 | 0.00013438 | 7.8464e-05
6374 | 0.00015318 | 0.00017994 | 0.00026385 | 0.00010568 | 0.00026046 | 0.00019068 | 0.00033363 | 0.00012768 | 0.00019025 | 0.00012777 | 0.00032253 | 0.00011767 | 0.00016901 | 0.00012522 | 0.00040753 | 0.00027393 | 9.3319e-05 | 0.00013748 | 8.1763e-05
6375 | 0.0001478 | 0.00014999 | 0.00019338 | 0.00010983 | 0.00023245 | 0.00015203 | 0.00022672 | 0.00010898 | 0.00015435 | 0.00011209 | 0.00020494 | 0.00013948 | 0.00012651 | 9.2171e-05 | 0.00026676 | 0.0002648 | 9.225e-05 | 0.00014766 | 9.0366e-05
6376 | 7.4511e-05 | 0.0001383 | 0.00014969 | 8.775e-05 | 0.00021443 | 0.00011909 | 0.00015246 | 7.608e-05 | 0.00011818 | 7.6153e-05 | 0.00019915 | 0.00010915 | 7.3263e-05 | 6.7545e-05 | 0.0001673 | 0.0002204 | 4.7192e-05 | 0.000179 | 0.00010061
6377 | 2.036e-05 | 0.00011452 | 0.00011917 | 6.5827e-05 | 4.4202e-05 | 6.6988e-05 | 8.1252e-05 | 4.0166e-05 | 7.5441e-05 | 3.5162e-05 | 0.00013476 | 6.4017e-05 | 2.8848e-05 | 0.00013063 | 7.234e-05 | 9.7873e-05 | 1.828e-05 | 0.00018288 | 9.7375e-05
6378 | 7.6127e-06 | 8.6556e-05 | 6.8598e-05 | 2.628e-05 | 1.0117e-06 | 5.3845e-05 | 4.3657e-05 | 1.9345e-05 | 5.6893e-05 | 1.5715e-05 | 6.7807e-05 | 4.3176e-05 | 6.1421e-06 | 6.2941e-05 | 4.8919e-06 | 2.5937e-05 | 8.2297e-07 | 0.00020512 | 9.7723e-05
6379 | 1.2301e-06 | 4.6897e-05 | 5.4182e-05 | 8.0235e-06 | 0 | 4.275e-05 | 4.2172e-05 | 1.1168e-05 | 6.6238e-05 | 1.0015e-05 | 3.8075e-05 | 3.0274e-05 | 1.9248e-06 | 5.8783e-06 | 7.3343e-06 | 2.2042e-05 | 1.959e-08 | 0.00019891 | 0.00010314
6380 | 0 | 2.4691e-05 | 2.154e-05 | 0 | 0 | 2.4177e-05 | 2.948e-05 | 2.9159e-06 | 4.6619e-05 | 2.9766e-06 | 1.1535e-05 | 1.1477e-05 | 8.7685e-10 | 1.2934e-06 | 7.4864e-06 | 6.1733e-07 | 0 | 0.00019538 | 0.00010125
6381 | 0 | 9.675e-06 | 7.8716e-06 | 0 | 0 | 9.5009e-06 | 9.4954e-06 | 4.7361e-07 | 1.6182e-05 | 1.8115e-06 | 4.8502e-08 | 4.2026e-06 | 8.7685e-10 | 1.251e-07 | 7.4973e-06 | 0 | 0 | 0.00019681 | 8.6819e-05
6382 | 0 | 3.8053e-06 | 2.774e-06 | 0 | 0 | 1.158e-06 | 2.3518e-06 | 1.0713e-08 | 2.1838e-06 | 1.3037e-06 | 1.1548e-09 | 6.7064e-07 | 9.3053e-10 | 1.0164e-08 | 6.5042e-06 | 0 | 0 | 0.00017495 | 7.0284e-05
6383 | 0 | 7.1565e-08 | 6.0929e-07 | 0 | 0 | 4.7669e-08 | 8.2862e-07 | 0 | 5.5071e-07 | 0 | 0 | 1.1507e-07 | 9.3053e-10 | 0 | 3.5339e-07 | 0 | 0 | 0.00014514 | 6.8282e-05
6384 | 0 | 5.6937e-09 | 3.8081e-08 | 0 | 0 | 0 | 0 | 0 | 3.252e-07 | 1.0815e-08 | 0 | 5.7605e-08 | 9.4843e-10 | 0 | 0 | 0 | 0 | 0.00014282 | 8.8542e-05
6385 | 0 | 4.9929e-07 | 0 | 0 | 0 | 2.2802e-07 | 0 | 0 | 1.9795e-08 | 8.8487e-09 | 0 | 3.4854e-07 | 8.4106e-10 | 0 | 0 | 0 | 0 | 0.00014861 | 0.00010836
6386 | 0 | 3.6045e-07 | 1.4397e-10 | 0 | 0 | 2.8048e-07 | 0 | 0 | 0 | 0 | 0 | 3.7075e-07 | 9.6632e-10 | 0 | 0 | 0 | 0 | 0.00015348 | 0.00012297
6387 | 0 | 0 | 2.3995e-11 | 0 | 0 | 7.5187e-08 | 0 | 0 | 0 | 0 | 0 | 1.0767e-08 | 7.6948e-10 | 3.2232e-11 | 0 | 0 | 0 | 0.00015548 | 0.00012416
6388 | 0 | 0 | 0 | 0 | 0 | 0 | 0 | 0 | 0 | 0 | 0 | 0 | 6.2632e-10 | 1.0744e-11 | 0 | 0 | 0 | 0.0001599 | 0.00011423
6389 | 2.2254e-09 | 1.5767e-09 | 3.8393e-11 | 2.4843e-09 | 0 | 7.3672e-10 | 1.1502e-09 | 6.3559e-10 | 0 | 0 | 3.4645e-10 | 7.5371e-10 | 5.6369e-09 | 5.9677e-09 | 2.7184e-10 | 0 | 2.8939e-09 | 0.00016303 | 0.0001248
6390 | 1.0517e-05 | 4.4389e-06 | 4.2242e-06 | 4.8689e-06 | 2.2808e-06 | 5.6864e-06 | 4.5843e-06 | 6.1037e-06 | 4.9833e-06 | 5.861e-07 | 2.5901e-06 | 2.315e-06 | 1.9097e-06 | 2.3175e-06 | 3.0247e-06 | 4.5916e-06 | 5.1675e-06 | 0.00015984 | 0.00012678
6391 | 8.3767e-05 | 7.951e-05 | 8.5806e-05 | 8.3916e-05 | 7.9441e-05 | 7.9948e-05 | 8.7307e-05 | 7.4958e-05 | 7.32e-05 | 1.7646e-05 | 7.0192e-05 | 4.6124e-05 | 5.5273e-05 | 5.5602e-05 | 8.1216e-05 | 7.9634e-05 | 6.6829e-05 | 0.0001541 | 0.00012848
6392 | 0.00025029 | 0.00023614 | 0.00024313 | 0.00023735 | 0.00024861 | 0.00022816 | 0.00026094 | 0.00021758 | 0.0002084 | 6.522e-05 | 0.00021254 | 0.00013853 | 0.00015528 | 0.00017349 | 0.00025669 | 0.00023392 | 0.00022078 | 0.00015021 | 0.00012731
6393 | 0.00037776 | 0.00038916 | 0.00038633 | 0.00035748 | 0.00040174 | 0.0003591 | 0.00041666 | 0.00035161 | 0.00034942 | 0.00012456 | 0.00034226 | 0.00028161 | 0.00027508 | 0.00029334 | 0.00041069 | 0.00039393 | 0.00035668 | 0.00014244 | 0.00012799
6394 | 0.00045046 | 0.00044134 | 0.00043592 | 0.0004404 | 0.00050799 | 0.00042168 | 0.00049976 | 0.00042822 | 0.00039933 | 0.00022667 | 0.00041697 | 0.0003299 | 0.00035319 | 0.0003139 | 0.00051139 | 0.00051045 | 0.00041446 | 0.00013066 | 0.00012247
6395 | 0.00045295 | 0.00049556 | 0.00048421 | 0.00048367 | 0.00057115 | 0.00045574 | 0.00055573 | 0.00045986 | 0.00044486 | 0.00033242 | 0.00046957 | 0.00039828 | 0.00033628 | 0.00035789 | 0.00056927 | 0.00058995 | 0.00047914 | 0.00011511 | 0.0001258
6396 | 0.00046933 | 0.00051574 | 0.00050538 | 0.00047747 | 0.00059378 | 0.00045637 | 0.00057428 | 0.00043527 | 0.00049332 | 0.00032265 | 0.00049444 | 0.00045992 | 0.00033828 | 0.00039593 | 0.00058798 | 0.00059628 | 0.000493 | 9.9724e-05 | 0.00012328
6397 | 0.00040893 | 0.0005101 | 0.00051618 | 0.00036914 | 0.00056258 | 0.00045203 | 0.00055632 | 0.00039097 | 0.00049617 | 0.00036005 | 0.00048952 | 0.00043709 | 0.00033157 | 0.00043294 | 0.00056996 | 0.00055367 | 0.00052019 | 9.4408e-05 | 0.00012095
6398 | 0.00033276 | 0.00048419 | 0.00047458 | 0.0004013 | 0.00050123 | 0.00041642 | 0.00050538 | 0.00034107 | 0.00045363 | 0.00037998 | 0.00043742 | 0.00045289 | 0.00031436 | 0.00039265 | 0.0005181 | 0.00050508 | 0.00044906 | 8.5451e-05 | 0.00012165
6399 | 0.00030539 | 0.00038548 | 0.000368 | 0.00036712 | 0.00037075 | 0.00034413 | 0.00039266 | 0.00031355 | 0.00036835 | 0.00031553 | 0.00036898 | 0.00035796 | 0.00027677 | 0.00028914 | 0.00041016 | 0.00035171 | 0.00033598 | 7.6259e-05 | 0.00012171
6400 | 0.00020041 | 0.00024713 | 0.00023922 | 0.00024058 | 0.00024445 | 0.00022468 | 0.00024059 | 0.00020907 | 0.00023403 | 0.00020549 | 0.00028473 | 0.00024025 | 0.00017797 | 0.00022407 | 0.00026488 | 0.00028002 | 0.00021368 | 7.9123e-05 | 0.00012179
6401 | 7.6425e-05 | 0.00015052 | 0.00013979 | 9.1345e-05 | 7.5603e-05 | 9.5057e-05 | 0.00010348 | 9.4275e-05 | 0.00010845 | 0.00010592 | 0.00016824 | 0.00011312 | 6.4971e-05 | 0.00018259 | 8.6545e-05 | 0.00010569 | 6.5004e-05 | 7.7666e-05 | 0.0001236
6402 | 2.1311e-05 | 9.8526e-05 | 7.3567e-05 | 4.2336e-05 | 1.5684e-06 | 6.2336e-05 | 4.2568e-05 | 4.1965e-05 | 7.3601e-05 | 3.542e-05 | 9.6542e-05 | 5.3766e-05 | 9.2563e-06 | 0.00014005 | 4.9101e-06 | 2.5841e-05 | 3.5177e-06 | 9.0213e-05 | 0.00012095
6403 | 1.9634e-05 | 9.6739e-05 | 7.0042e-05 | 3.7237e-05 | 0 | 6.3466e-05 | 4.2128e-05 | 4.0706e-05 | 8.3625e-05 | 1.5922e-05 | 7.2042e-05 | 5.5062e-05 | 6.9495e-06 | 0.00012937 | 7.3435e-06 | 2.3451e-05 | 4.7294e-06 | 9.5947e-05 | 0.00011103
6404 | 1.4477e-05 | 7.3309e-05 | 3.6748e-05 | 1.2761e-05 | 0 | 5.395e-05 | 3.4964e-05 | 3.3619e-05 | 7.1837e-05 | 1.1869e-05 | 2.9438e-05 | 3.9503e-05 | 5.8687e-06 | 9.4871e-05 | 7.4973e-06 | 4.9905e-07 | 4.8947e-06 | 8.8845e-05 | 0.00011745
6405 | 1.7614e-06 | 2.8603e-05 | 1.542e-05 | 4.6071e-06 | 0 | 3.1729e-05 | 1.5294e-05 | 1.8606e-05 | 4.0933e-05 | 7.3415e-06 | 4.1227e-06 | 1.9949e-05 | 3.9558e-06 | 3.0932e-05 | 7.4864e-06 | 0 | 4.5546e-06 | 8.0247e-05 | 0.00011507
6406 | 0 | 1.242e-05 | 5.2383e-06 | 6.6247e-08 | 0 | 8.8476e-06 | 5.0807e-06 | 5.0941e-06 | 1.7813e-05 | 5.6533e-07 | 0 | 7.9765e-06 | 7.8269e-07 | 8.1537e-06 | 6.5676e-06 | 0 | 1.7392e-06 | 7.7565e-05 | 0.00011831
6407 | 0 | 4.9412e-06 | 1.3918e-06 | 0 | 0 | 1.772e-06 | 1.6869e-06 | 1.0322e-06 | 4.7581e-06 | 1.229e-08 | 0 | 1.4608e-06 | 1.0433e-08 | 4.17e-07 | 3.987e-07 | 0 | 0 | 7.553e-05 | 0.00012051
6408 | 0 | 1.0981e-06 | 4.7134e-07 | 0 | 0 | 1.4571e-07 | 2.9346e-07 | 8.9179e-08 | 7.8028e-07 | 1.9172e-08 | 1.1548e-09 | 2.2073e-07 | 8.0527e-10 | 2.8811e-08 | 0 | 0 | 0 | 6.7758e-05 | 0.00010996
6409 | 0 | 4.9885e-07 | 2.1685e-07 | 0 | 0 | 2.4976e-07 | 4.8007e-08 | 0 | 3.794e-08 | 8.8487e-09 | 0 | 3.6508e-07 | 8.7685e-10 | 1.9941e-09 | 0 | 0 | 0 | 6.6455e-05 | 0.00011242
6410 | 0 | 5.4703e-07 | 7.1986e-09 | 0 | 0 | 2.8067e-07 | 0 | 0 | 1.1782e-09 | 0 | 0 | 4.2674e-07 | 1.0021e-09 | 1.7996e-10 | 0 | 0 | 0 | 6.5374e-05 | 0.00011681
6411 | 0 | 5.4703e-07 | 2.3995e-11 | 0 | 0 | 2.8048e-07 | 0 | 0 | 1.4375e-08 | 0 | 0 | 4.271e-07 | 9.8422e-10 | 0 | 0 | 0 | 0 | 6.3546e-05 | 0.00011003
6412 | 0 | 3.9768e-07 | 0 | 0 | 0 | 1.981e-07 | 0 | 0 | 0 | 0 | 0 | 3.948e-08 | 9.8422e-10 | 1.6116e-10 | 0 | 0 | 0 | 6.3961e-05 | 0.0001137
6413 | 2.5344e-09 | 0 | 4.7031e-10 | 2.5763e-09 | 0 | 2.0227e-09 | 1.3669e-09 | 7.4537e-10 | 0 | 0 | 3.4645e-10 | 1.5433e-09 | 5.4311e-09 | 1.8013e-08 | 1.3592e-10 | 0 | 2.9496e-09 | 8.2861e-05 | 8.5503e-05
6414 | 5.2922e-06 | 5.3619e-06 | 2.0412e-06 | 2.0168e-06 | 2.6317e-06 | 4.687e-06 | 2.4407e-06 | 7.7536e-06 | 6.3534e-06 | 1.0423e-06 | 1.7745e-06 | 2.1712e-06 | 4.9426e-06 | 2.405e-06 | 1.5295e-06 | 3.5786e-06 | 9.0555e-06 | 6.7644e-05 | 8.0733e-05
6415 | 8.949e-05 | 6.3996e-05 | 7.5569e-05 | 4.4207e-05 | 5.9644e-05 | 5.9061e-05 | 8.1463e-05 | 6.4571e-05 | 6.7668e-05 | 7.8566e-05 | 6.9613e-05 | 6.722e-05 | 6.7123e-05 | 7.6267e-05 | 8.0175e-05 | 6.3633e-05 | 9.8562e-05 | 6.0072e-05 | 8.6897e-05
6416 | 0.00017508 | 0.00022931 | 0.00021752 | 0.00015589 | 0.00024643 | 0.00018289 | 0.00025847 | 0.00015063 | 0.00021496 | 0.00022057 | 0.00021312 | 0.00020802 | 0.00018609 | 0.00023262 | 0.00025797 | 0.00024527 | 0.00011731 | 5.9697e-05 | 7.5056e-05
6417 | 0.00029447 | 0.00037559 | 0.00035464 | 0.00021739 | 0.00038695 | 0.00033149 | 0.00041343 | 0.0002912 | 0.00041191 | 0.00036527 | 0.00034004 | 0.00029422 | 0.00030521 | 0.0003631 | 0.00041414 | 0.00040056 | 0.00021749 | 4.2822e-05 | 7.1384e-05
6418 | 0.00040937 | 0.00042373 | 0.00040637 | 0.00037817 | 0.00046683 | 0.00038182 | 0.00049473 | 0.00040733 | 0.00046703 | 0.00044739 | 0.00040218 | 0.00039792 | 0.0003611 | 0.00033906 | 0.00051151 | 0.0005125 | 0.0003237 | 3.1853e-05 | 6.9541e-05
6419 | 0.00050044 | 0.00047892 | 0.00043694 | 0.00047397 | 0.00053854 | 0.00043159 | 0.00054696 | 0.00047103 | 0.00051406 | 0.00052809 | 0.00045338 | 0.00046982 | 0.00040377 | 0.00035163 | 0.00056901 | 0.00057851 | 0.0003886 | 2.6181e-05 | 9.3026e-05
6420 | 0.00042087 | 0.00050839 | 0.00045102 | 0.00047561 | 0.00056467 | 0.00046645 | 0.000566 | 0.00045555 | 0.00052852 | 0.00048197 | 0.0004852 | 0.00048705 | 0.00036996 | 0.00035246 | 0.00058504 | 0.00061806 | 0.00030728 | 2.6551e-05 | 0.0001101
6421 | 0.00034723 | 0.00051121 | 0.00049653 | 0.00045155 | 0.00054548 | 0.00045226 | 0.0005583 | 0.0003926 | 0.0005144 | 0.00043356 | 0.000474 | 0.00049935 | 0.00026403 | 0.00033069 | 0.0005656 | 0.00059997 | 0.00018161 | 1.9615e-05 | 0.00011377
6422 | 0.00025393 | 0.00049237 | 0.00047155 | 0.00039965 | 0.00048773 | 0.00041007 | 0.00050836 | 0.00031567 | 0.00045574 | 0.00038437 | 0.00043058 | 0.00044683 | 0.00027536 | 0.00028931 | 0.00051129 | 0.00053402 | 0.00013994 | 1.9379e-05 | 0.0001159
6423 | 0.00018735 | 0.00039084 | 0.00034729 | 0.00031064 | 0.00038205 | 0.00030833 | 0.00039391 | 0.00024975 | 0.00034307 | 0.00030347 | 0.00036421 | 0.00037859 | 0.00021165 | 0.00028965 | 0.00040902 | 0.0004209 | 9.488e-05 | 2.1032e-05 | 0.00011818
6424 | 0.00013515 | 0.0002547 | 0.00019698 | 0.0001389 | 0.00023522 | 0.00018884 | 0.00024112 | 0.00017181 | 0.00021986 | 0.00023644 | 0.00027472 | 0.00026654 | 0.00014801 | 0.00024729 | 0.00026098 | 0.00028825 | 0.00010031 | 2.3456e-05 | 0.00011555
6425 | 6.9479e-05 | 0.00014543 | 0.00011277 | 8.1533e-05 | 7.3298e-05 | 8.2645e-05 | 0.00010036 | 8.9558e-05 | 0.00010327 | 9.5237e-05 | 0.00016207 | 0.00011078 | 4.7483e-05 | 0.00019234 | 8.2757e-05 | 9.6103e-05 | 3.647e-05 | 2.6198e-05 | 0.00011203
6426 | 2.1627e-05 | 9.7625e-05 | 7.1472e-05 | 4.1962e-05 | 1.4748e-06 | 6.3281e-05 | 4.373e-05 | 4.2699e-05 | 7.3481e-05 | 2.4127e-05 | 9.8101e-05 | 5.4942e-05 | 8.8229e-06 | 0.0001413 | 4.6781e-06 | 2.6004e-05 | 4.2743e-06 | 5.4794e-05 | 0.00010503
6427 | 1.9683e-05 | 9.6014e-05 | 6.7721e-05 | 3.4609e-05 | 0 | 6.4217e-05 | 4.4231e-05 | 4.2839e-05 | 8.8487e-05 | 1.7786e-05 | 7.1875e-05 | 5.6515e-05 | 6.0541e-06 | 0.00013354 | 7.3399e-06 | 2.3462e-05 | 3.7711e-06 | 6.4528e-05 | 9.7949e-05
6428 | 1.3902e-05 | 7.4279e-05 | 3.6973e-05 | 1.2439e-05 | 0 | 5.1794e-05 | 3.6697e-05 | 3.3582e-05 | 7.2501e-05 | 9.2056e-06 | 2.8948e-05 | 4.1848e-05 | 4.7379e-06 | 9.4735e-05 | 7.4955e-06 | 2.7495e-07 | 8.3312e-07 | 6.2473e-05 | 0.00010253
6429 | 1.4851e-06 | 2.8634e-05 | 1.6391e-05 | 4.7588e-06 | 0 | 3.0233e-05 | 1.6119e-05 | 1.8411e-05 | 4.3178e-05 | 7.0192e-06 | 3.4673e-06 | 2.1364e-05 | 2.7638e-06 | 1.9681e-05 | 7.4882e-06 | 0 | 5.0088e-09 | 4.9857e-05 | 9.8948e-05
6430 | 2.6506e-07 | 1.2578e-05 | 5.1471e-06 | 2.5395e-07 | 0 | 8.9475e-06 | 4.6698e-06 | 5.6331e-06 | 1.7879e-05 | 4.8565e-06 | 0 | 9.5043e-06 | 2.4937e-07 | 3.52e-06 | 6.5622e-06 | 0 | 0 | 4.6882e-05 | 9.467e-05
6431 | 2.8435e-08 | 5.5151e-06 | 1.7343e-06 | 0 | 0 | 1.8448e-06 | 1.5787e-06 | 1.1899e-06 | 5.0009e-06 | 6.9954e-07 | 0 | 2.5264e-06 | 9.3053e-10 | 3.4732e-07 | 3.6608e-07 | 0 | 0 | 4.958e-05 | 6.7264e-05
6432 | 0 | 1.29e-06 | 4.5704e-07 | 0 | 0 | 9.7269e-08 | 1.2706e-07 | 1.254e-07 | 1.1509e-06 | 0 | 0 | 2.7693e-07 | 9.6632e-10 | 1.7591e-08 | 0 | 0 | 0 | 4.8387e-05 | 8.6478e-05
6433 | 0 | 4.9842e-07 | 2.1735e-07 | 0 | 0 | 2.3969e-07 | 5.1007e-08 | 1.5023e-08 | 1.9205e-08 | 0 | 0 | 3.7337e-07 | 8.4106e-10 | 6.5108e-10 | 0 | 0 | 0 | 4.2734e-05 | 8.8386e-05
6434 | 0 | 5.4659e-07 | 7.3666e-09 | 0 | 0 | 2.8067e-07 | 0 | 1.2134e-08 | 1.8852e-09 | 0 | 1.1548e-09 | 4.1095e-07 | 1.0558e-09 | 2.4496e-10 | 0 | 0 | 0 | 3.5889e-05 | 8.4408e-05
6435 | 0 | 5.4659e-07 | 0 | 0 | 0 | 2.8067e-07 | 0 | 1.2134e-08 | 1.7909e-08 | 0 | 0 | 4.2746e-07 | 9.4843e-10 | 1.2893e-11 | 0 | 0 | 0 | 3.2557e-05 | 9.2514e-05
6436 | 0 | 3.9812e-07 | 1.1998e-10 | 0 | 0 | 2.3011e-07 | 0 | 1.2134e-08 | 2.3565e-10 | 0 | 0 | 5.3693e-08 | 9.3053e-10 | 4.2975e-11 | 0 | 0 | 0 | 3.2206e-05 | 5.5067e-05
6437 | 1.9781e-09 | 7.8835e-10 | 5.093e-10 | 2.5763e-09 | 0 | 1.424e-08 | 1.3085e-09 | 1.4496e-08 | 2.3565e-10 | 0 | 3.4645e-10 | 2.3688e-09 | 6.4466e-09 | 1.6248e-08 | 9.1972e-09 | 0 | 2.727e-09 | 3.6581e-05 | 6.2453e-05
6438 | 6.9442e-06 | 4.3981e-06 | 4.8531e-06 | 4.3299e-06 | 6.305e-06 | 5.4517e-06 | 2.1828e-06 | 4.2637e-06 | 5.596e-06 | 3.2394e-06 | 1.6946e-06 | 7.32e-06 | 7.0768e-07 | 4.1868e-06 | 1.5981e-06 | 3.6088e-06 | 7.15e-06 | 4.7038e-05 | 8.1754e-05
6439 | 6.5396e-05 | 5.9486e-05 | 5.8599e-05 | 8.1426e-05 | 9.4946e-05 | 7.7989e-05 | 5.7837e-05 | 7.0822e-05 | 6.0462e-05 | 8.2391e-05 | 6.2952e-05 | 7.5556e-05 | 3.8123e-05 | 9.5505e-05 | 6.4212e-05 | 6.6781e-05 | 9.5664e-05 | 3.7705e-05 | 6.7558e-05
6440 | 0.00016962 | 0.00016422 | 0.00011054 | 0.00020265 | 0.00019476 | 0.00020575 | 0.00016843 | 0.00020361 | 0.00013635 | 0.00023567 | 0.00015319 | 0.0001831 | 0.00012226 | 0.00025122 | 0.00022966 | 0.00018943 | 0.00024003 | 2.3404e-05 | 7.3691e-05
6441 | 0.00021 | 0.00025348 | 0.00012578 | 0.00035822 | 0.00030747 | 0.0002886 | 0.00025976 | 0.00031821 | 0.00021634 | 0.0003624 | 0.00010917 | 0.0002322 | 0.00019736 | 0.00038392 | 0.00019609 | 0.00030388 | 0.00036237 | 1.3448e-05 | 8.3892e-05
6442 | 0.0002134 | 0.00028718 | 0.00012312 | 0.00038986 | 0.00034835 | 0.0003258 | 0.00028779 | 0.00033325 | 0.00026768 | 0.00044916 | 0.00020701 | 0.00021978 | 0.00023081 | 0.00038586 | 0.00022869 | 0.00033762 | 0.00034525 | 7.3622e-06 | 8.3595e-05
6443 | 0.00027107 | 0.0002569 | 0.00025013 | 0.0003996 | 0.00029077 | 0.00038118 | 0.00038045 | 0.00044566 | 0.00035044 | 0.00053842 | 0.00037732 | 0.00021024 | 0.00029217 | 0.0004263 | 0.00047597 | 0.00028223 | 0.00030958 | 6.5967e-06 | 8.4612e-05
6444 | 0.00042009 | 0.00030439 | 0.00034912 | 0.00035494 | 0.00032906 | 0.00035673 | 0.00046298 | 0.0004421 | 0.00037539 | 0.00054937 | 0.00042006 | 0.00023284 | 0.0002961 | 0.00042726 | 0.00044315 | 0.00037104 | 0.00036777 | 9.6863e-06 | 9.4176e-05
6445 | 0.00034633 | 0.00035897 | 0.00039745 | 0.00038707 | 0.00036142 | 0.00033934 | 0.00044581 | 0.00043352 | 0.00036405 | 0.00047505 | 0.0003864 | 0.00027451 | 0.0002859 | 0.00040517 | 0.00042415 | 0.00045922 | 0.0004225 | 1.2704e-05 | 9.1753e-05
6446 | 0.00031807 | 0.00035076 | 0.00039701 | 0.00025036 | 0.00044599 | 0.00032878 | 0.00036752 | 0.0003642 | 0.00033826 | 0.0003938 | 0.00034705 | 0.00038108 | 0.00022024 | 0.00040782 | 0.00021589 | 0.0004836 | 0.00034656 | 1.4938e-05 | 9.2005e-05
6447 | 0.00024508 | 0.00030879 | 0.00032117 | 0.00028279 | 0.00035558 | 0.00030067 | 0.00027524 | 0.00028843 | 0.00026644 | 0.0002612 | 0.00030639 | 0.00034373 | 0.00018074 | 0.00033272 | 0.00015918 | 0.00040295 | 0.00026622 | 2.1032e-05 | 6.3497e-05
6448 | 0.00015403 | 0.00022799 | 0.00020838 | 0.0002196 | 0.0002024 | 0.00020665 | 0.00017106 | 0.00019506 | 0.00014802 | 0.00014001 | 0.00024465 | 0.00024117 | 0.00013179 | 0.00021707 | 0.00012405 | 0.00026625 | 0.00014466 | 2.5479e-05 | 2.7883e-05
6449 | 6.0126e-05 | 0.00013191 | 0.00013272 | 8.7089e-05 | 5.5828e-05 | 8.5836e-05 | 7.4579e-05 | 8.2498e-05 | 8.5565e-05 | 9.0218e-05 | 0.00012853 | 0.00011172 | 5.8251e-05 | 0.00018966 | 5.998e-05 | 9.7211e-05 | 4.9357e-05 | 2.7357e-05 | 1.8855e-05
6450 | 2.1366e-05 | 9.4756e-05 | 7.253e-05 | 4.2216e-05 | 1.6893e-06 | 6.1213e-05 | 4.1117e-05 | 4.3116e-05 | 7.1258e-05 | 2.471e-05 | 7.7686e-05 | 5.4482e-05 | 8.3227e-06 | 0.00014101 | 3.718e-06 | 2.6558e-05 | 3.7903e-06 | 3.7336e-05 | 2.5629e-05
6451 | 1.9916e-05 | 9.1933e-05 | 6.5922e-05 | 3.3946e-05 | 0 | 6.2764e-05 | 4.0662e-05 | 4.4293e-05 | 8.317e-05 | 1.5834e-05 | 3.4072e-05 | 5.4443e-05 | 6.0539e-06 | 0.00013422 | 7.1984e-06 | 2.0569e-05 | 5.4111e-06 | 3.5269e-05 | 2.55e-06
6452 | 1.0952e-05 | 5.705e-05 | 2.9685e-05 | 1.2365e-05 | 0 | 4.9928e-05 | 2.945e-05 | 3.4357e-05 | 6.3415e-05 | 9.3627e-06 | 2.2939e-06 | 3.3682e-05 | 4.7998e-06 | 0.00010328 | 5.0109e-06 | 0 | 5.5914e-06 | 2.1792e-05 | 8.8774e-07
6453 | 8.6739e-07 | 2.0517e-05 | 1.0452e-05 | 4.8913e-06 | 0 | 2.7927e-05 | 9.8926e-06 | 1.8866e-05 | 3.399e-05 | 7.269e-06 | 4.5038e-08 | 1.7341e-05 | 8.2214e-07 | 4.2576e-05 | 3.7695e-06 | 0 | 2.6802e-06 | 1.2712e-05 | 2.2027e-06
6454 | 1.13e-07 | 1.0067e-05 | 3.5783e-06 | 3.3124e-07 | 0 | 7.9266e-06 | 3.2338e-06 | 5.0433e-06 | 9.8725e-06 | 6.4418e-06 | 0 | 6.7514e-06 | 9.3125e-08 | 1.0004e-05 | 1.1526e-06 | 0 | 1.6028e-07 | 1.5895e-05 | 1.4185e-05
6455 | 0 | 4.6619e-06 | 9.6903e-07 | 0 | 0 | 1.4501e-06 | 1.1867e-06 | 1.078e-06 | 1.4119e-06 | 1.929e-06 | 0 | 1.3437e-06 | 9.6632e-10 | 9.0539e-07 | 0 | 0 | 0 | 2.3745e-05 | 2.37e-05
6456 | 0 | 2.3388e-07 | 1.6127e-07 | 0 | 0 | 1.2871e-07 | 2.5087e-08 | 1.4741e-07 | 3.8446e-07 | 0 | 0 | 1.983e-07 | 1.0021e-09 | 4.5145e-08 | 0 | 0 | 0 | 1.7769e-05 | 1.0286e-05
6457 | 0 | 4.9885e-07 | 2.0348e-08 | 0 | 0 | 2.4976e-07 | 0 | 2.3112e-09 | 1.4846e-08 | 0 | 1.1548e-09 | 3.8181e-07 | 6.979e-10 | 2.5678e-09 | 0 | 0 | 0 | 1.3947e-05 | 1.1145e-05
6458 | 0 | 5.4703e-07 | 0 | 0 | 0 | 2.8048e-07 | 0 | 0 | 4.713e-10 | 0 | 0 | 4.2789e-07 | 1.1542e-09 | 1.676e-10 | 0 | 0 | 0 | 1.5877e-05 | 1.6826e-05
6459 | 0 | 5.4615e-07 | 1.1998e-10 | 0 | 0 | 2.6571e-07 | 0 | 0 | 2.3565e-10 | 0 | 0 | 4.3134e-07 | 9.6632e-10 | 7.7356e-11 | 0 | 0 | 0 | 1.4073e-05 | 2.2452e-06
6460 | 0 | 1.4847e-07 | 0 | 0 | 0 | 3.6741e-08 | 0 | 0 | 0 | 0 | 0 | 7.3792e-08 | 9.8422e-10 | 0 | 0 | 0 | 0 | 9.1586e-06 | 5.83e-07
6461 | 1.8297e-09 | 7.8835e-10 | 1.8236e-10 | 2.4843e-09 | 0 | 9.6777e-10 | 1.3419e-09 | 6.2837e-10 | 9.5768e-08 | 0 | 3.4645e-10 | 2.9072e-09 | 6.5629e-09 | 1.7062e-08 | 2.7184e-10 | 0 | 2.56e-09 | 4.671e-06 | 1.097e-05
6462 | 1.0006e-05 | 1.9001e-06 | 1.5664e-06 | 3.7695e-06 | 1.7911e-06 | 6.0796e-06 | 1.5544e-06 | 6.5551e-06 | 2.0771e-06 | 5.1659e-06 | 2.0888e-07 | 4.7726e-06 | 4.7702e-06 | 4.4101e-06 | 2.0823e-07 | 3.1177e-06 | 1.0823e-05 | 5.1965e-06 | 2.6175e-05
6463 | 0.00011029 | 4.9828e-05 | 4.2728e-05 | 8.3415e-05 | 5.9415e-05 | 6.4066e-05 | 2.9479e-05 | 8.3174e-05 | 3.9461e-05 | 5.8205e-05 | 1.8826e-05 | 6.0157e-05 | 7.5538e-05 | 8.2838e-05 | 2.4491e-05 | 5.2579e-05 | 0.00011406 | 5.8105e-06 | 3.2626e-05
6464 | 0.00026053 | 0.00013658 | 0.0001626 | 0.00016797 | 0.0001863 | 0.00015299 | 0.00010659 | 0.00019348 | 0.00011624 | 0.00019979 | 0.00012647 | 0.00021628 | 0.00021673 | 0.00022409 | 0.00012302 | 0.00016584 | 0.00027462 | 2.2449e-06 | 2.625e-05
6465 | 0.00034181 | 0.00025215 | 0.00025363 | 0.00026671 | 0.00016729 | 0.00027114 | 0.00024189 | 0.00033452 | 0.00019501 | 0.00034569 | 0.00028416 | 0.00026913 | 0.00033195 | 0.0003599 | 0.00028025 | 0.00021721 | 0.00036161 | 3.455e-06 | 1.8879e-05
6466 | 0.00044677 | 0.00029154 | 0.00029487 | 0.00040333 | 0.00027199 | 0.00034198 | 0.00037563 | 0.00041889 | 0.00024229 | 0.00041034 | 0.00034406 | 0.00024011 | 0.00039629 | 0.00033924 | 0.00038031 | 0.00035339 | 0.00046282 | 3.0539e-06 | 1.3215e-05
6467 | 0.00045496 | 0.00034854 | 0.00036071 | 0.00044525 | 0.00047556 | 0.00041344 | 0.00040934 | 0.0004527 | 0.00032008 | 0.00046604 | 0.0003687 | 0.00043692 | 0.00047368 | 0.00036471 | 0.00046593 | 0.00048284 | 0.00050824 | 5.684e-06 | 2.8184e-05
6468 | 0.00045536 | 0.00035982 | 0.00031081 | 0.00045524 | 0.00048446 | 0.00042553 | 0.00041497 | 0.00044643 | 0.00034725 | 0.0003985 | 0.00042973 | 0.00044841 | 0.00050331 | 0.00034816 | 0.00039941 | 0.00049122 | 0.00050963 | 8.0604e-06 | 2.8636e-05
6469 | 0.00043627 | 0.00034423 | 0.00037867 | 0.00046631 | 0.00041686 | 0.00041182 | 0.00039763 | 0.000402 | 0.00034321 | 0.00032999 | 0.00043332 | 0.00043656 | 0.00048796 | 0.00031988 | 0.00039171 | 0.00040553 | 0.00041983 | 8.4243e-06 | 2.1237e-05
6470 | 0.0003623 | 0.00030675 | 0.00032303 | 0.00037556 | 0.00034898 | 0.00037058 | 0.00032286 | 0.00032571 | 0.00030069 | 0.00028633 | 0.00038393 | 0.00036729 | 0.00040871 | 0.00029201 | 0.00033603 | 0.00035666 | 0.00033086 | 6.928e-06 | 2.0558e-05
6471 | 0.00023901 | 0.00024903 | 0.00028327 | 0.00023465 | 0.00028015 | 0.00027901 | 0.00024992 | 0.00022225 | 0.00021226 | 0.00021883 | 0.00035366 | 0.00029163 | 0.00030904 | 0.00023938 | 0.00032178 | 0.00029728 | 0.00023388 | 5.2978e-06 | 1.6527e-05
6472 | 0.00013481 | 0.00014855 | 0.00019846 | 0.00012541 | 0.00017565 | 0.00017657 | 0.00015756 | 0.00013647 | 0.00012515 | 0.00014865 | 0.00026522 | 0.00018849 | 0.00014487 | 0.00016672 | 0.0001993 | 0.00018076 | 0.00011743 | 5.6314e-06 | 1.5925e-05
6473 | 4.9575e-05 | 0.00011257 | 0.00012723 | 6.5736e-05 | 5.6748e-05 | 8.1095e-05 | 8.6866e-05 | 6.9121e-05 | 7.8674e-05 | 6.8513e-05 | 0.00015409 | 0.00010367 | 5.3884e-05 | 0.00017685 | 7.2264e-05 | 6.3827e-05 | 3.6874e-05 | 7.7658e-06 | 1.1984e-05
6474 | 2.0672e-05 | 8.8999e-05 | 7.418e-05 | 4.2145e-05 | 1.1206e-06 | 6.2022e-05 | 4.1866e-05 | 4.2253e-05 | 6.8849e-05 | 2.8329e-05 | 8.9917e-05 | 5.4061e-05 | 8.4313e-06 | 0.00014183 | 4.1203e-06 | 2.7021e-05 | 3.6663e-06 | 1.1947e-05 | 8.8378e-06
6475 | 1.9531e-05 | 8.5971e-05 | 6.8009e-05 | 3.3197e-05 | 0 | 6.3112e-05 | 3.9246e-05 | 4.3712e-05 | 7.6165e-05 | 1.6458e-05 | 5.9303e-05 | 5.5441e-05 | 7.2367e-06 | 0.00013259 | 7.3435e-06 | 2.0436e-05 | 5.8056e-06 | 1.6231e-05 | 9.4435e-06
6476 | 1.5055e-05 | 5.0681e-05 | 3.0532e-05 | 1.2141e-05 | 0 | 5.1195e-05 | 2.4102e-05 | 3.3953e-05 | 5.6299e-05 | 8.7845e-06 | 8.3769e-06 | 3.711e-05 | 5.6448e-06 | 9.4736e-05 | 7.4792e-06 | 1.7431e-07 | 5.9749e-06 | 2.0208e-05 | 7.0628e-06
6477 | 2.222e-06 | 1.9997e-05 | 1.1011e-05 | 5.1452e-06 | 0 | 2.876e-05 | 7.7826e-06 | 1.9513e-05 | 3.0377e-05 | 7.0711e-06 | 3.4645e-08 | 1.9354e-05 | 3.6925e-06 | 2.7302e-05 | 6.6202e-06 | 0 | 5.326e-06 | 2.2909e-05 | 1.1853e-06
6478 | 3.0908e-07 | 1.0564e-05 | 3.4292e-06 | 4.8581e-07 | 0 | 8.5668e-06 | 4.1135e-06 | 5.5474e-06 | 6.9949e-06 | 2.3542e-06 | 5.1967e-08 | 7.0319e-06 | 2.824e-07 | 5.5198e-06 | 1.6618e-06 | 0 | 9.2773e-07 | 2.5112e-05 | 8.455e-07
6479 | 1.0558e-07 | 4.9231e-06 | 9.7755e-07 | 0 | 0 | 1.8749e-06 | 5.5419e-07 | 1.221e-06 | 1.5292e-06 | 2.3007e-07 | 0 | 1.6643e-06 | 1.1274e-09 | 4.882e-07 | 0 | 0 | 0 | 2.9111e-05 | 1.4758e-05
6480 | 0 | 1.1295e-06 | 4.2937e-07 | 0 | 0 | 1.3424e-07 | 4.0422e-08 | 1.6825e-07 | 3.5291e-07 | 0 | 0 | 2.8347e-07 | 1.0558e-09 | 1.3347e-08 | 0 | 0 | 0 | 3.1008e-05 | 2.0225e-05
6481 | 0 | 4.9973e-07 | 1.2199e-07 | 0 | 0 | 2.4886e-07 | 0 | 1.5601e-08 | 1.4846e-08 | 0 | 0 | 3.6286e-07 | 1.19e-09 | 5.4794e-10 | 0 | 0 | 0 | 2.9444e-05 | 3.7573e-05
6482 | 0 | 5.4922e-07 | 0 | 0 | 0 | 2.8067e-07 | 0 | 0 | 2.3565e-10 | 0 | 0 | 4.271e-07 | 1.0021e-09 | 1.6116e-10 | 0 | 0 | 0 | 2.6456e-05 | 3.9886e-05
6483 | 0 | 5.4747e-07 | 1.1998e-10 | 0 | 0 | 2.9071e-07 | 0 | 0 | 0 | 0 | 1.1548e-09 | 4.2782e-07 | 8.9474e-10 | 7.5207e-11 | 0 | 0 | 0 | 2.5807e-05 | 3.1323e-05
6484 | 0 | 1.0862e-07 | 0 | 0 | 0 | 1.4943e-07 | 0 | 0 | 0 | 0 | 0 | 6.4604e-08 | 1.0558e-09 | 0 | 0 | 0 | 0 | 2.2977e-05 | 3.36e-05
6485 | 2.4479e-09 | 0 | 1.4397e-11 | 2.4383e-09 | 0 | 8.352e-10 | 1.1668e-09 | 7.9593e-10 | 0 | 0 | 3.4645e-10 | 2.1176e-09 | 5.6548e-09 | 1.561e-08 | 1.3592e-10 | 0 | 2.56e-09 | 1.604e-05 | 3.4104e-05
6486 | 4.7657e-06 | 1.2077e-06 | 2.2797e-06 | 5.8232e-07 | 7.4767e-08 | 2.9536e-06 | 2.6244e-06 | 3.3457e-06 | 1.9202e-06 | 1.9145e-06 | 2.7261e-06 | 1.9635e-06 | 1.4078e-06 | 2.4895e-06 | 4.8571e-06 | 1.0633e-06 | 1.1001e-05 | 1.3038e-05 | 4.8578e-05
6487 | 7.8142e-05 | 3.5498e-05 | 6.6231e-05 | 3.6372e-05 | 4.0811e-05 | 4.1356e-05 | 5.1184e-05 | 5.0539e-05 | 3.4113e-05 | 7.4161e-05 | 5.5742e-05 | 6.9798e-05 | 3.8077e-05 | 8.123e-05 | 7.62e-05 | 4.1886e-05 | 8.3636e-05 | 1.0177e-05 | 3.5387e-05
6488 | 0.00021107 | 0.00011476 | 0.000198 | 0.00014497 | 0.00014327 | 0.00012351 | 0.00014669 | 0.0001732 | 0.00011567 | 0.00023407 | 0.00016547 | 0.00019366 | 0.0001728 | 0.00021433 | 0.00015151 | 0.00012855 | 0.0001837 | 9.8333e-06 | 4.0709e-05
6489 | 0.00029457 | 0.00021383 | 0.00031975 | 0.00018361 | 0.00031723 | 0.00023683 | 0.00027608 | 0.00028682 | 0.00022724 | 0.0003747 | 0.00026703 | 0.00030204 | 0.00033865 | 0.00036463 | 0.00023186 | 0.00029135 | 0.00032837 | 8.3136e-06 | 5.4839e-05
6490 | 0.00040662 | 0.00029737 | 0.00036602 | 0.00033531 | 0.00044582 | 0.00031633 | 0.00035258 | 0.00037821 | 0.00029228 | 0.00046547 | 0.00033507 | 0.00038606 | 0.00043747 | 0.00036174 | 0.00026996 | 0.00041201 | 0.00038317 | 9.4535e-06 | 4.1642e-05
6491 | 0.00041329 | 0.00036239 | 0.00042203 | 0.00037674 | 0.00047489 | 0.00037552 | 0.00041307 | 0.00040539 | 0.00037169 | 0.00052368 | 0.00039567 | 0.00041841 | 0.00046352 | 0.00040265 | 0.00040057 | 0.00049136 | 0.00042295 | 2.4083e-05 | 3.6804e-05
6492 | 0.00037873 | 0.00040267 | 0.00039888 | 0.00037915 | 0.0004544 | 0.00039589 | 0.00042338 | 0.00041698 | 0.00039772 | 0.00054184 | 0.00038332 | 0.00043304 | 0.0005002 | 0.00042751 | 0.00051727 | 0.00053469 | 0.00043723 | 3.5115e-05 | 2.7638e-05
6493 | 0.00030919 | 0.00041427 | 0.00038805 | 0.0004038 | 0.00044892 | 0.0003836 | 0.00043701 | 0.00041146 | 0.00037299 | 0.00053162 | 0.00038167 | 0.00047509 | 0.00050368 | 0.00045037 | 0.00051394 | 0.00051657 | 0.00039957 | 4.0836e-05 | 5.4815e-06
6494 | 0.00024669 | 0.00037496 | 0.0003655 | 0.00037596 | 0.00045116 | 0.00036114 | 0.00040671 | 0.00037364 | 0.00030693 | 0.00048342 | 0.0003419 | 0.00044029 | 0.00040964 | 0.00044859 | 0.00046038 | 0.00046613 | 0.00030256 | 5.7166e-05 | 4.2195e-06
6495 | 0.00018045 | 0.00032506 | 0.00030061 | 0.00030091 | 0.00036119 | 0.00029292 | 0.0003351 | 0.00027904 | 0.00025163 | 0.00036037 | 0.00028082 | 0.00034652 | 0.00031858 | 0.00035343 | 0.00035126 | 0.00037837 | 0.00016811 | 7.3104e-05 | 3.5665e-06
6496 | 7.7924e-05 | 0.00022669 | 0.0001971 | 0.00016365 | 0.00021462 | 0.00018568 | 0.00021 | 0.00015094 | 0.00014588 | 0.00022908 | 0.00023842 | 0.00022526 | 0.00020315 | 0.00023666 | 0.00022021 | 0.00025664 | 9.2397e-05 | 9.6199e-05 | 2.9136e-05
6497 | 3.3592e-05 | 0.00013337 | 0.00012158 | 6.98e-05 | 6.2913e-05 | 8.1425e-05 | 8.8079e-05 | 7.1105e-05 | 7.9442e-05 | 9.6611e-05 | 0.00014531 | 0.0001039 | 6.4906e-05 | 0.00019182 | 5.0303e-05 | 9.1706e-05 | 2.5579e-05 | 9.8135e-05 | 4.2707e-05
6498 | 2.052e-05 | 9.3011e-05 | 7.3471e-05 | 4.1574e-05 | 9.849e-07 | 6.1868e-05 | 4.128e-05 | 4.2315e-05 | 6.6657e-05 | 3.3132e-05 | 8.5099e-05 | 5.417e-05 | 1.2612e-05 | 0.00014181 | 3.8021e-06 | 2.5724e-05 | 3.4753e-06 | 0.00011823 | 3.6802e-05
6499 | 1.8797e-05 | 8.9271e-05 | 6.9077e-05 | 3.5228e-05 | 0 | 6.3309e-05 | 4.0418e-05 | 4.2427e-05 | 7.7926e-05 | 2.5529e-05 | 6.1177e-05 | 5.6355e-05 | 7.6111e-06 | 0.00013385 | 7.32e-06 | 2.3358e-05 | 4.9305e-06 | 0.00012353 | 3.2233e-05
6500 | 1.1334e-05 | 6.3208e-05 | 3.6239e-05 | 1.1327e-05 | 0 | 4.9294e-05 | 2.8702e-05 | 3.1005e-05 | 6.1293e-05 | 1.2347e-05 | 1.0644e-05 | 4.0821e-05 | 5.8715e-06 | 0.00010348 | 7.481e-06 | 1.9921e-07 | 1.7186e-06 | 0.00010346 | 3.548e-05
6501 | 1.0659e-06 | 2.2767e-05 | 1.5645e-05 | 5.1231e-06 | 0 | 2.661e-05 | 1.0934e-05 | 1.6086e-05 | 3.4388e-05 | 7.6566e-06 | 1.0798e-07 | 2.1187e-05 | 4.1395e-06 | 4.1223e-05 | 7.4919e-06 | 0 | 1.2628e-06 | 9.7982e-05 | 3.4432e-05
6502 | 1.4341e-08 | 1.1682e-05 | 5.1241e-06 | 3.9748e-07 | 0 | 8.0425e-06 | 4.343e-06 | 5.4106e-06 | 1.1938e-05 | 6.1577e-06 | 5.3122e-08 | 8.9978e-06 | 5.3073e-07 | 9.4401e-06 | 6.4534e-06 | 0 | 2.6546e-07 | 8.6893e-05 | 3.7945e-05
6503 | 0 | 4.5845e-06 | 1.1723e-06 | 0 | 0 | 2.0558e-06 | 1.5842e-06 | 1.5026e-06 | 3.91e-06 | 1.7039e-06 | 0 | 2.1375e-06 | 9.8422e-10 | 7.8869e-07 | 4.5306e-07 | 0 | 0 | 7.3866e-05 | 9.4416e-06
6504 | 0 | 1.2045e-06 | 4.4072e-07 | 0 | 0 | 5.418e-07 | 2.3587e-08 | 1.9667e-07 | 5.6577e-07 | 0 | 0 | 2.7991e-07 | 9.4843e-10 | 1.4392e-07 | 0 | 0 | 0 | 7.3694e-05 | 8.1402e-06
6505 | 0 | 4.9929e-07 | 1.4013e-07 | 0 | 0 | 2.4916e-07 | 0 | 2.3112e-08 | 1.6024e-08 | 0 | 0 | 3.3906e-07 | 2.1832e-09 | 2.4494e-08 | 0 | 0 | 0 | 8.0279e-05 | 8.9005e-07
6506 | 0 | 5.5097e-07 | 1.4397e-10 | 0 | 0 | 2.8067e-07 | 0 | 0 | 4.713e-10 | 0 | 0 | 4.2495e-07 | 8.3211e-10 | 2.1273e-10 | 0 | 0 | 0 | 8.7944e-05 | 1.9052e-07
6507 | 0 | 5.4703e-07 | 1.1998e-10 | 0 | 0 | 2.8048e-07 | 0 | 0 | 0 | 0 | 0 | 4.2674e-07 | 7.3369e-10 | 9.0248e-11 | 0 | 0 | 0 | 7.6166e-05 | 6.2432e-07
6508 | 0 | 4.2484e-08 | 0 | 0 | 0 | 2.0416e-07 | 0 | 0 | 0 | 0 | 0 | 1.0505e-07 | 9.9317e-10 | 6.4463e-11 | 0 | 0 | 0 | 7.5869e-05 | 6.995e-06
6509 | 2.0028e-09 | 0 | 3.8393e-11 | 2.5303e-09 | 0 | 1.0132e-09 | 1.271e-09 | 6.9337e-10 | 1.4186e-08 | 0 | 4.0419e-10 | 1.2849e-08 | 4.5856e-09 | 1.6288e-08 | 2.7184e-10 | 0 | 2.7826e-09 | 9.3573e-05 | 1.8943e-05
6510 | 3.4974e-06 | 2.8281e-06 | 2.8484e-06 | 3.246e-06 | 2.6608e-06 | 2.6322e-06 | 2.633e-06 | 4.554e-06 | 2.55e-06 | 2.6907e-06 | 1.4799e-06 | 2.9692e-06 | 2.8941e-06 | 3.1151e-06 | 1.377e-06 | 2.5996e-06 | 1.9553e-06 | 0.00011431 | 2.6963e-05
6511 | 7.8028e-05 | 6.0259e-05 | 7.3844e-05 | 6.084e-05 | 7.0968e-05 | 4.5844e-05 | 6.4629e-05 | 7.4113e-05 | 5.0001e-05 | 6.7525e-05 | 6.1324e-05 | 7.2571e-05 | 6.9704e-05 | 7.8904e-05 | 4.317e-05 | 6.4471e-05 | 3.8657e-05 | 0.00010797 | 7.679e-05
6512 | 0.00017598 | 0.00021052 | 0.0002176 | 0.00018229 | 0.00022442 | 0.00014514 | 0.00022563 | 0.00019834 | 0.00017745 | 0.00021371 | 0.00019668 | 0.00021987 | 0.00020431 | 0.00023267 | 0.00022062 | 0.00021134 | 8.8362e-05 | 0.00012094 | 0.0001596
6513 | 0.0002157 | 0.00034956 | 0.00036206 | 0.00027681 | 0.00037241 | 0.00023363 | 0.00038145 | 0.00024942 | 0.00030049 | 0.0003622 | 0.00032406 | 0.0003639 | 0.00032465 | 0.00037718 | 0.00037163 | 0.00036648 | 0.00016464 | 0.00012488 | 0.00016155
6514 | 0.00024832 | 0.00035635 | 0.0004068 | 0.00023385 | 0.00041324 | 0.00021718 | 0.00045011 | 0.00023148 | 0.00035189 | 0.00046179 | 0.00040292 | 0.00042796 | 0.00039618 | 0.00037767 | 0.0004561 | 0.00044714 | 0.00035002 | 0.00011651 | 0.00016321
6515 | 0.00036491 | 0.00036965 | 0.0004525 | 0.00016653 | 0.00042758 | 0.00019839 | 0.0004898 | 0.00029532 | 0.00039874 | 0.00051216 | 0.00045416 | 0.00047579 | 0.00042029 | 0.00041269 | 0.00055094 | 0.00043661 | 0.00038129 | 0.00010554 | 0.00016119
6516 | 0.00043827 | 0.00029226 | 0.00045842 | 0.00018984 | 0.00046203 | 0.00021871 | 0.00047112 | 0.00030093 | 0.00042748 | 0.00046514 | 0.00048262 | 0.00047827 | 0.00042695 | 0.00041062 | 0.00057093 | 0.00051244 | 0.0004205 | 9.3023e-05 | 0.0001537
6517 | 0.00039442 | 0.00028495 | 0.00043819 | 0.0001661 | 0.00046741 | 0.00023935 | 0.00044461 | 0.0002767 | 0.00040641 | 0.00038136 | 0.000463 | 0.00045088 | 0.00039816 | 0.00039865 | 0.00049818 | 0.00049558 | 0.00033205 | 7.8868e-05 | 0.00016241
6518 | 0.00031467 | 0.0003192 | 0.0003663 | 0.00013948 | 0.00035495 | 0.00019682 | 0.00034764 | 0.00023235 | 0.00038296 | 0.00031648 | 0.00030189 | 0.00037311 | 0.00037868 | 0.00037663 | 0.00035309 | 0.0004316 | 0.00028744 | 8.2506e-05 | 0.00016932
6519 | 0.00026983 | 0.00025547 | 0.00031467 | 0.00011029 | 0.00021715 | 0.00012137 | 0.00022973 | 0.00018452 | 0.00031776 | 0.00023521 | 0.00017832 | 0.00029746 | 0.00030919 | 0.0003108 | 0.00017085 | 0.00038438 | 0.00017572 | 8.222e-05 | 0.00016847
6520 | 0.00014627 | 0.00014412 | 0.00019308 | 5.674e-05 | 0.00018884 | 7.8673e-05 | 0.00013876 | 0.00012825 | 0.00018757 | 0.0001313 | 0.00016704 | 0.00022893 | 0.00018693 | 0.00021823 | 0.00012639 | 0.00022763 | 6.4622e-05 | 9.0044e-05 | 0.00017348
6521 | 4.2107e-05 | 0.0001079 | 0.0001223 | 3.6918e-05 | 6.572e-05 | 5.0272e-05 | 7.3917e-05 | 6.8097e-05 | 8.5055e-05 | 4.37e-05 | 0.00013396 | 0.00011247 | 6.2644e-05 | 0.00017667 | 6.0108e-05 | 0.00010561 | 1.4082e-05 | 0.00010736 | 0.00017204
6522 | 1.9948e-05 | 8.8088e-05 | 7.2675e-05 | 2.8022e-05 | 1.1147e-06 | 5.4336e-05 | 4.0215e-05 | 3.8522e-05 | 7.1495e-05 | 2.8409e-05 | 9.1893e-05 | 5.3214e-05 | 7.9933e-06 | 0.00013918 | 3.3543e-06 | 2.6143e-05 | 3.2874e-06 | 0.00013501 | 0.00016954
6523 | 1.4967e-05 | 7.82e-05 | 6.7596e-05 | 1.5796e-05 | 0 | 4.3835e-05 | 4.1631e-05 | 3.6776e-05 | 8.5699e-05 | 2.1471e-05 | 6.2701e-05 | 5.5418e-05 | 6.81e-06 | 0.00013342 | 7.3617e-06 | 2.321e-05 | 5.8308e-06 | 0.00013608 | 0.00015748
6524 | 1.0317e-05 | 4.4928e-05 | 3.741e-05 | 2.5947e-06 | 0 | 2.4611e-05 | 2.9897e-05 | 2.3154e-05 | 6.9077e-05 | 1.1901e-05 | 1.8566e-05 | 3.7536e-05 | 5.87e-06 | 9.1261e-05 | 7.4973e-06 | 0 | 5.9231e-06 | 0.0001307 | 0.00015321
6525 | 1.2319e-06 | 1.6598e-05 | 1.5921e-05 | 0 | 0 | 8.7646e-06 | 1.245e-05 | 9.014e-06 | 3.4621e-05 | 8.8617e-06 | 8.5918e-07 | 1.9882e-05 | 3.8518e-06 | 2.8604e-05 | 7.4991e-06 | 0 | 2.456e-06 | 0.00013871 | 0.00015892
6526 | 9.0992e-08 | 7.7343e-06 | 5.3152e-06 | 0 | 0 | 1.5725e-06 | 3.8752e-06 | 2.4725e-06 | 1.0591e-05 | 4.4293e-06 | 0 | 8.7043e-06 | 2.1033e-07 | 9.1238e-06 | 6.5404e-06 | 0 | 3.3559e-07 | 0.00012973 | 0.00015383
6527 | 0 | 3.2615e-06 | 1.1635e-06 | 0 | 0 | 1.5151e-08 | 1.2378e-06 | 7.9535e-07 | 2.5691e-06 | 7.5509e-07 | 0 | 2.1302e-06 | 1.0379e-09 | 7.3683e-07 | 3.3345e-07 | 0 | 0 | 0.00012039 | 0.00015776
6528 | 0 | 1.1707e-06 | 4.6071e-07 | 0 | 0 | 0 | 1.1252e-08 | 4.2631e-08 | 6.1747e-07 | 0 | 0 | 2.8612e-07 | 9.6632e-10 | 1.3459e-07 | 0 | 0 | 0 | 0.00012074 | 0.00015434
6529 | 0 | 5.0017e-07 | 1.1679e-07 | 0 | 0 | 2.2764e-07 | 0 | 0 | 1.6495e-08 | 0 | 0 | 3.546e-07 | 2.1295e-09 | 3.0272e-08 | 0 | 0 | 0 | 0.00011665 | 0.00015814
6530 | 0 | 5.501e-07 | 0 | 0 | 0 | 4.034e-08 | 0 | 0 | 1.4139e-09 | 0 | 0 | 4.1167e-07 | 1.19e-09 | 1.2893e-10 | 0 | 0 | 0 | 0.00010297 | 0.00016475
6531 | 0 | 1.6599e-07 | 1.6797e-10 | 0 | 0 | 0 | 0 | 0 | 9.426e-10 | 0 | 0 | 3.9516e-07 | 9.8422e-10 | 9.0248e-11 | 0 | 0 | 0 | 9.7332e-05 | 0.00015688
6532 | 0 | 0 | 0 | 0 | 0 | 0 | 0 | 0 | 2.3565e-10 | 0 | 0 | 6.4963e-09 | 9.6632e-10 | 6.4463e-11 | 0 | 0 | 0 | 9.181e-05 | 0.00015952
6533 | 1.9534e-09 | 0 | 2.7835e-10 | 2.4843e-09 | 0 | 8.6361e-10 | 1.1835e-09 | 6.1825e-10 | 0 | 0 | 1.5013e-09 | 2.2611e-09 | 5.5474e-09 | 1.7777e-08 | 2.7184e-10 | 0 | 2.4487e-09 | 9.6045e-05 | 0.00015888
6534 | 3.5793e-06 | 4.1982e-06 | 1.136e-06 | 2.7298e-06 | 2.6079e-06 | 4.8254e-06 | 2.2452e-06 | 5.227e-06 | 2.9527e-06 | 1.1186e-06 | 1.6114e-06 | 1.7555e-06 | 2.0941e-06 | 2.6147e-06 | 2.0523e-06 | 3.3604e-06 | 3.3651e-06 | 0.000118 | 0.00016492
6535 | 6.2237e-05 | 5.7536e-05 | 6.1153e-05 | 5.8443e-05 | 6.5356e-05 | 6.1964e-05 | 5.746e-05 | 6.5736e-05 | 4.9559e-05 | 7.4058e-05 | 5.2399e-05 | 7.6796e-05 | 5.1181e-05 | 8.5202e-05 | 6.403e-05 | 5.5591e-05 | 5.7672e-05 | 0.00010762 | 0.00016422
6536 | 0.00017016 | 0.00019517 | 0.00022091 | 0.00014308 | 0.00020622 | 0.00016508 | 0.00021647 | 0.00016196 | 0.00013874 | 0.00023574 | 0.0001905 | 0.00023683 | 0.00014536 | 0.0002418 | 0.00023603 | 0.00020218 | 0.00015314 | 0.00011265 | 0.0001641
6537 | 0.00023967 | 0.00034107 | 0.00036382 | 0.00010954 | 0.00036853 | 0.00024972 | 0.00038007 | 0.00024225 | 0.00025707 | 0.00038204 | 0.0003234 | 0.00037453 | 0.00024309 | 0.00039363 | 0.00035088 | 0.0003417 | 0.00026407 | 0.00012102 | 0.00016304
6538 | 0.00031492 | 0.00038204 | 0.00041111 | 0.00017028 | 0.00038841 | 0.00027408 | 0.00046911 | 0.00028205 | 0.00028339 | 0.00047419 | 0.0003971 | 0.00043809 | 0.00030042 | 0.00038624 | 0.00048706 | 0.00043159 | 0.00036803 | 0.00012542 | 0.00015562
6539 | 0.00037599 | 0.00040944 | 0.00046244 | 0.00026987 | 0.00054865 | 0.00031266 | 0.00052533 | 0.00029814 | 0.00031573 | 0.00052722 | 0.00044438 | 0.00048355 | 0.00035908 | 0.00042401 | 0.00053837 | 0.00057305 | 0.00043556 | 0.0001085 | 0.00015893
6540 | 0.00047848 | 0.00038481 | 0.00047531 | 0.00030683 | 0.00053047 | 0.00034727 | 0.00053208 | 0.00032668 | 0.00035988 | 0.00052151 | 0.00046984 | 0.00048543 | 0.0003753 | 0.00043748 | 0.00055503 | 0.00050976 | 0.00045164 | 8.5193e-05 | 0.00016195
6541 | 0.0004578 | 0.00038368 | 0.00046309 | 0.00029471 | 0.00041248 | 0.00038885 | 0.00049731 | 0.00033825 | 0.00038029 | 0.00043609 | 0.00045327 | 0.00046067 | 0.00035531 | 0.00045457 | 0.00053361 | 0.00039017 | 0.0004352 | 5.6008e-05 | 0.00015787
6542 | 0.00044513 | 0.0003692 | 0.00043016 | 0.00031315 | 0.00033415 | 0.00038231 | 0.00044204 | 0.00031686 | 0.00037053 | 0.00030635 | 0.00038961 | 0.0003372 | 0.00038288 | 0.00044436 | 0.00046148 | 0.00045183 | 0.00041482 | 4.7668e-05 | 0.00015721
6543 | 0.00034348 | 0.000325 | 0.00032911 | 0.00034616 | 0.00027021 | 0.00032304 | 0.00033504 | 0.00029738 | 0.00031902 | 0.00024801 | 0.00030539 | 0.00028374 | 0.00031821 | 0.00035647 | 0.00031308 | 0.00037214 | 0.00034367 | 4.7906e-05 | 0.00014671
6544 | 0.0001974 | 0.00022076 | 0.00020206 | 0.00022005 | 0.00021523 | 0.00021273 | 0.00019802 | 0.00020015 | 0.00020022 | 0.00018942 | 0.00020535 | 0.00016638 | 0.00021148 | 0.00023389 | 0.00017361 | 0.0002622 | 0.00018895 | 5.2419e-05 | 0.00014927
6545 | 6.0738e-05 | 0.00012939 | 0.00012181 | 7.8672e-05 | 5.9857e-05 | 8.367e-05 | 7.9574e-05 | 7.9417e-05 | 8.865e-05 | 5.9252e-05 | 0.00013509 | 9.9598e-05 | 6.9073e-05 | 0.00018323 | 4.2072e-05 | 9.029e-05 | 4.597e-05 | 6.2784e-05 | 0.00016138
6546 | 2.0669e-05 | 9.2353e-05 | 7.2922e-05 | 4.117e-05 | 4.5941e-07 | 6.0609e-05 | 4.106e-05 | 4.1846e-05 | 6.929e-05 | 2.5447e-05 | 9.4049e-05 | 5.3282e-05 | 8.7078e-06 | 0.00014035 | 2.6106e-06 | 2.5203e-05 | 3.2954e-06 | 9.7658e-05 | 0.00016141
6547 | 2e-05 | 9.1776e-05 | 6.9506e-05 | 2.2627e-05 | 0 | 6.0093e-05 | 4.2287e-05 | 3.8656e-05 | 7.7168e-05 | 1.8898e-05 | 6.9627e-05 | 5.472e-05 | 6.7779e-06 | 0.00013342 | 7.3598e-06 | 2.2984e-05 | 4.9559e-06 | 0.0001179 | 0.00016108
6548 | 1.5715e-05 | 6.2079e-05 | 3.8188e-05 | 8.6342e-06 | 0 | 4.3653e-05 | 3.4157e-05 | 2.5663e-05 | 5.8563e-05 | 8.521e-06 | 2.0734e-05 | 3.774e-05 | 5.8484e-06 | 0.0001033 | 7.4955e-06 | 2.7391e-07 | 4.8924e-06 | 0.0001014 | 0.00015935
6549 | 1.9937e-06 | 2.4829e-05 | 1.7103e-05 | 1.7666e-07 | 0 | 2.109e-05 | 1.5768e-05 | 1.1684e-05 | 3.4338e-05 | 6.3836e-06 | 4.9599e-07 | 2.0014e-05 | 3.4767e-06 | 3.9662e-05 | 7.4919e-06 | 0 | 4.5357e-06 | 8.3288e-05 | 0.00015954
6550 | 3.0858e-07 | 1.1275e-05 | 5.4448e-06 | 0 | 0 | 7.4672e-06 | 4.9682e-06 | 2.6248e-06 | 1.0843e-05 | 4.4234e-06 | 0 | 8.8431e-06 | 4.5949e-07 | 9.2963e-06 | 6.5132e-06 | 0 | 1.3134e-06 | 6.9816e-05 | 0.00015219
6551 | 1.0904e-07 | 4.7985e-06 | 1.4804e-06 | 0 | 0 | 1.5946e-06 | 1.869e-06 | 9.8539e-07 | 1.583e-06 | 7.6099e-07 | 0 | 2.0383e-06 | 8.5895e-10 | 7.7694e-07 | 3.7695e-07 | 0 | 0 | 7.0618e-05 | 0.00015072
6552 | 0 | 6.0949e-07 | 4.5505e-07 | 0 | 0 | 9.7838e-08 | 1.2931e-07 | 9.7465e-08 | 6.8651e-07 | 0 | 0 | 2.9441e-07 | 9.1264e-10 | 1.4664e-07 | 0 | 0 | 0 | 8.1251e-05 | 0.00013454
6553 | 0 | 4.9929e-07 | 1.7934e-07 | 0 | 0 | 2.4249e-07 | 2.667e-08 | 0 | 1.2018e-08 | 0 | 0 | 3.6411e-07 | 2.0579e-09 | 3.1129e-08 | 0 | 0 | 0 | 8.569e-05 | 0.000116
6554 | 0 | 5.4747e-07 | 1.1998e-10 | 0 | 0 | 2.8086e-07 | 0 | 0 | 1.6495e-09 | 0 | 0 | 4.271e-07 | 7.5158e-10 | 2.5785e-10 | 0 | 0 | 0 | 6.8837e-05 | 0.00011469
6555 | 0 | 5.4791e-07 | 0 | 0 | 0 | 2.8067e-07 | 0 | 0 | 7.0695e-10 | 0 | 0 | 4.271e-07 | 6.4422e-10 | 1.2893e-11 | 0 | 0 | 0 | 3.9616e-05 | 0.00011417
6556 | 0 | 1.984e-07 | 1.4397e-10 | 0 | 0 | 8.6929e-08 | 0 | 0 | 2.3565e-10 | 0 | 1.1548e-09 | 7.634e-08 | 9.6632e-10 | 1.6116e-10 | 0 | 0 | 0 | 2.9066e-05 | 0.00013571
6557 | 1.8545e-09 | 1.5767e-09 | 3.8393e-11 | 2.4843e-09 | 0 | 7.6702e-10 | 1.1418e-09 | 6.3848e-10 | 4.713e-11 | 0 | 3.4645e-10 | 1.2023e-08 | 5.8158e-09 | 1.9362e-08 | 2.7184e-10 | 0 | 2.4487e-09 | 2.5194e-05 | 0.00013202
6558 | 6.7629e-06 | 2.9747e-06 | 3.6174e-06 | 3.3553e-06 | 1.3514e-06 | 4.0824e-06 | 5.3124e-06 | 4.216e-06 | 4.8192e-06 | 2.5808e-06 | 3.465e-06 | 3.0789e-06 | 2.548e-06 | 3.4176e-06 | 3.3588e-06 | 2.9404e-06 | 6.4282e-06 | 2.2239e-05 | 0.00013311
6559 | 9.8912e-05 | 7.1272e-05 | 8.3478e-05 | 7.8209e-05 | 7.4853e-05 | 7.3997e-05 | 7.773e-05 | 7.6421e-05 | 8.2045e-05 | 7.543e-05 | 6.0585e-05 | 8.4171e-05 | 6.1559e-05 | 8.9855e-05 | 8.1558e-05 | 7.2958e-05 | 9.3639e-05 | 1.7407e-05 | 0.00012398
6560 | 0.00024895 | 0.00022468 | 0.00025083 | 0.00023098 | 0.00023663 | 0.00021931 | 0.00021773 | 0.00023098 | 0.00021821 | 0.00023476 | 0.00020604 | 0.00024608 | 0.00018507 | 0.00025543 | 0.00022131 | 0.00022376 | 0.00026588 | 1.2201e-05 | 0.00012528
6561 | 0.00038245 | 0.00037646 | 0.00029452 | 0.00036088 | 0.0003826 | 0.00035781 | 0.00035661 | 0.00037065 | 0.00040137 | 0.0003808 | 0.00017402 | 0.00039733 | 0.00030733 | 0.0004061 | 0.0003335 | 0.00037847 | 0.00041392 | 6.9048e-06 | 0.00011837
6562 | 0.00044364 | 0.00042283 | 0.00033635 | 0.00043125 | 0.00047934 | 0.00042342 | 0.00038559 | 0.00044297 | 0.00044024 | 0.00047827 | 0.00037136 | 0.00039747 | 0.00039157 | 0.00038577 | 0.00033464 | 0.00047278 | 0.00042909 | 4.9055e-06 | 7.1057e-05
6563 | 0.00045926 | 0.00045245 | 0.00044772 | 0.00047461 | 0.00042314 | 0.00045205 | 0.00049839 | 0.00047413 | 0.00048755 | 0.00052972 | 0.00042987 | 0.00047899 | 0.00040351 | 0.00041672 | 0.00050463 | 0.00042488 | 0.00040847 | 3.8529e-06 | 6.1473e-06
6564 | 0.00041883 | 0.00047043 | 0.00047675 | 0.00049493 | 0.00053365 | 0.00045905 | 0.00051649 | 0.00046791 | 0.00050241 | 0.00054223 | 0.000442 | 0.00050777 | 0.00041263 | 0.00044833 | 0.00053471 | 0.00055178 | 0.00040028 | 4.8675e-06 | 6.4877e-06
6565 | 0.00040772 | 0.00048402 | 0.00046788 | 0.00047155 | 0.00051423 | 0.00046496 | 0.00050119 | 0.00044893 | 0.00048869 | 0.0005279 | 0.00045481 | 0.00049939 | 0.00038364 | 0.00046455 | 0.00045577 | 0.00057453 | 0.00035866 | 7.0697e-06 | 3.699e-05
6566 | 0.00036935 | 0.00046278 | 0.00041183 | 0.00043019 | 0.00043702 | 0.00040552 | 0.0004502 | 0.00040681 | 0.00045314 | 0.00047516 | 0.00040207 | 0.00038564 | 0.00028742 | 0.00042713 | 0.00035531 | 0.00049682 | 0.00037012 | 7.7638e-06 | 4.3411e-05
6567 | 0.00026534 | 0.00036709 | 0.00035793 | 0.00033858 | 0.00031959 | 0.00031102 | 0.00032958 | 0.00032172 | 0.00034506 | 0.00036834 | 0.00033233 | 0.00036146 | 0.00017259 | 0.00038021 | 0.0002806 | 0.00037759 | 0.00027155 | 1.0641e-05 | 3.0595e-05
6568 | 0.00016709 | 0.00023173 | 0.00021363 | 0.00019179 | 0.00019781 | 0.00019421 | 0.00019081 | 0.00018797 | 0.00019981 | 0.000243 | 0.00023176 | 0.00024057 | 0.00010051 | 0.00025717 | 0.00015992 | 0.00025645 | 0.00011404 | 1.443e-05 | 4.451e-05
6569 | 5.4396e-05 | 0.00012959 | 0.0001168 | 7.1718e-05 | 5.6275e-05 | 7.8653e-05 | 7.032e-05 | 7.6028e-05 | 8.5161e-05 | 8.776e-05 | 0.00012016 | 0.00010637 | 4.4436e-05 | 0.00018731 | 2.9641e-05 | 8.7873e-05 | 2.3804e-05 | 1.6357e-05 | 3.6724e-05
6570 | 2.1051e-05 | 9.4549e-05 | 7.212e-05 | 4.1115e-05 | 2.9578e-07 | 6.0994e-05 | 3.9656e-05 | 4.1204e-05 | 7.1007e-05 | 3.1308e-05 | 8.9231e-05 | 5.3083e-05 | 7.6537e-06 | 0.00013932 | 2.3503e-06 | 2.4718e-05 | 3.3685e-06 | 3.8126e-05 | 2.6793e-05
6571 | 2.0242e-05 | 9.3461e-05 | 6.8853e-05 | 3.4541e-05 | 0 | 6.2098e-05 | 4.2664e-05 | 4.3161e-05 | 8.6533e-05 | 2.5997e-05 | 6.6124e-05 | 5.6479e-05 | 5.8867e-06 | 0.00013374 | 7.3272e-06 | 2.3374e-05 | 5.8177e-06 | 3.8376e-05 | 1.6142e-05
6572 | 1.4975e-05 | 6.8309e-05 | 3.7999e-05 | 1.2052e-05 | 0 | 5.0925e-05 | 3.3419e-05 | 3.33e-05 | 7.379e-05 | 1.1072e-05 | 1.8573e-05 | 4.123e-05 | 3.9543e-06 | 0.00010553 | 7.481e-06 | 7.4702e-08 | 4.2836e-06 | 4.0304e-05 | 6.0536e-06
6573 | 1.8057e-06 | 2.7048e-05 | 1.6349e-05 | 5.0351e-06 | 0 | 2.9989e-05 | 1.4907e-05 | 1.936e-05 | 3.3119e-05 | 8.4439e-06 | 4.8502e-08 | 2.125e-05 | 2.4852e-06 | 4.1808e-05 | 7.4864e-06 | 0 | 1.3017e-06 | 4.4004e-05 | 3.1397e-07
6574 | 2.7199e-08 | 1.1681e-05 | 5.4704e-06 | 3.3124e-07 | 0 | 9.3875e-06 | 4.6754e-06 | 6.5485e-06 | 1.226e-05 | 6.5377e-06 | 0 | 9.5917e-06 | 3.3667e-07 | 9.1959e-06 | 6.4317e-06 | 0 | 2.5044e-07 | 6.0665e-05 | 6.0792e-09
6575 | 0 | 5.3675e-06 | 1.3224e-06 | 0 | 0 | 1.9837e-06 | 2.0974e-06 | 1.9511e-06 | 5.4641e-06 | 1.6478e-06 | 0 | 2.5864e-06 | 1.1542e-09 | 7.8064e-07 | 4.2226e-07 | 0 | 0 | 7.043e-05 | 0
6576 | 0 | 1.3718e-06 | 5.0381e-07 | 0 | 0 | 1.3219e-07 | 1.6115e-07 | 2.6305e-07 | 1.303e-06 | 0 | 0 | 3.1322e-07 | 9.8422e-10 | 1.407e-07 | 0 | 0 | 0 | 7.5687e-05 | 0
6577 | 0 | 4.9885e-07 | 2.2241e-07 | 0 | 0 | 2.4942e-07 | 3.6088e-08 | 2.2534e-08 | 2.3881e-07 | 0 | 0 | 3.8644e-07 | 1.7537e-09 | 2.973e-08 | 0 | 0 | 0 | 8.5316e-05 | 0
6578 | 0 | 5.4703e-07 | 7.8225e-09 | 0 | 0 | 2.9109e-07 | 0 | 0 | 2.2962e-07 | 0 | 0 | 4.2875e-07 | 1.0469e-09 | 2.3851e-10 | 0 | 0 | 0 | 0.00010109 | 9.7702e-09
6579 | 0 | 5.4659e-07 | 1.4397e-10 | 0 | 0 | 2.8086e-07 | 0 | 0 | 7.9602e-08 | 0 | 0 | 4.2746e-07 | 1.19e-09 | 7.5207e-11 | 0 | 0 | 0 | 0.00013727 | 0
6580 | 0 | 3.9418e-07 | 0 | 0 | 0 | 2.2992e-07 | 0 | 0 | 8.719e-09 | 0 | 0 | 8.0001e-08 | 8.0527e-10 | 1.0959e-10 | 0 | 0 | 0 | 0.00014894 | 0
6581 | 0 | 0 | 0 | 0 | 0 | 1.3257e-08 | 0 | 0 | 0 | 0 | 1.1548e-09 | 1.1844e-09 | 8.7685e-10 | 0 | 0 | 0 | 0 | 0.00015509 | 0
6582 | 1.1965e-05 | 1.3776e-06 | 4.9726e-07 | 2.7032e-06 | 1.0714e-06 | 4.3079e-06 | 1.4545e-07 | 4.3261e-06 | 2.197e-06 | 1.0204e-06 | 2.5103e-08 | 3.0273e-06 | 1.982e-06 | 2.402e-06 | 6.9319e-08 | 1.4211e-06 | 1.3649e-05 | 0.00015047 | 0
6583 | 8.6569e-05 | 5.2524e-05 | 1.1514e-05 | 5.7302e-05 | 7.9174e-05 | 6.1925e-05 | 6.8997e-06 | 6.2819e-05 | 3.3756e-05 | 6.5319e-05 | 7.3489e-06 | 7.1052e-05 | 6.9557e-05 | 6.9868e-05 | 7.8578e-06 | 5.6649e-05 | 9.3765e-05 | 0.00015609 | 0
6584 | 0.00021623 | 0.00010394 | 3.5159e-05 | 0.00019144 | 0.00017488 | 0.00020359 | 2.5837e-05 | 0.00018768 | 8.9752e-05 | 0.00021956 | 1.406e-05 | 0.00013708 | 0.00021363 | 0.00022809 | 1.8872e-05 | 7.4299e-05 | 0.00025706 | 0.00015598 | 6.8391e-09
6585 | 0.00035313 | 0.00011848 | 7.8709e-05 | 0.00032008 | 0.00014126 | 0.00033435 | 4.8725e-05 | 0.00035112 | 0.00011245 | 0.00035317 | 6.7585e-05 | 0.00013441 | 0.00033597 | 0.00032435 | 3.592e-05 | 5.5801e-05 | 0.00040449 | 0.0001561 | 2.5403e-08
6586 | 0.00045693 | 0.00011149 | 7.4713e-05 | 0.00042051 | 6.9758e-05 | 0.00034265 | 6.8675e-05 | 0.00041251 | 0.00013102 | 0.00035515 | 7.9647e-05 | 0.00010041 | 0.0003661 | 0.00020447 | 7.433e-05 | 6.1419e-05 | 0.00049395 | 0.00017005 | 4.2012e-08
6587 | 0.00049886 | 7.4811e-05 | 9.2381e-05 | 0.00042458 | 4.847e-05 | 0.00029996 | 9.4716e-05 | 0.00044892 | 0.00012241 | 0.00019946 | 9.846e-05 | 9.2347e-05 | 0.00030592 | 0.00015717 | 0.00010176 | 6.6944e-05 | 0.00054039 | 0.00022051 | 3.102e-07
6588 | 0.00051163 | 4.6765e-05 | 0.00011769 | 0.00024977 | 3.6235e-05 | 0.00025484 | 0.00011764 | 0.00038221 | 9.4349e-05 | 8.7207e-05 | 0.00012224 | 8.9725e-05 | 0.00026069 | 0.00012001 | 0.00011716 | 4.5498e-05 | 0.00055349 | 0.00023999 | 6.6622e-07
6589 | 0.00036066 | 6.0468e-05 | 0.00011753 | 0.00011138 | 6.2773e-05 | 0.00018786 | 0.00018173 | 0.00024995 | 9.9849e-05 | 9.663e-05 | 0.0001977 | 6.9768e-05 | 0.00018931 | 0.00012502 | 0.00022057 | 0.00012747 | 0.00047735 | 0.00027138 | 2.6288e-06
6590 | 0.00020552 | 6.2077e-05 | 0.00012845 | 0.00011427 | 4.4534e-05 | 0.00011662 | 0.00023217 | 0.00016942 | 0.00011693 | 9.5196e-05 | 0.00018443 | 5.8237e-05 | 0.00010354 | 0.00010776 | 0.00023579 | 8.5527e-05 | 0.00029229 | 0.00028106 | 1.053e-05
6591 | 0.00016676 | 6.4871e-05 | 0.00012874 | 6.498e-05 | 5.0097e-05 | 6.8588e-05 | 0.00022812 | 9.074e-05 | 0.00011184 | 9.1771e-05 | 0.00028532 | 4.1903e-05 | 6.2146e-05 | 7.329e-05 | 0.00023378 | 7.2989e-05 | 0.00014505 | 0.00028799 | 0.000133
6592 | 7.9479e-05 | 7.8697e-05 | 0.00010755 | 3.2493e-05 | 2.6194e-05 | 5.2567e-05 | 0.00016142 | 4.6097e-05 | 0.00011076 | 5.876e-05 | 0.00023708 | 4.4758e-05 | 1.9435e-05 | 5.6134e-05 | 0.00016753 | 6.9959e-05 | 5.7295e-05 | 0.0003012 | 0.00018574
6593 | 2.4185e-05 | 6.1657e-05 | 0.00010378 | 3.6474e-05 | 8.0421e-06 | 3.9015e-05 | 7.1919e-05 | 3.725e-05 | 5.8759e-05 | 2.8992e-05 | 0.00011275 | 3.0572e-05 | 6.3399e-06 | 0.00011776 | 7.5925e-05 | 2.3518e-05 | 1.0343e-05 | 0.00030443 | 0.00019648
6594 | 2.024e-05 | 7.0809e-06 | 2.8385e-05 | 3.8773e-05 | 2.8191e-08 | 5.3433e-05 | 2.1788e-05 | 3.694e-05 | 2.7821e-05 | 1.8742e-05 | 5.2176e-06 | 1.1052e-05 | 4.5396e-06 | 6.6535e-05 | 3.1352e-06 | 1.2141e-06 | 2.8103e-06 | 0.00032271 | 0.00020018
6595 | 1.9115e-05 | 1.6649e-06 | 4.6553e-06 | 2.4601e-05 | 0 | 4.7698e-05 | 1.0779e-05 | 3.5835e-05 | 2.8039e-05 | 8.5417e-06 | 1.4071e-06 | 6.9982e-06 | 4.888e-06 | 2.3026e-05 | 7.1675e-06 | 0 | 5.4195e-06 | 0.00033977 | 0.00019301
6596 | 1.4713e-05 | 4.6937e-06 | 2.4959e-06 | 7.7178e-06 | 0 | 2.7316e-05 | 2.0969e-06 | 2.5303e-05 | 6.7883e-06 | 3.2369e-06 | 7.3908e-08 | 1.4919e-06 | 2.2887e-06 | 6.2763e-06 | 3.2004e-06 | 0 | 5.5052e-06 | 0.00033281 | 0.00017454
6597 | 1.3739e-06 | 1.8754e-07 | 1.0145e-06 | 2.2193e-06 | 0 | 8.8673e-06 | 8.2606e-07 | 1.0618e-05 | 6.4809e-07 | 5.6533e-07 | 1.1548e-09 | 5.3045e-07 | 1.4565e-06 | 2.2174e-06 | 0 | 0 | 5.1629e-06 | 0.00033129 | 0.00016193
6598 | 2.9424e-07 | 0 | 4.8447e-08 | 0 | 0 | 3.0841e-06 | 7.5427e-08 | 3.1231e-06 | 0 | 0 | 0 | 7.8206e-08 | 9.3769e-09 | 4.7337e-07 | 0 | 0 | 2.1799e-06 | 0.00033236 | 0.00015455
6599 | 5.0441e-08 | 1.0336e-08 | 7.6929e-08 | 0 | 0 | 7.1838e-07 | 0 | 1.0536e-06 | 0 | 0 | 0 | 1.5792e-09 | 8.9474e-10 | 2.3999e-08 | 0 | 0 | 0 | 0.00033363 | 0.00020155
6600 | 0 | 0 | 0 | 0 | 0 | 2.0454e-09 | 1.1668e-08 | 6.327e-08 | 0 | 0 | 0 | 1.0767e-10 | 8.0527e-10 | 2.0628e-09 | 0 | 0 | 0 | 0.00031643 | 0.00019032
6601 | 0 | 1.003e-07 | 2.3995e-11 | 0 | 0 | 1.82e-07 | 0 | 5.7781e-10 | 0 | 0 | 0 | 2.5518e-07 | 9.7527e-10 | 1.0744e-10 | 0 | 0 | 0 | 0.0003036 | 0.00019759
6602 | 0 | 0 | 0 | 0 | 0 | 2.1401e-08 | 0 | 0 | 0 | 0 | 0 | 2.0817e-08 | 8.2316e-10 | 6.4463e-11 | 0 | 0 | 0 | 0.00025375 | 0.00020445
6603 | 0 | 0 | 0 | 0 | 0 | 0 | 0 | 0 | 0 | 0 | 0 | 0 | 8.2316e-10 | 0 | 0 | 0 | 0 | 0.00023742 | 0.00018984
6604 | 0 | 0 | 0 | 0 | 0 | 0 | 0 | 0 | 0 | 0 | 0 | 0 | 8.4106e-10 | 0 | 0 | 0 | 0 | 0.00023244 | 0.000194
6605 | 0 | 0 | 0 | 0 | 0 | 0 | 0 | 0 | 0 | 0 | 0 | 0 | 8.7685e-10 | 0 | 0 | 0 | 0 | 0.00021127 | 0.00019642
6606 | 1.6671e-06 | 3.4983e-06 | 1.2277e-06 | 2.2328e-06 | 5.7273e-07 | 5.1755e-06 | 1.1986e-06 | 1.569e-06 | 4.2407e-06 | 4.1106e-06 | 1.4962e-06 | 1.8781e-06 | 1.1849e-06 | 3.3051e-06 | 1.3119e-06 | 1.5798e-06 | 2.0414e-06 | 0.00017584 | 0.00018911
6607 | 4.5082e-05 | 6.0728e-05 | 4.0775e-05 | 8.1572e-05 | 4.5341e-05 | 7.6396e-05 | 3.8356e-05 | 6.4258e-05 | 5.7408e-05 | 6.5492e-05 | 3.2865e-05 | 4.4213e-05 | 3.883e-05 | 5.9415e-05 | 3.5598e-05 | 5.3948e-05 | 5.0917e-05 | 0.00014219 | 0.00020192
6608 | 0.00014808 | 0.00016445 | 0.00014116 | 0.00023598 | 0.00016867 | 0.00019081 | 0.0001679 | 0.00018184 | 0.00018047 | 9.7855e-05 | 0.00019376 | 0.00010567 | 8.9847e-05 | 0.00015429 | 0.00014459 | 0.00012826 | 0.00020131 | 0.00010717 | 0.00019969
6609 | 0.00031259 | 0.00029944 | 0.00030868 | 0.000281 | 0.00022392 | 0.00031286 | 0.00036147 | 0.00032429 | 0.00035384 | 0.00015936 | 0.00035706 | 0.00021466 | 0.00015433 | 0.00020115 | 0.00041797 | 0.00024326 | 0.00040526 | 9.0944e-05 | 0.00019166
6610 | 0.00048403 | 0.00039333 | 0.00042502 | 0.00035214 | 0.00045298 | 0.00038116 | 0.00050766 | 0.00038179 | 0.00043572 | 0.00028036 | 0.00044164 | 0.00034834 | 0.00037075 | 0.00025872 | 0.00051733 | 0.00044916 | 0.00049179 | 8.4665e-05 | 7.3213e-05
6611 | 0.00049925 | 0.00048383 | 0.00050505 | 0.00043962 | 0.00056812 | 0.00046085 | 0.00057886 | 0.00047821 | 0.00050755 | 0.00053149 | 0.00049452 | 0.00045587 | 0.00041911 | 0.00032468 | 0.00058931 | 0.00052957 | 0.00050151 | 9.9232e-05 | 1.3662e-05
6612 | 0.00049983 | 0.00052981 | 0.00053509 | 0.00050872 | 0.00061119 | 0.00050176 | 0.00059308 | 0.00052234 | 0.00055086 | 0.00057994 | 0.00053161 | 0.00053651 | 0.0004655 | 0.00037523 | 0.00060984 | 0.0006343 | 0.00044405 | 0.00011404 | 1.0472e-05
6613 | 0.00051436 | 0.0005269 | 0.00054553 | 0.00053524 | 0.00058835 | 0.0005251 | 0.00057908 | 0.00053314 | 0.00054161 | 0.00052239 | 0.00052149 | 0.00053375 | 0.00045017 | 0.00040189 | 0.00058875 | 0.00061903 | 0.00051864 | 0.00011845 | 1.352e-05
6614 | 0.00035713 | 0.00050964 | 0.00050386 | 0.00045052 | 0.0005147 | 0.00048356 | 0.00051879 | 0.00046304 | 0.00048886 | 0.00052677 | 0.00046767 | 0.00050377 | 0.00039146 | 0.00043351 | 0.00052741 | 0.00054807 | 0.00041812 | 0.0001215 | 2.9774e-05
6615 | 0.00027959 | 0.00040206 | 0.00039626 | 0.00033279 | 0.00038976 | 0.00037434 | 0.00040235 | 0.00036249 | 0.00037432 | 0.00039713 | 0.00039299 | 0.00040116 | 0.00028507 | 0.00037695 | 0.00041346 | 0.00041956 | 0.00026094 | 0.00013742 | 0.00012676
6616 | 0.00019019 | 0.00024863 | 0.00024035 | 0.00021265 | 0.00022726 | 0.00022498 | 0.00023579 | 0.0001994 | 0.00022113 | 0.00024606 | 0.00027896 | 0.0002513 | 0.0001657 | 0.00026386 | 0.00025393 | 0.00026811 | 0.00018757 | 0.00014175 | 0.00014742
6617 | 5.4306e-05 | 0.00012917 | 0.00012489 | 8.8176e-05 | 5.6096e-05 | 8.3154e-05 | 8.567e-05 | 7.5947e-05 | 9.238e-05 | 9.3514e-05 | 0.00014992 | 0.00010318 | 5.6698e-05 | 0.0001919 | 6.3792e-05 | 8.5432e-05 | 3.4172e-05 | 0.00013322 | 0.00013915
6618 | 2.0422e-05 | 9.4128e-05 | 7.2058e-05 | 4.2106e-05 | 2.0809e-07 | 6.1451e-05 | 3.9223e-05 | 4.11e-05 | 7.1676e-05 | 3.1748e-05 | 9.6328e-05 | 5.329e-05 | 7.4395e-06 | 0.00014127 | 2.6765e-06 | 2.4638e-05 | 3.3704e-06 | 0.00014577 | 0.00012819
6619 | 1.9936e-05 | 9.2895e-05 | 6.8986e-05 | 3.6132e-05 | 0 | 6.4245e-05 | 4.1731e-05 | 4.1914e-05 | 8.7159e-05 | 2.6188e-05 | 7.1634e-05 | 5.6801e-05 | 6.8972e-06 | 0.00013405 | 7.3269e-06 | 2.3228e-05 | 5.6259e-06 | 0.00014294 | 7.2464e-05
6620 | 1.5637e-05 | 6.5629e-05 | 3.692e-05 | 9.6505e-06 | 0 | 5.3383e-05 | 3.4085e-05 | 3.298e-05 | 7.253e-05 | 1.26e-05 | 2.8899e-05 | 4.2171e-05 | 5.377e-06 | 0.00010174 | 7.4756e-06 | 2.5938e-08 | 5.3293e-06 | 0.0001322 | 5.6316e-05
6621 | 2.7486e-06 | 2.5395e-05 | 1.671e-05 | 4.4889e-06 | 0 | 3.1623e-05 | 1.6245e-05 | 1.9893e-05 | 4.0678e-05 | 9.0033e-06 | 3.3484e-06 | 2.172e-05 | 2.9517e-06 | 2.4798e-05 | 7.4828e-06 | 0 | 4.5457e-06 | 0.00012509 | 8.1558e-05
6622 | 3.0982e-07 | 1.1702e-05 | 4.7476e-06 | 7.7289e-08 | 0 | 9.9534e-06 | 5.173e-06 | 6.9322e-06 | 1.8203e-05 | 4.6903e-06 | 0 | 9.5209e-06 | 2.0072e-07 | 3.7117e-06 | 6.4716e-06 | 0 | 1.7948e-06 | 0.00011188 | 5.5102e-05
6623 | 1.1671e-07 | 5.2949e-06 | 1.3751e-06 | 0 | 0 | 1.8702e-06 | 2.0787e-06 | 2.0593e-06 | 5.311e-06 | 6.9561e-07 | 0 | 2.4954e-06 | 7.1579e-10 | 7.549e-07 | 4.44e-07 | 0 | 0 | 0.00011522 | 3.2274e-05
6624 | 0 | 1.301e-06 | 4.8139e-07 | 0 | 0 | 1.3439e-07 | 1.8386e-07 | 3.2421e-07 | 1.1734e-06 | 0 | 1.1548e-09 | 2.7719e-07 | 6.979e-10 | 1.3067e-07 | 0 | 0 | 0 | 0.00012606 | 1.4943e-05
6625 | 0 | 4.9842e-07 | 2.3645e-07 | 0 | 0 | 2.5851e-07 | 4.5923e-08 | 2.0801e-08 | 8.4834e-09 | 0 | 0 | 3.6566e-07 | 1.4316e-09 | 1.4489e-08 | 0 | 0 | 0 | 0.00015733 | 9.5645e-06
6626 | 0 | 5.4791e-07 | 7.1026e-09 | 0 | 0 | 2.8086e-07 | 0 | 0 | 1.6495e-09 | 0 | 0 | 4.2818e-07 | 7.9632e-10 | 1.1603e-10 | 0 | 0 | 0 | 0.00017388 | 1.7558e-05
6627 | 0 | 5.4703e-07 | 2.3995e-11 | 0 | 0 | 2.8067e-07 | 0 | 0 | 7.0695e-10 | 0 | 0 | 4.2782e-07 | 7.1579e-10 | 1.2893e-11 | 0 | 0 | 0 | 0.00019558 | 3.4929e-05
6628 | 0 | 3.9199e-07 | 1.1998e-10 | 0 | 0 | 2.2726e-07 | 0 | 0 | 0 | 0 | 0 | 8.1472e-08 | 9.7527e-10 | 9.0248e-11 | 0 | 0 | 0 | 0.00020852 | 4.8369e-05
6629 | 0 | 0 | 0 | 0 | 0 | 1.231e-08 | 0 | 0 | 0 | 0 | 0 | 0 | 6.2632e-10 | 0 | 0 | 0 | 0 | 0.00021084 | 7.6393e-05
6630 | 1.1688e-06 | 5.6778e-07 | 7.4977e-07 | 2.817e-07 | 0 | 4.7995e-07 | 1.0012e-06 | 6.5655e-07 | 1.1331e-06 | 2.7873e-08 | 9.1528e-07 | 1.3895e-07 | 2.9367e-07 | 1.1864e-07 | 8.7147e-07 | 1.2658e-07 | 9.5612e-08 | 0.00021068 | 0.00010081
6631 | 1.9109e-05 | 2.8889e-05 | 5.7428e-05 | 2.1481e-05 | 1.3395e-05 | 1.4376e-05 | 6.4485e-05 | 1.6004e-05 | 4.1142e-05 | 7.916e-06 | 6.0943e-05 | 1.8786e-05 | 1.6653e-05 | 1.5068e-05 | 6.7643e-05 | 3.4724e-05 | 8.4139e-06 | 0.00022115 | 0.00010379
6632 | 5.196e-05 | 0.00011049 | 0.00019093 | 4.075e-05 | 4.494e-05 | 4.1556e-05 | 0.00023106 | 5.9828e-05 | 0.00014577 | 3.9105e-05 | 0.00020865 | 6.1499e-05 | 7.0765e-05 | 5.6881e-05 | 0.00024661 | 7.4014e-05 | 3.3375e-05 | 0.00021242 | 0.00013508
6633 | 0.00011043 | 0.00013914 | 0.00032904 | 9.1612e-05 | 0.00011633 | 7.6672e-05 | 0.00038213 | 0.00011691 | 0.00027613 | 9.2632e-05 | 0.00034358 | 0.00010075 | 0.00013282 | 9.7462e-05 | 0.00040529 | 0.00010003 | 6.18e-05 | 0.00019634 | 0.00011376
6634 | 0.00011548 | 0.00014968 | 0.00038099 | 0.00013235 | 9.7403e-05 | 0.00011647 | 0.00046984 | 0.00015 | 0.0002698 | 8.604e-05 | 0.0004197 | 9.8581e-05 | 0.00024115 | 0.00012069 | 0.00050581 | 0.00013855 | 6.2193e-05 | 0.00018932 | 7.4568e-05
6635 | 0.0001231 | 0.00016874 | 0.00040995 | 0.00016124 | 0.00011873 | 0.00013705 | 0.00054122 | 0.00022611 | 0.00022938 | 9.3774e-05 | 0.00046462 | 0.00015733 | 0.00027956 | 0.000158 | 0.00056177 | 0.00020021 | 6.8927e-05 | 0.00017079 | 5.8938e-05
6636 | 0.00017772 | 0.00010464 | 0.00036129 | 0.00020314 | 0.00010244 | 0.00017371 | 0.00047289 | 0.00030467 | 0.00021926 | 0.00010458 | 0.00045205 | 0.00016087 | 0.00020419 | 0.00015884 | 0.00057663 | 9.3472e-05 | 9.5378e-05 | 0.00015451 | 6.546e-05
6637 | 0.00022545 | 7.1345e-05 | 0.0002616 | 0.00021686 | 0.00013616 | 0.00016376 | 0.00032181 | 0.00027917 | 0.00017187 | 0.00018534 | 0.00033458 | 0.00015855 | 0.00017641 | 0.00014061 | 0.00042157 | 0.00012643 | 0.00010064 | 0.00015598 | 7.7238e-05
6638 | 0.00017432 | 5.5803e-05 | 0.00015971 | 0.00011942 | 7.685e-05 | 8.689e-05 | 0.00022092 | 0.00018992 | 0.00010535 | 0.00010025 | 0.00035638 | 0.00010063 | 0.00017794 | 0.00015104 | 0.00026563 | 8.2781e-05 | 8.6725e-05 | 0.00013637 | 6.2422e-05
6639 | 0.0001014 | 3.0934e-05 | 0.00018959 | 6.4186e-05 | 6.9807e-05 | 4.7867e-05 | 0.00013478 | 9.6439e-05 | 5.205e-05 | 0.00010957 | 0.00018535 | 7.8903e-05 | 0.00011932 | 0.0001547 | 0.00010896 | 6.529e-05 | 5.3415e-05 | 0.0001178 | 5.8429e-05
6640 | 7.33e-05 | 4.8849e-05 | 0.00013266 | 3.3704e-05 | 3.2047e-05 | 4.7896e-05 | 8.0681e-05 | 4.7206e-05 | 4.4893e-05 | 6.1307e-05 | 0.00018945 | 0.00013164 | 6.3447e-05 | 0.00017386 | 0.00012723 | 5.788e-05 | 3.6427e-05 | 0.00011939 | 8.4733e-05
6641 | 2.0979e-05 | 6.3233e-05 | 0.00010932 | 1.7627e-05 | 2.3481e-05 | 3.0697e-05 | 5.8794e-05 | 3.3237e-05 | 4.2376e-05 | 3.658e-05 | 0.00015001 | 6.5643e-05 | 3.136e-05 | 0.00014376 | 2.5721e-05 | 2.5381e-05 | 7.5122e-06 | 8.4508e-05 | 0.00010592
6642 | 1.2561e-05 | 1.1421e-05 | 6.1634e-05 | 9.0059e-06 | 9.5871e-07 | 3.1543e-05 | 4.088e-05 | 3.1563e-05 | 4.208e-05 | 1.2701e-05 | 9.7298e-05 | 2.2213e-05 | 6.3243e-06 | 6.1422e-05 | 3.72e-06 | 4.0505e-07 | 4.1538e-07 | 0.00010463 | 0.00011829
6643 | 4.5596e-06 | 4.2283e-06 | 5.0996e-05 | 6.9302e-06 | 0 | 1.7968e-05 | 3.8188e-05 | 2.428e-05 | 4.279e-05 | 6.4308e-06 | 6.8927e-05 | 1.3754e-05 | 5.1145e-06 | 2.0304e-05 | 7.336e-06 | 0 | 0 | 0.00013101 | 0.00013927
6644 | 5.9837e-08 | 6.4471e-06 | 1.3597e-05 | 2.2193e-06 | 0 | 4.3901e-06 | 2.6916e-05 | 1.1736e-05 | 2.8939e-05 | 1.9942e-06 | 1.6183e-05 | 5.786e-06 | 3.5987e-06 | 4.2003e-06 | 7.4683e-06 | 0 | 0 | 0.00013452 | 0.00010499
6645 | 0 | 9.8711e-07 | 5.01e-06 | 0 | 0 | 1.0695e-06 | 1.0204e-05 | 4.7585e-06 | 1.6074e-05 | 4.4243e-08 | 4.0996e-08 | 1.1721e-06 | 1.6288e-06 | 1.1387e-06 | 7.4792e-06 | 0 | 0 | 0.0001029 | 8.7485e-05
6646 | 0 | 0 | 1.1221e-06 | 0 | 0 | 1.3227e-07 | 2.5834e-06 | 1.8208e-06 | 1.8208e-06 | 0 | 5.1967e-08 | 1.2357e-07 | 4.3485e-09 | 1.0592e-07 | 6.062e-06 | 0 | 0 | 0.00010293 | 7.0846e-05
6647 | 0 | 0 | 2.2551e-07 | 0 | 0 | 1.7089e-08 | 3.0454e-07 | 4.2153e-07 | 3.8158e-07 | 0 | 0 | 1.4356e-09 | 1.1184e-09 | 1.2893e-10 | 3.407e-07 | 0 | 0 | 8.415e-05 | 5.2758e-05
6648 | 0 | 0 | 0 | 0 | 0 | 0 | 1.7502e-08 | 0 | 2.3687e-08 | 0 | 0 | 0 | 5.9053e-10 | 0 | 0 | 0 | 0 | 6.129e-05 | 2.6678e-05
6649 | 0 | 2.8994e-07 | 0 | 0 | 0 | 1.303e-07 | 0 | 0 | 1.3046e-07 | 0 | 0 | 3.2553e-07 | 2.0042e-09 | 6.4463e-11 | 0 | 0 | 0 | 6.2751e-05 | 1.7552e-05
6650 | 0 | 0 | 2.3995e-11 | 0 | 0 | 1.8939e-10 | 0 | 0 | 1.7151e-07 | 0 | 0 | 2.4262e-07 | 4.2053e-10 | 8.0579e-12 | 0 | 0 | 0 | 6.641e-05 | 2.0347e-05
6651 | 0 | 0 | 0 | 0 | 0 | 0 | 0 | 0 | 7.1661e-08 | 0 | 0 | 0 | 4.2948e-10 | 0 | 0 | 0 | 0 | 6.7428e-05 | 4.9427e-05
6652 | 0 | 0 | 0 | 0 | 0 | 0 | 0 | 0 | 2.3565e-10 | 0 | 0 | 0 | 6.3527e-10 | 0 | 0 | 0 | 0 | 6.3979e-05 | 8.0081e-05
6653 | 0 | 0 | 0 | 0 | 0 | 0 | 0 | 0 | 0 | 0 | 0 | 0 | 6.979e-10 | 1.0744e-11 | 0 | 0 | 0 | 6.2067e-05 | 9.0557e-05
6654 | 5.857e-06 | 7.9039e-07 | 1.8315e-06 | 2.7243e-06 | 4.9919e-08 | 2.2494e-06 | 1.6257e-06 | 3.2912e-06 | 2.4997e-06 | 1.7636e-06 | 1.2043e-06 | 2.1037e-06 | 1.3166e-06 | 2.6336e-06 | 1.095e-06 | 4.0983e-07 | 5.9297e-06 | 6.5423e-05 | 0.00011526
6655 | 0.00010537 | 2.6656e-05 | 7.1078e-05 | 7.8119e-05 | 1.9666e-05 | 5.0675e-05 | 6.0302e-05 | 7.626e-05 | 6.4032e-05 | 7.4277e-05 | 6.1273e-05 | 6.2351e-05 | 5.4987e-05 | 9.2035e-05 | 6.7322e-05 | 2.2312e-05 | 0.000104 | 5.9812e-05 | 8.3395e-05
6656 | 0.00026948 | 8.8513e-05 | 0.00022308 | 0.00023474 | 7.4246e-05 | 0.00016149 | 0.00020566 | 0.00023799 | 0.00019854 | 0.00024528 | 0.00020725 | 0.00021285 | 0.00022451 | 0.00027181 | 0.0002468 | 7.9249e-05 | 0.00028127 | 4.3407e-05 | 7.0509e-05
6657 | 0.00040866 | 0.00017927 | 0.00036141 | 0.00036855 | 0.00021692 | 0.00029656 | 0.0003483 | 0.00038714 | 0.00036158 | 0.00040386 | 0.00034242 | 0.00037987 | 0.0003266 | 0.00043059 | 0.00040345 | 0.00013876 | 0.00042913 | 2.8578e-05 | 7.5464e-05
6658 | 0.00048751 | 0.00029824 | 0.00042203 | 0.00045637 | 0.00041202 | 0.00040955 | 0.00045877 | 0.00046071 | 0.00044392 | 0.0005001 | 0.00041878 | 0.00046398 | 0.00039163 | 0.0004222 | 0.00050184 | 0.00030641 | 0.00049125 | 2.475e-05 | 0.00011409
6659 | 0.00047799 | 0.0004612 | 0.00048392 | 0.00047851 | 0.00055445 | 0.00047509 | 0.00055116 | 0.00048602 | 0.00051279 | 0.00055552 | 0.00046893 | 0.00051714 | 0.00044281 | 0.00046869 | 0.000558 | 0.00053663 | 0.0005009 | 2.7622e-05 | 0.00010567
6660 | 0.00048023 | 0.00047976 | 0.00051114 | 0.00041895 | 0.00058595 | 0.0004885 | 0.00056612 | 0.00049798 | 0.0005371 | 0.000575 | 0.000492 | 0.00053296 | 0.00046014 | 0.00049732 | 0.00057111 | 0.00059791 | 0.00050124 | 3.462e-05 | 0.00012305
6661 | 0.00044387 | 0.00046741 | 0.00051858 | 0.00043261 | 0.00056467 | 0.00048959 | 0.00055488 | 0.00049411 | 0.00053529 | 0.00056172 | 0.00048482 | 0.00053353 | 0.0004643 | 0.00052457 | 0.00055057 | 0.00056532 | 0.00047429 | 3.4179e-05 | 0.00012673
6662 | 0.00035056 | 0.00047055 | 0.00047543 | 0.00040604 | 0.00049326 | 0.00044412 | 0.00050052 | 0.00044932 | 0.00049149 | 0.00049633 | 0.00043665 | 0.00048917 | 0.00041099 | 0.00051719 | 0.0004939 | 0.00051987 | 0.00039428 | 3.5522e-05 | 0.00014068
6663 | 0.00025639 | 0.00037938 | 0.00037144 | 0.00030127 | 0.00036691 | 0.00033412 | 0.00038552 | 0.00033826 | 0.00037843 | 0.00038932 | 0.00035958 | 0.00038341 | 0.00030202 | 0.00041775 | 0.00038582 | 0.0004024 | 0.00028724 | 3.2629e-05 | 0.00014282
6664 | 0.00014406 | 0.00023554 | 0.00022303 | 0.0001888 | 0.00019303 | 0.00020171 | 0.00022148 | 0.00018606 | 0.0002149 | 0.00024492 | 0.00026192 | 0.0002379 | 0.00019314 | 0.00026816 | 0.00023186 | 0.00025647 | 0.00016044 | 3.1028e-05 | 0.00014115
6665 | 4.8776e-05 | 0.0001247 | 0.00011757 | 5.8323e-05 | 4.8966e-05 | 7.411e-05 | 7.9194e-05 | 6.8127e-05 | 8.5038e-05 | 8.3401e-05 | 0.00014212 | 9.9306e-05 | 6.1355e-05 | 0.00018589 | 5.3615e-05 | 7.7664e-05 | 3.6119e-05 | 2.8267e-05 | 0.00014158
6666 | 2.0378e-05 | 9.4031e-05 | 7.0646e-05 | 2.6248e-05 | 1.2831e-07 | 6.2083e-05 | 4.031e-05 | 4.1008e-05 | 6.8583e-05 | 3.0768e-05 | 9.299e-05 | 5.2427e-05 | 7.3783e-06 | 0.00013969 | 2.4593e-06 | 2.4192e-05 | 3.3013e-06 | 4.8627e-05 | 9.9784e-05
6667 | 1.9684e-05 | 9.2648e-05 | 6.7797e-05 | 2.0159e-05 | 0 | 6.4567e-05 | 4.2693e-05 | 4.3042e-05 | 8.4563e-05 | 2.5193e-05 | 6.9087e-05 | 5.6528e-05 | 7.6047e-06 | 0.00013437 | 7.3451e-06 | 2.2996e-05 | 4.7867e-06 | 4.8544e-05 | 0.00010678
6668 | 1.5188e-05 | 6.4947e-05 | 3.6371e-05 | 7.5744e-06 | 0 | 5.1597e-05 | 3.4568e-05 | 3.3577e-05 | 7.2549e-05 | 1.2361e-05 | 2.952e-05 | 4.0481e-05 | 5.4986e-06 | 0.00010446 | 7.4828e-06 | 0 | 4.8947e-06 | 3.5644e-05 | 0.00013274
6669 | 2.1304e-06 | 2.3826e-05 | 1.5182e-05 | 4.5269e-06 | 0 | 3.0155e-05 | 1.4862e-05 | 1.9858e-05 | 4.0996e-05 | 8.726e-06 | 9.1075e-06 | 2.1297e-05 | 3.0481e-06 | 4.0141e-05 | 7.4792e-06 | 0 | 3.2874e-06 | 2.2329e-05 | 0.00014677
6670 | 3.0982e-07 | 1.1645e-05 | 4.7779e-06 | 1.2145e-07 | 0 | 1.0826e-05 | 4.3653e-06 | 6.0962e-06 | 1.7198e-05 | 4.9941e-06 | 5.1967e-08 | 9.9982e-06 | 2.3455e-07 | 9.0019e-06 | 6.4697e-06 | 0 | 0 | 1.6791e-05 | 0.00010485
6671 | 1.1943e-07 | 5.0633e-06 | 1.3554e-06 | 0 | 0 | 2.4447e-06 | 1.5886e-06 | 2.3287e-06 | 5.1248e-06 | 8.0621e-07 | 0 | 2.7823e-06 | 1.4137e-09 | 8.714e-07 | 4.0232e-07 | 0 | 0 | 1.7199e-05 | 0.00010476
6672 | 0 | 1.3257e-06 | 4.5507e-07 | 0 | 0 | 4.6044e-07 | 1.2527e-07 | 3.3394e-07 | 1.1368e-06 | 0 | 0 | 5.1037e-07 | 4.8316e-10 | 1.4315e-07 | 0 | 0 | 0 | 1.8619e-05 | 0.00011174
6673 | 0 | 4.9929e-07 | 2.1637e-07 | 0 | 0 | 2.5715e-07 | 4.7757e-08 | 2.2003e-08 | 1.4023e-07 | 0 | 0 | 5.7228e-07 | 1.5837e-09 | 3.0543e-08 | 0 | 0 | 0 | 1.9845e-05 | 0.00011329
6674 | 0 | 5.4747e-07 | 7.3426e-09 | 0 | 0 | 2.8105e-07 | 0 | 0 | 1.7254e-07 | 0 | 0 | 5.6708e-07 | 4.7421e-10 | 1.9339e-10 | 0 | 0 | 0 | 1.6991e-05 | 0.00010799
6675 | 0 | 5.4747e-07 | 1.1998e-10 | 0 | 0 | 2.8067e-07 | 0 | 0 | 1.7158e-07 | 0 | 0 | 5.987e-07 | 5.7264e-10 | 9.6695e-11 | 0 | 0 | 0 | 1.3639e-05 | 8.8159e-05
6676 | 0 | 3.9111e-07 | 0 | 0 | 0 | 2.3011e-07 | 0 | 0 | 1.7101e-07 | 0 | 0 | 1.4629e-07 | 3.7579e-10 | 0 | 0 | 0 | 0 | 1.3702e-05 | 7.7992e-05
6677 | 0 | 0 | 3.3593e-10 | 0 | 0 | 1.3447e-08 | 0 | 0 | 1.0475e-07 | 0 | 0 | 6.4604e-10 | 3.7579e-10 | 0 | 0 | 0 | 0 | 1.3637e-05 | 7.978e-05
6678 | 5.7062e-06 | 1.929e-06 | 2.7856e-06 | 2.7016e-06 | 9.5281e-07 | 3.6576e-06 | 3.1976e-06 | 3.1293e-06 | 3.3187e-06 | 1.7584e-06 | 2.4028e-06 | 2.1401e-06 | 2.8525e-06 | 3.1291e-06 | 3.1157e-06 | 1.1536e-06 | 5.0448e-06 | 1.3876e-05 | 2.6698e-05
6679 | 0.00010407 | 4.3614e-05 | 6.6487e-05 | 7.0946e-05 | 7.2569e-05 | 5.7374e-05 | 6.8927e-05 | 7.2165e-05 | 6.226e-05 | 6.9787e-05 | 4.2063e-05 | 8.0412e-05 | 6.4318e-05 | 8.7862e-05 | 5.6224e-05 | 5.7248e-05 | 9.55e-05 | 1.7862e-05 | 5.0389e-05
6680 | 0.00025991 | 0.00014634 | 0.00022331 | 0.00021736 | 0.00022092 | 0.00017668 | 0.00020974 | 0.00023294 | 0.0001907 | 0.00019991 | 0.00018944 | 0.00023367 | 0.00021185 | 0.00023007 | 0.00020271 | 0.00018386 | 0.00026964 | 1.7817e-05 | 6.9108e-05
6681 | 0.00039535 | 0.00028149 | 0.00037033 | 0.0003614 | 0.00037745 | 0.00031293 | 0.00039848 | 0.0003725 | 0.00033511 | 0.00037496 | 0.00031108 | 0.00037673 | 0.00035071 | 0.00037434 | 0.00032548 | 0.00037849 | 0.00038593 | 1.6074e-05 | 0.00012384
6682 | 0.00047107 | 0.00038473 | 0.00038782 | 0.00045614 | 0.00049233 | 0.00041389 | 0.00046722 | 0.00043206 | 0.00042725 | 0.00047231 | 0.00037313 | 0.00041958 | 0.00036521 | 0.00036784 | 0.00047112 | 0.00048098 | 0.00040821 | 1.2776e-05 | 9.6e-05
6683 | 0.00040009 | 0.00045455 | 0.00038401 | 0.0004937 | 0.00053412 | 0.00046588 | 0.00051532 | 0.0004772 | 0.00050039 | 0.00049513 | 0.00040533 | 0.00044796 | 0.0004187 | 0.00040996 | 0.00051404 | 0.00054221 | 0.00036779 | 9.9035e-06 | 0.00010625
6684 | 0.0003734 | 0.00046149 | 0.00037327 | 0.00048138 | 0.00046411 | 0.00045434 | 0.00051838 | 0.00046739 | 0.00051606 | 0.0005123 | 0.0004016 | 0.00046353 | 0.00046258 | 0.00039394 | 0.00049779 | 0.00053655 | 0.00036351 | 1.0049e-05 | 0.00013133
6685 | 0.00034413 | 0.00042757 | 0.00034729 | 0.00041945 | 0.00036614 | 0.00040857 | 0.00046402 | 0.00039843 | 0.00048989 | 0.00043094 | 0.00037442 | 0.00037956 | 0.00046058 | 0.00039873 | 0.00042535 | 0.00042554 | 0.00032659 | 1.2753e-05 | 0.0001266
6686 | 0.00025873 | 0.00030551 | 0.00039261 | 0.00034473 | 0.00029779 | 0.00033848 | 0.00038734 | 0.00033254 | 0.00039333 | 0.00043384 | 0.00034488 | 0.00041212 | 0.00040784 | 0.00041529 | 0.00040056 | 0.00033291 | 0.00027497 | 2.0707e-05 | 0.00013093
6687 | 0.00021341 | 0.00031439 | 0.00033229 | 0.00018432 | 0.00036669 | 0.00023585 | 0.00034853 | 0.00024792 | 0.00025977 | 0.00037782 | 0.00031401 | 0.00037577 | 0.0003089 | 0.00036694 | 0.00032267 | 0.00038232 | 0.00021709 | 2.8596e-05 | 0.000131
6688 | 0.0001371 | 0.00022404 | 0.00020936 | 0.00016956 | 0.00021544 | 0.00018194 | 0.00020609 | 0.00016867 | 0.00019554 | 0.00023884 | 0.00023326 | 0.0002336 | 0.00017382 | 0.00024353 | 0.00016943 | 0.00025222 | 0.00011011 | 2.4659e-05 | 0.00013379
6689 | 4.6901e-05 | 0.00012132 | 0.00011204 | 4.7566e-05 | 4.672e-05 | 7.3477e-05 | 7.5226e-05 | 6.5251e-05 | 8.6296e-05 | 7.111e-05 | 0.00013004 | 9.1601e-05 | 4.8175e-05 | 0.00017669 | 3.8675e-05 | 7.5047e-05 | 1.6262e-05 | 2.1468e-05 | 0.00013716
6690 | 2.0314e-05 | 9.3206e-05 | 7.0535e-05 | 2.6199e-05 | 3.6269e-08 | 6.1462e-05 | 3.9989e-05 | 4.0672e-05 | 6.8285e-05 | 2.8888e-05 | 8.823e-05 | 5.2326e-05 | 5.1676e-06 | 0.00013888 | 2.2553e-06 | 2.381e-05 | 3.093e-06 | 3.5263e-05 | 0.0001074
6691 | 1.9282e-05 | 9.3692e-05 | 6.7649e-05 | 2.0317e-05 | 0 | 6.4016e-05 | 4.1689e-05 | 4.2694e-05 | 8.3762e-05 | 2.4384e-05 | 5.5667e-05 | 5.629e-05 | 6.4005e-06 | 0.00013286 | 7.336e-06 | 2.3272e-05 | 5.6983e-06 | 2.699e-05 | 8.2147e-05
6692 | 1.4432e-05 | 6.6153e-05 | 3.6005e-05 | 7.6334e-06 | 0 | 5.0262e-05 | 3.2792e-05 | 3.2642e-05 | 7.0492e-05 | 1.2295e-05 | 1.5958e-05 | 4.1255e-05 | 5.6428e-06 | 0.00010235 | 7.4955e-06 | 0 | 4.686e-06 | 2.6812e-05 | 3.7053e-05
6693 | 1.4833e-06 | 2.4707e-05 | 1.482e-05 | 4.6263e-06 | 0 | 2.978e-05 | 1.3489e-05 | 1.9022e-05 | 3.7863e-05 | 1.0141e-05 | 8.8343e-08 | 2.1291e-05 | 4.1213e-06 | 3.9204e-05 | 7.4882e-06 | 0 | 9.1271e-07 | 1.9895e-05 | 6.7485e-05
6694 | 1.58e-07 | 1.1686e-05 | 4.7802e-06 | 1.877e-07 | 0 | 9.5833e-06 | 4.5194e-06 | 6.3905e-06 | 1.5015e-05 | 6.1228e-06 | 5.3122e-08 | 9.6791e-06 | 3.0166e-07 | 8.5921e-06 | 6.448e-06 | 0 | 1.2021e-07 | 1.4526e-05 | 8.8747e-05
6695 | 0 | 5.3547e-06 | 1.1664e-06 | 0 | 0 | 1.6308e-06 | 2.0803e-06 | 1.6929e-06 | 4.6292e-06 | 7.7377e-07 | 0 | 2.3184e-06 | 1.4405e-09 | 7.202e-07 | 3.5701e-07 | 0 | 0 | 1.5455e-05 | 9.7953e-05
6696 | 0 | 1.3618e-06 | 4.5142e-07 | 0 | 0 | 1.2617e-07 | 2.6958e-07 | 1.9984e-07 | 8.8825e-07 | 0 | 0 | 2.9312e-07 | 8.5895e-10 | 1.366e-07 | 0 | 0 | 0 | 1.6314e-05 | 8.9846e-05
6697 | 0 | 4.9885e-07 | 1.4863e-07 | 0 | 0 | 2.5495e-07 | 4.3339e-09 | 8.0893e-09 | 1.6495e-08 | 0 | 0 | 3.5676e-07 | 1.9863e-09 | 3.0046e-08 | 0 | 0 | 0 | 1.3596e-05 | 9.2977e-05
6698 | 0 | 5.4747e-07 | 6.2388e-10 | 0 | 0 | 2.8067e-07 | 0 | 0 | 1.3104e-07 | 0 | 0 | 4.2674e-07 | 9.2159e-10 | 2.7075e-10 | 0 | 0 | 0 | 1.375e-05 | 0.0001162
6699 | 0 | 5.4703e-07 | 0 | 0 | 0 | 2.8086e-07 | 0 | 1.693e-08 | 1.7134e-07 | 0 | 0 | 4.2807e-07 | 1.1184e-09 | 1.4182e-10 | 0 | 0 | 0 | 1.6046e-05 | 7.8782e-05
6700 | 0 | 3.9549e-07 | 1.4397e-10 | 0 | 0 | 2.2613e-07 | 0 | 0 | 1.7115e-07 | 0 | 0 | 7.7166e-08 | 6.2632e-10 | 0 | 0 | 0 | 0 | 2.2639e-05 | 7.4442e-05
6701 | 0 | 0 | 2.3995e-11 | 0 | 0 | 1.2121e-08 | 0 | 0 | 1.7089e-07 | 0 | 0 | 0 | 6.4422e-10 | 6.4463e-11 | 0 | 0 | 0 | 2.9938e-05 | 9.7842e-05
6702 | 4.7968e-06 | 1.9599e-06 | 5.2613e-07 | 1.5781e-06 | 3.5205e-07 | 2.5871e-06 | 1.7133e-06 | 1.801e-06 | 3.1495e-06 | 1.541e-06 | 1.0991e-07 | 8.4168e-07 | 6.7274e-07 | 1.2675e-06 | 8.8166e-07 | 1.4337e-06 | 6.19e-06 | 3.5473e-05 | 8.4305e-05
6703 | 5.6065e-05 | 3.1175e-05 | 2.4255e-05 | 3.4185e-05 | 1.6192e-05 | 3.9091e-05 | 2.2171e-05 | 3.2373e-05 | 5.6072e-05 | 3.7294e-05 | 1.6258e-05 | 1.3773e-05 | 3.0589e-05 | 2.9176e-05 | 2.1118e-05 | 2.8224e-05 | 5.8944e-05 | 3.0893e-05 | 8.7858e-05
6704 | 0.00012738 | 7.5612e-05 | 5.6378e-05 | 0.00012819 | 8.1901e-05 | 0.0001 | 6.7421e-05 | 7.7275e-05 | 0.00010992 | 6.9347e-05 | 5.6972e-05 | 5.4085e-05 | 9.471e-05 | 9.8082e-05 | 5.0572e-05 | 7.9889e-05 | 0.00010512 | 2.4196e-05 | 9.9597e-05
6705 | 0.0001161 | 0.00013226 | 7.8512e-05 | 0.00011297 | 0.00011389 | 0.00015147 | 0.00011133 | 0.00013564 | 0.00018088 | 0.00019194 | 7.4611e-05 | 0.00010445 | 0.00019674 | 0.00016761 | 8.4443e-05 | 9.9855e-05 | 8.6449e-05 | 2.0861e-05 | 9.9811e-05
6706 | 0.00012923 | 0.00014276 | 7.4259e-05 | 0.00020361 | 0.00015967 | 0.00020878 | 0.00011383 | 0.00019885 | 0.00017792 | 0.00017528 | 6.5337e-05 | 0.00012532 | 0.00024588 | 0.00012932 | 8.5662e-05 | 0.00013631 | 6.4788e-05 | 1.3527e-05 | 0.00012649
6707 | 0.00015665 | 0.00011938 | 6.4381e-05 | 0.00030998 | 0.00016785 | 0.00022706 | 9.7663e-05 | 0.0002141 | 0.00014995 | 0.00016445 | 6.1308e-05 | 0.0001153 | 0.00027276 | 0.00010011 | 8.7051e-05 | 0.00013048 | 0.00012328 | 8.1269e-06 | 0.00013245
6708 | 0.00022462 | 8.5415e-05 | 7.1826e-05 | 0.00025357 | 8.4664e-05 | 0.00018017 | 7.803e-05 | 0.00017287 | 0.0001242 | 9.0829e-05 | 6.6292e-05 | 6.9468e-05 | 0.00020537 | 8.4694e-05 | 7.7206e-05 | 8.8487e-05 | 8.3838e-05 | 9.5219e-06 | 0.00010726
6709 | 0.00014002 | 7.0065e-05 | 9.027e-05 | 0.00013627 | 7.8185e-05 | 9.1886e-05 | 9.8264e-05 | 0.00011325 | 8.7398e-05 | 6.6831e-05 | 0.00010834 | 6.7621e-05 | 0.00026856 | 6.0217e-05 | 0.00010128 | 9.6123e-05 | 8.9384e-05 | 1.1688e-05 | 8.1184e-05
6710 | 6.2872e-05 | 0.00010318 | 9.2068e-05 | 6.1922e-05 | 0.00010945 | 5.3608e-05 | 0.00010309 | 5.6973e-05 | 7.8835e-05 | 4.7618e-05 | 8.6479e-05 | 7.0861e-05 | 0.00015441 | 4.6479e-05 | 9.3675e-05 | 0.00013848 | 5.0928e-05 | 1.153e-05 | 9.1122e-05
6711 | 2.9937e-05 | 7.734e-05 | 6.8252e-05 | 2.9394e-05 | 9.3021e-05 | 5.4244e-05 | 7.3183e-05 | 2.9117e-05 | 7.2508e-05 | 4.0085e-05 | 4.6836e-05 | 8.4414e-05 | 6.0534e-05 | 4.5695e-05 | 5.1941e-05 | 9.9549e-05 | 2.8879e-05 | 1.9691e-05 | 0.00011638
6712 | 2.3409e-05 | 7.7304e-05 | 4.6867e-05 | 2.724e-05 | 5.5294e-05 | 5.4391e-05 | 4.0988e-05 | 2.3991e-05 | 5.715e-05 | 5.2602e-05 | 3.989e-05 | 6.8914e-05 | 2.2819e-05 | 6.0089e-05 | 1.9318e-05 | 7.5629e-05 | 1.4875e-05 | 1.5419e-05 | 0.00016225
6713 | 1.6543e-05 | 6.7893e-05 | 4.0971e-05 | 2.0622e-05 | 7.7807e-06 | 3.9356e-05 | 2.0293e-05 | 2.6424e-05 | 4.4033e-05 | 2.4826e-05 | 1.2103e-05 | 3.3619e-05 | 5.9897e-06 | 0.00010461 | 3.3956e-06 | 2.1586e-05 | 3.9378e-06 | 1.3719e-05 | 0.00015941
6714 | 7.4843e-06 | 1.5593e-05 | 5.4021e-06 | 1.0491e-05 | 0 | 4.0937e-05 | 5.7903e-06 | 1.6408e-05 | 2.8952e-05 | 1.0567e-05 | 7.1626e-07 | 1.1311e-05 | 4.0151e-06 | 9.806e-06 | 1.8057e-06 | 7.4702e-08 | 8.4001e-07 | 2.6063e-05 | 0.00012683
6715 | 2.0523e-06 | 3.7174e-06 | 2.2956e-06 | 6.1964e-06 | 0 | 2.7341e-05 | 2.2993e-06 | 1.2831e-05 | 1.7923e-05 | 3.6216e-06 | 0 | 7.3544e-06 | 3.6257e-06 | 2.3218e-06 | 2.963e-06 | 0 | 7.4575e-08 | 2.1298e-05 | 0.00010462
6716 | 1.6567e-08 | 6.8025e-06 | 8.8631e-07 | 8.9434e-07 | 0 | 8.4472e-06 | 5.0003e-07 | 4.4983e-06 | 6.3585e-06 | 8.743e-07 | 0 | 1.6559e-06 | 1.622e-06 | 7.2544e-07 | 0 | 0 | 0 | 9.8443e-06 | 6.9023e-05
6717 | 0 | 1.2771e-06 | 3.7351e-07 | 0 | 0 | 1.2606e-06 | 9.3763e-08 | 4.3005e-07 | 6.2688e-07 | 3.3183e-08 | 0 | 4.0255e-07 | 1.3637e-07 | 1.3979e-07 | 0 | 0 | 0 | 7.1363e-06 | 5.3585e-05
6718 | 0 | 9.5478e-09 | 4.1392e-08 | 0 | 0 | 1.4166e-07 | 0 | 0 | 4.5245e-08 | 0 | 0 | 1.7371e-08 | 2.8453e-09 | 3.2876e-09 | 0 | 0 | 0 | 5.2893e-06 | 4.1519e-05
6719 | 0 | 9.5478e-09 | 8.9982e-09 | 0 | 0 | 1.4999e-08 | 0 | 0 | 1.4139e-08 | 0 | 0 | 3.5891e-10 | 6.4422e-10 | 8.0579e-12 | 0 | 0 | 0 | 7.7749e-06 | 2.2187e-05
6720 | 0 | 0 | 0 | 0 | 0 | 0 | 0 | 0 | 1.298e-07 | 0 | 1.1548e-09 | 0 | 5.9053e-10 | 0 | 0 | 0 | 0 | 8.0118e-06 | 1.8318e-05
6721 | 0 | 4.2221e-07 | 0 | 0 | 0 | 2.123e-07 | 0 | 0 | 1.7099e-07 | 0 | 0 | 3.4455e-07 | 6.6211e-10 | 0 | 0 | 0 | 0 | 1.8446e-05 | 1.7384e-05
6722 | 0 | 0 | 0 | 0 | 0 | 3.6362e-08 | 0 | 0 | 1.0807e-07 | 0 | 0 | 1.8556e-07 | 5.0106e-10 | 0 | 0 | 0 | 0 | 4.6021e-05 | 5.7079e-05
6723 | 0 | 0 | 0 | 0 | 0 | 0 | 0 | 0 | 0 | 0 | 0 | 0 | 2.8632e-10 | 1.0744e-11 | 0 | 0 | 0 | 6.648e-05 | 0.00013141
6724 | 0 | 0 | 0 | 0 | 0 | 0 | 0 | 0 | 0 | 0 | 0 | 0 | 3.2211e-10 | 0 | 0 | 0 | 0 | 7.4091e-05 | 0.00017816
6725 | 0 | 0 | 0 | 0 | 0 | 0 | 0 | 0 | 0 | 0 | 0 | 0 | 3.7579e-10 | 0 | 0 | 0 | 0 | 8.569e-05 | 0.0001844
6726 | 4.7655e-07 | 2.7504e-07 | 2.7767e-07 | 5.4995e-07 | 0 | 4.3586e-07 | 5.4432e-07 | 6.9289e-07 | 5.6641e-07 | 1.0176e-07 | 2.0495e-07 | 1.9321e-07 | 2.6392e-07 | 7.8561e-08 | 1.8852e-07 | 1.0375e-08 | 4.1272e-07 | 6.9058e-05 | 0.00018101
6727 | 1.0172e-05 | 2.0351e-05 | 2.4261e-05 | 2.5074e-05 | 1.4885e-05 | 1.8365e-05 | 2.42e-05 | 1.8032e-05 | 2.7234e-05 | 2.735e-05 | 1.6236e-05 | 1.5799e-05 | 1.8506e-05 | 1.8648e-05 | 1.9531e-05 | 1.4331e-05 | 1.8855e-05 | 5.6986e-05 | 0.00018588
6728 | 5.7284e-05 | 7.533e-05 | 9.5098e-05 | 6.3875e-05 | 6.5559e-05 | 5.3189e-05 | 9.9544e-05 | 6.6906e-05 | 8.5057e-05 | 7.4189e-05 | 0.0001235 | 7.0985e-05 | 7.4412e-05 | 6.9549e-05 | 0.00010635 | 7.4832e-05 | 5.0372e-05 | 4.5536e-05 | 0.00018328
6729 | 9.3288e-05 | 0.00015238 | 0.00020905 | 0.00012025 | 0.00016119 | 0.00010321 | 0.00021149 | 0.00012151 | 0.00018624 | 0.00012468 | 0.00019691 | 0.00019571 | 0.00014402 | 0.00014275 | 0.00020622 | 0.00016536 | 8.3863e-05 | 2.4745e-05 | 0.00017948
6730 | 0.00011742 | 0.00024978 | 0.00022198 | 0.00014993 | 0.00036194 | 0.00016837 | 0.00029585 | 0.00015311 | 0.00026643 | 0.00020508 | 0.00027295 | 0.0002626 | 0.00013877 | 0.00015133 | 0.00029613 | 0.00031834 | 0.00010891 | 1.0024e-05 | 0.00016376
6731 | 0.00022469 | 0.0002894 | 0.00018461 | 0.00027801 | 0.00034616 | 0.00025666 | 0.00030754 | 0.00023265 | 0.00037124 | 0.00020565 | 0.0002468 | 0.0002202 | 0.00015218 | 0.0001458 | 0.00031226 | 0.00032039 | 0.00015081 | 6.6495e-06 | 0.00016448
6732 | 0.00025245 | 0.00021868 | 0.00014796 | 0.00021967 | 0.00016647 | 0.00025534 | 0.00022879 | 0.00021323 | 0.00032709 | 0.00022663 | 0.0002217 | 0.00016031 | 0.00017111 | 0.00017108 | 0.00028086 | 0.00019939 | 0.00024205 | 8.1198e-06 | 0.00014711
6733 | 0.0002685 | 0.00016144 | 0.00013612 | 0.00014403 | 0.00019768 | 0.00016729 | 0.00023638 | 0.00018424 | 0.0002473 | 0.00018927 | 0.00017315 | 0.00014 | 0.00015823 | 0.0001399 | 0.00021224 | 0.00019355 | 0.00019935 | 6.5857e-06 | 0.00012076
6734 | 0.00014539 | 0.00010943 | 0.00013904 | 0.00011592 | 0.00011522 | 0.00012947 | 0.00017923 | 0.00012665 | 0.00019654 | 0.00015137 | 0.00015875 | 9.7787e-05 | 0.00014118 | 0.00012363 | 0.00020171 | 0.00012365 | 0.00015547 | 1.1264e-05 | 8.2623e-05
6735 | 9.7801e-05 | 0.00010136 | 9.2785e-05 | 6.9011e-05 | 8.7016e-05 | 7.5498e-05 | 0.00013438 | 9.3007e-05 | 0.00012239 | 0.00012771 | 7.7162e-05 | 8.3618e-05 | 7.6569e-05 | 8.3014e-05 | 9.6309e-05 | 9.4047e-05 | 7.4688e-05 | 1.5432e-05 | 2.9121e-05
6736 | 5.0522e-05 | 7.8354e-05 | 5.7512e-05 | 5.2002e-05 | 4.4649e-05 | 6.4048e-05 | 7.0397e-05 | 4.7765e-05 | 8.4924e-05 | 5.8164e-05 | 8.5233e-05 | 5.7002e-05 | 3.608e-05 | 5.7346e-05 | 4.1644e-05 | 7.34e-05 | 2.9349e-05 | 1.9759e-05 | 2.6697e-05
6737 | 2.2143e-05 | 8.938e-05 | 7.7126e-05 | 1.8369e-05 | 5.1909e-06 | 3.8474e-05 | 4.2081e-05 | 3.0143e-05 | 5.7458e-05 | 2.7744e-05 | 6.8237e-05 | 5.2054e-05 | 1.0539e-05 | 0.00013043 | 9.9886e-06 | 5.042e-05 | 5.2936e-06 | 1.4535e-05 | 4.5139e-05
6738 | 1.4845e-05 | 7.0348e-05 | 5.2602e-05 | 1.0064e-05 | 0 | 4.6015e-05 | 3.2971e-05 | 2.3959e-05 | 6.5538e-05 | 1.5579e-05 | 2.2211e-05 | 3.6167e-05 | 2.6134e-06 | 8.5226e-05 | 2.1863e-06 | 1.6779e-05 | 3.2389e-06 | 2.8667e-05 | 5.4273e-05
6739 | 2.9211e-06 | 2.0613e-05 | 1.2333e-05 | 7.2582e-06 | 0 | 3.2785e-05 | 2.0113e-05 | 1.5119e-05 | 6.2166e-05 | 1.1872e-05 | 5.5235e-06 | 1.9853e-05 | 1.6181e-06 | 1.2265e-05 | 7.3269e-06 | 0 | 3.7983e-06 | 3.0765e-05 | 2.0171e-05
6740 | 1.6641e-07 | 1.1211e-05 | 4.7194e-06 | 1.2301e-06 | 0 | 1.5149e-05 | 7.3904e-06 | 5.5379e-06 | 3.3596e-05 | 4.6402e-06 | 3.1065e-07 | 9.8653e-06 | 7.1361e-07 | 1.8611e-06 | 5.589e-06 | 0 | 0 | 2.6993e-05 | 5.3851e-06
6741 | 0 | 8.3114e-06 | 1.9325e-06 | 0 | 0 | 3.3112e-06 | 2.2751e-06 | 1.5508e-06 | 1.3222e-05 | 2.369e-06 | 3.4645e-08 | 2.1936e-06 | 5.7264e-10 | 2.4482e-07 | 3.6064e-07 | 0 | 0 | 1.8494e-05 | 1.4376e-06
6742 | 0 | 2.8662e-06 | 5.4397e-07 | 0 | 0 | 2.3613e-07 | 5.4424e-07 | 8.0893e-09 | 2.3901e-06 | 4.2474e-07 | 1.7322e-08 | 5.9017e-07 | 9.6632e-10 | 3.6121e-08 | 0 | 0 | 0 | 1.7066e-05 | 1.9351e-06
6743 | 0 | 1.2526e-08 | 2.0922e-07 | 0 | 0 | 1.7499e-08 | 0 | 6.743e-08 | 5.3917e-07 | 0 | 0 | 8.7e-08 | 8.5895e-10 | 1.5912e-08 | 0 | 0 | 0 | 2.3617e-05 | 3.2087e-06
6744 | 0 | 0 | 1.159e-08 | 0 | 0 | 0 | 1.7919e-08 | 2.1841e-08 | 2.9763e-07 | 0 | 1.1548e-09 | 1.3639e-09 | 8.7685e-10 | 1.3398e-08 | 0 | 0 | 0 | 2.6535e-05 | 9.7685e-06
6745 | 0 | 4.9885e-07 | 2.3995e-11 | 0 | 0 | 2.2764e-07 | 0 | 0 | 1.5013e-07 | 0 | 0 | 3.424e-07 | 6.2632e-10 | 8.8014e-09 | 0 | 0 | 0 | 2.441e-05 | 5.0418e-05
6746 | 0 | 4.844e-07 | 0 | 0 | 0 | 2.0454e-07 | 0 | 0 | 1.7096e-07 | 0 | 0 | 4.1454e-07 | 6.979e-10 | 0 | 0 | 0 | 0 | 2.531e-05 | 5.0443e-05
6747 | 0 | 0 | 0 | 0 | 0 | 1.1174e-08 | 0 | 0 | 1.7078e-07 | 0 | 0 | 7.573e-08 | 7.3369e-10 | 0 | 0 | 0 | 0 | 2.1779e-05 | 3.2604e-05
6748 | 0 | 0 | 0 | 0 | 0 | 0 | 0 | 0 | 1.712e-07 | 0 | 0 | 0 | 7.6948e-10 | 0 | 0 | 0 | 0 | 2.4195e-05 | 3.8179e-05
6749 | 0 | 0 | 0 | 0 | 0 | 9.5451e-09 | 0 | 0 | 1.3005e-07 | 0 | 0 | 0 | 7.8737e-10 | 0 | 0 | 0 | 0 | 2.6424e-05 | 4.8556e-05
6750 | 1.0068e-06 | 5.1728e-07 | 8.911e-07 | 1.9561e-07 | 2.1227e-07 | 7.1335e-07 | 5.5578e-07 | 6.5353e-07 | 9.2559e-07 | 4.239e-07 | 2.1272e-07 | 9.1014e-07 | 5.688e-07 | 5.645e-07 | 1.5486e-07 | 4.4707e-07 | 1.7945e-06 | 2.849e-05 | 4.4063e-05
6751 | 2.6233e-05 | 1.7621e-05 | 3.9213e-05 | 3.4537e-05 | 9.9813e-06 | 3.5993e-05 | 2.7419e-05 | 4.729e-05 | 3.1403e-05 | 3.3599e-05 | 4.1115e-05 | 3.5367e-05 | 4.3242e-05 | 4.4567e-05 | 3.2479e-05 | 1.478e-05 | 3.427e-05 | 3.4506e-05 | 4.2196e-05
6752 | 0.00015822 | 5.4358e-05 | 0.00014246 | 0.00016653 | 4.7931e-05 | 0.00012786 | 0.00010609 | 0.00017097 | 0.00011221 | 0.00013791 | 0.00015133 | 0.00014407 | 0.000195 | 0.00014471 | 0.00012985 | 5.0847e-05 | 0.00015344 | 2.5255e-05 | 4.7791e-05
6753 | 0.00033762 | 0.00010892 | 0.00026793 | 0.00022482 | 0.00011007 | 0.000241 | 0.00020874 | 0.0003338 | 0.00019315 | 0.00031131 | 0.00027477 | 0.00028134 | 0.00033671 | 0.00026077 | 0.00029846 | 9.0013e-05 | 0.00032285 | 1.8295e-05 | 4.7911e-05
6754 | 0.00046555 | 0.00016012 | 0.00032302 | 0.00031297 | 0.00020072 | 0.00032482 | 0.00030505 | 0.00041627 | 0.00023905 | 0.00040519 | 0.00035645 | 0.00037294 | 0.00043297 | 0.00029456 | 0.0004432 | 0.00014053 | 0.00034812 | 2.0028e-05 | 5.298e-05
6755 | 0.00049337 | 0.00026706 | 0.00037522 | 0.00043167 | 0.00033655 | 0.00039604 | 0.00037888 | 0.00047405 | 0.00025123 | 0.00030941 | 0.00040104 | 0.0003925 | 0.00048536 | 0.00033377 | 0.00051173 | 0.00021495 | 0.00026198 | 3.0655e-05 | 6.1144e-05
6756 | 0.00044401 | 0.00037028 | 0.00034854 | 0.00046193 | 0.00048963 | 0.00041059 | 0.00040683 | 0.00049111 | 0.00022102 | 0.00021375 | 0.0004095 | 0.00043873 | 0.00049651 | 0.0003559 | 0.00052932 | 0.00040709 | 0.00025931 | 4.1467e-05 | 6.1703e-05
6757 | 0.00038986 | 0.00041172 | 0.00034815 | 0.00044766 | 0.0004745 | 0.00038102 | 0.00040119 | 0.00046628 | 0.00020373 | 0.00027313 | 0.00040343 | 0.00044002 | 0.00046782 | 0.00034888 | 0.00048989 | 0.00047731 | 0.00036946 | 6.3819e-05 | 5.1763e-05
6758 | 0.00026837 | 0.0003601 | 0.00030199 | 0.00036898 | 0.00040449 | 0.00033451 | 0.00035374 | 0.00040499 | 0.0001796 | 0.00029126 | 0.00036274 | 0.00039304 | 0.00039701 | 0.00033928 | 0.00035409 | 0.00042044 | 0.00032187 | 7.678e-05 | 6.0036e-05
6759 | 0.00013044 | 0.00028823 | 0.00024908 | 0.00026615 | 0.00031338 | 0.00023816 | 0.00027295 | 0.00028625 | 0.00014054 | 0.00023055 | 0.00028013 | 0.00030369 | 0.00028324 | 0.00026141 | 0.00031846 | 0.00030752 | 0.00020669 | 9.2715e-05 | 4.5615e-05
6760 | 6.2257e-05 | 0.00018277 | 0.00014853 | 0.00013278 | 0.00015979 | 0.0001301 | 0.00016518 | 0.00014384 | 8.3266e-05 | 0.00015002 | 0.00019883 | 0.00018236 | 0.00015891 | 0.00019964 | 0.00017173 | 0.00017171 | 7.3679e-05 | 0.00010441 | 5.0091e-05
6761 | 2.8159e-05 | 0.00010904 | 9.5911e-05 | 6.0404e-05 | 2.719e-05 | 5.4767e-05 | 6.6149e-05 | 5.337e-05 | 4.9538e-05 | 6.0368e-05 | 0.00012584 | 8.0635e-05 | 4.5107e-05 | 0.00016815 | 2.6957e-05 | 7.4445e-05 | 7.523e-06 | 0.00012033 | 5.6941e-05
6762 | 2.0288e-05 | 9.2191e-05 | 7.087e-05 | 4.1422e-05 | 3.6269e-08 | 5.798e-05 | 4.0271e-05 | 4.1398e-05 | 4.9531e-05 | 2.9755e-05 | 8.8286e-05 | 5.2497e-05 | 6.7555e-06 | 0.00013882 | 2.1858e-06 | 3.7836e-05 | 3.2122e-06 | 0.00014329 | 7.0291e-05
6763 | 1.8831e-05 | 8.7438e-05 | 6.6302e-05 | 3.292e-05 | 0 | 5.9199e-05 | 4.0071e-05 | 4.4287e-05 | 5.8271e-05 | 1.9011e-05 | 5.9915e-05 | 5.6039e-05 | 7.4213e-06 | 0.00013004 | 7.336e-06 | 3.6665e-05 | 5.8335e-06 | 0.00014877 | 7.5326e-05
6764 | 1.4749e-05 | 4.9582e-05 | 2.8825e-05 | 1.0191e-05 | 0 | 4.5244e-05 | 2.7748e-05 | 3.5529e-05 | 3.5373e-05 | 1.0391e-05 | 2.0473e-05 | 3.8919e-05 | 5.5092e-06 | 8.053e-05 | 7.4882e-06 | 1.2683e-05 | 3.6981e-06 | 0.00014451 | 7.113e-05
6765 | 2.012e-06 | 1.9294e-05 | 1.1142e-05 | 4.5048e-06 | 0 | 2.7026e-05 | 1.0837e-05 | 1.9802e-05 | 9.7157e-06 | 3.5287e-06 | 2.1364e-08 | 2.0281e-05 | 3.3803e-06 | 2.4808e-05 | 7.4828e-06 | 0 | 4.9642e-07 | 0.00012013 | 7.3974e-05
6766 | 1.6616e-07 | 1.0223e-05 | 3.4464e-06 | 9.9371e-08 | 0 | 8.2691e-06 | 2.5522e-06 | 6.4922e-06 | 2.7791e-06 | 2.5071e-08 | 5.1967e-08 | 9.0437e-06 | 2.7529e-07 | 5.955e-06 | 6.4498e-06 | 0 | 0 | 9.7912e-05 | 5.7029e-05
6767 | 0 | 5.2211e-06 | 9.5864e-07 | 0 | 0 | 1.2562e-06 | 8.6403e-07 | 1.8458e-06 | 1.1151e-06 | 0 | 0 | 2.103e-06 | 1.1721e-09 | 5.3036e-07 | 3.842e-07 | 0 | 0 | 8.7413e-05 | 3.9233e-05
6768 | 0 | 9.2509e-07 | 4.2078e-07 | 0 | 0 | 8.352e-08 | 1.7294e-08 | 2.4773e-07 | 3.4051e-07 | 0 | 0 | 1.9422e-07 | 8.2316e-10 | 5.6266e-08 | 0 | 0 | 0 | 8.555e-05 | 3.9634e-05
6769 | 0 | 4.9885e-07 | 9.9892e-08 | 0 | 0 | 2.5848e-07 | 0 | 1.0753e-07 | 1.5452e-07 | 0 | 0 | 3.6131e-07 | 2.5411e-09 | 3.3521e-10 | 0 | 0 | 0 | 8.6252e-05 | 3.3529e-05
6770 | 0 | 5.4747e-07 | 2.1596e-10 | 0 | 0 | 2.8105e-07 | 0 | 2.2847e-07 | 1.7096e-07 | 0 | 0 | 4.2746e-07 | 8.5001e-10 | 2.0413e-10 | 0 | 0 | 0 | 8.4538e-05 | 2.3253e-05
6771 | 0 | 5.4782e-07 | 1.4397e-10 | 0 | 0 | 2.8067e-07 | 0 | 2.2847e-07 | 1.7099e-07 | 0 | 1.1548e-09 | 4.2886e-07 | 9.8422e-10 | 0 | 0 | 0 | 0 | 8.2601e-05 | 1.4118e-05
6772 | 0 | 2.4675e-07 | 0 | 0 | 0 | 2.3351e-07 | 0 | 2.2864e-07 | 1.5734e-07 | 0 | 0 | 8.0037e-08 | 7.8737e-10 | 9.6695e-11 | 0 | 0 | 0 | 8.5256e-05 | 2.0697e-05
6773 | 0 | 0 | 1.4397e-10 | 0 | 0 | 1.5719e-08 | 0 | 2.2864e-07 | 0 | 0 | 0 | 0 | 4.8316e-10 | 2.7075e-09 | 0 | 0 | 0 | 8.1694e-05 | 3.4239e-05
6774 | 2.7564e-06 | 1.5467e-06 | 1.0965e-06 | 1.7348e-06 | 5.5446e-07 | 2.0728e-06 | 1.3673e-06 | 2.2819e-06 | 1.2542e-06 | 9.6818e-07 | 8.4235e-07 | 9.5351e-07 | 6.2573e-07 | 1.3357e-06 | 7.8226e-07 | 1.2165e-06 | 9.2744e-07 | 7.4985e-05 | 2.817e-05
6775 | 7.2331e-05 | 5.2012e-05 | 6.0718e-05 | 6.1325e-05 | 5.9521e-05 | 5.4135e-05 | 5.3712e-05 | 6.3233e-05 | 4.7273e-05 | 5.533e-05 | 5.0774e-05 | 5.8827e-05 | 3.2754e-05 | 6.4457e-05 | 4.8273e-05 | 5.21e-05 | 3.3652e-05 | 7.2619e-05 | 1.3308e-05
6776 | 0.00020537 | 0.00019391 | 0.00020891 | 0.00020829 | 0.00021746 | 0.00018347 | 0.00020893 | 0.00021454 | 0.00015203 | 0.00019848 | 0.00018553 | 0.00020182 | 7.3167e-05 | 0.00020624 | 0.0002179 | 0.00019574 | 0.00013899 | 7.2285e-05 | 7.4723e-06
6777 | 0.00027907 | 0.00035636 | 0.00035734 | 0.00034286 | 0.00036937 | 0.00032297 | 0.00037248 | 0.00035663 | 0.00030672 | 0.00035061 | 0.00031836 | 0.0003333 | 0.00011919 | 0.00031052 | 0.00037369 | 0.00036338 | 0.00030884 | 8.1441e-05 | 2.1457e-06
6778 | 0.00032651 | 0.00041201 | 0.00036873 | 0.00041595 | 0.00047203 | 0.00038335 | 0.0004599 | 0.00039989 | 0.00036333 | 0.00040046 | 0.00039331 | 0.00032403 | 0.00015511 | 0.00031278 | 0.00046941 | 0.00046152 | 0.0003659 | 7.7414e-05 | 8.9663e-06
6779 | 0.00033922 | 0.00044103 | 0.00040952 | 0.00038377 | 0.00051155 | 0.00037948 | 0.00045934 | 0.00038486 | 0.00039429 | 0.00043157 | 0.00042109 | 0.00040098 | 0.00019644 | 0.00033492 | 0.00052611 | 0.00053127 | 0.00022492 | 6.2096e-05 | 1.9315e-05
6780 | 0.00031191 | 0.00043556 | 0.00041934 | 0.00034603 | 0.0004475 | 0.00033685 | 0.00043286 | 0.00034195 | 0.00036506 | 0.00045299 | 0.00040402 | 0.00040254 | 0.00013404 | 0.00034172 | 0.00048206 | 0.0005053 | 0.00014873 | 5.6808e-05 | 2.7023e-05
6781 | 0.00023633 | 0.00040989 | 0.00035804 | 0.00036156 | 0.00045638 | 0.00032155 | 0.00041942 | 0.00026444 | 0.00031548 | 0.00040767 | 0.00032312 | 0.00037441 | 0.00014698 | 0.00030651 | 0.00042387 | 0.00051846 | 0.0001636 | 3.83e-05 | 1.505e-05
6782 | 0.000256 | 0.00036031 | 0.00029389 | 0.0002824 | 0.00040396 | 0.00030751 | 0.00032987 | 0.00030084 | 0.00031224 | 0.00022635 | 0.00025728 | 0.00024027 | 8.2363e-05 | 0.0002667 | 0.00027779 | 0.0003848 | 0.0002045 | 3.42e-05 | 1.9211e-05
6783 | 0.00022118 | 0.00023222 | 0.00026501 | 0.00022347 | 0.00022345 | 0.00025067 | 0.00025772 | 0.00021262 | 0.00020744 | 0.00018234 | 0.00027106 | 0.00017979 | 4.6941e-05 | 0.0002025 | 0.00023934 | 0.00024499 | 0.00028434 | 3.4119e-05 | 1.2147e-05
6784 | 0.00014101 | 0.00014146 | 0.00017101 | 0.00010271 | 0.00010611 | 0.00013454 | 0.00017594 | 0.00012533 | 0.00012888 | 0.00011311 | 0.00022532 | 0.00016599 | 3.4523e-05 | 0.00013304 | 0.00011486 | 0.00016905 | 0.00011793 | 3.4266e-05 | 2.7621e-05
6785 | 3.0633e-05 | 0.00011885 | 0.00010076 | 5.3929e-05 | 5.9705e-05 | 5.5782e-05 | 6.8954e-05 | 5.4119e-05 | 7.3924e-05 | 6.0814e-05 | 0.00012342 | 7.8546e-05 | 8.302e-06 | 0.0001472 | 3.1947e-05 | 0.00010127 | 2.231e-05 | 4.2186e-05 | 7.1073e-06
6786 | 1.9253e-05 | 9.414e-05 | 7.1595e-05 | 4.1361e-05 | 9.8668e-08 | 6.0385e-05 | 4.1486e-05 | 4.0985e-05 | 6.7794e-05 | 2.9447e-05 | 8.5834e-05 | 5.1365e-05 | 4.1074e-06 | 0.00013828 | 2.1963e-06 | 4.2685e-05 | 2.9033e-06 | 7.0871e-05 | 8.8589e-06
6787 | 1.6639e-05 | 9.3751e-05 | 6.8542e-05 | 3.223e-05 | 0 | 6.0311e-05 | 4.2305e-05 | 4.0737e-05 | 7.7014e-05 | 2.2105e-05 | 5.0499e-05 | 5.1721e-05 | 1.0952e-06 | 0.0001297 | 7.336e-06 | 4.169e-05 | 4.6748e-06 | 7.8896e-05 | 6.4149e-05
6788 | 9.5841e-06 | 6.5923e-05 | 3.4218e-05 | 8.7215e-06 | 0 | 4.6095e-05 | 2.8896e-05 | 2.8418e-05 | 5.9586e-05 | 1.1948e-05 | 6.6275e-06 | 3.5611e-05 | 1.1274e-09 | 8.2935e-05 | 7.5009e-06 | 1.9014e-05 | 7.3128e-07 | 7.759e-05 | 4.067e-05
6789 | 9.8405e-07 | 2.3634e-05 | 1.3484e-05 | 4.56e-06 | 0 | 2.5308e-05 | 1.2072e-05 | 1.5357e-05 | 2.5639e-05 | 8.7619e-06 | 9.585e-08 | 1.9223e-05 | 7.7843e-10 | 1.9068e-05 | 7.4937e-06 | 1.1858e-05 | 4.9587e-07 | 7.6076e-05 | 2.3459e-05
6790 | 3.7089e-09 | 1.1126e-05 | 4.4589e-06 | 1.1041e-07 | 0 | 7.6279e-06 | 4.1566e-06 | 5.297e-06 | 7.9958e-06 | 4.5708e-06 | 5.1967e-08 | 7.3477e-06 | 9.1264e-10 | 3.312e-06 | 6.4099e-06 | 0 | 0 | 5.9667e-05 | 2.6675e-05
6791 | 0 | 3.3296e-06 | 1.2274e-06 | 0 | 0 | 6.5519e-07 | 1.5032e-06 | 1.3421e-06 | 1.554e-06 | 7.3149e-07 | 0 | 1.1783e-06 | 7.1579e-10 | 4.0698e-07 | 3.5339e-07 | 0 | 0 | 5.6459e-05 | 2.5857e-05
6792 | 0 | 2.8411e-07 | 4.6311e-07 | 0 | 0 | 8.1361e-08 | 2.8796e-08 | 1.0273e-07 | 3.4853e-07 | 0 | 0 | 1.8699e-07 | 7.3369e-10 | 4.0657e-08 | 0 | 0 | 0 | 5.1552e-05 | 4.582e-05
6793 | 0 | 4.9885e-07 | 1.4858e-07 | 0 | 0 | 2.4086e-07 | 0 | 0 | 1.4078e-07 | 0 | 0 | 3.5711e-07 | 6.979e-10 | 4.1901e-10 | 0 | 0 | 0 | 4.9557e-05 | 0.00011575
6794 | 0 | 5.4747e-07 | 1.9196e-10 | 0 | 0 | 2.8086e-07 | 0 | 0 | 1.7146e-07 | 0 | 0 | 4.2746e-07 | 5.9053e-10 | 1.7405e-10 | 0 | 0 | 0 | 4.8945e-05 | 6.4184e-05
6795 | 0 | 5.4747e-07 | 0 | 0 | 0 | 2.909e-07 | 0 | 1.7577e-07 | 1.7078e-07 | 0 | 0 | 2.2938e-07 | 6.979e-10 | 0 | 0 | 0 | 0 | 4.4651e-05 | 8.0027e-05
6796 | 0 | 3.933e-07 | 1.4397e-10 | 0 | 0 | 2.1174e-07 | 0 | 2.0454e-08 | 1.7075e-07 | 0 | 1.1548e-09 | 6.4604e-10 | 6.4422e-10 | 9.6695e-11 | 0 | 0 | 0 | 3.9946e-05 | 0.00011056
6797 | 0 | 0 | 0 | 0 | 0 | 5.3028e-09 | 0 | 0 | 1.0515e-07 | 0 | 0 | 6.4604e-10 | 6.2632e-10 | 3.8678e-11 | 0 | 0 | 0 | 3.6125e-05 | 0.00011236
6798 | 9.1879e-06 | 1.4999e-06 | 6.9747e-07 | 1.5616e-06 | 2.5556e-07 | 2.9596e-06 | 1.0983e-06 | 1.1945e-06 | 3.0886e-06 | 2.3109e-07 | 6.5897e-07 | 2.7421e-07 | 4.2515e-07 | 2.7006e-07 | 4.7961e-07 | 5.4024e-07 | 5.9329e-06 | 2.9855e-05 | 0.00011925
6799 | 4.2642e-05 | 4.4944e-05 | 4.7603e-05 | 5.9341e-05 | 5.4568e-05 | 5.7724e-05 | 4.4037e-05 | 3.8235e-05 | 5.3572e-05 | 2.4778e-05 | 2.9297e-05 | 3.3205e-05 | 1.914e-05 | 2.7145e-05 | 3.6399e-05 | 4.6946e-05 | 6.5647e-05 | 2.4584e-05 | 0.00012671
6800 | 0.00013659 | 0.0001666 | 0.00015433 | 0.00018522 | 0.00021135 | 0.00018065 | 0.00013812 | 0.00014125 | 0.00018314 | 6.3382e-05 | 0.00012201 | 0.00015158 | 8.3341e-05 | 0.00012184 | 0.00011644 | 0.00019061 | 0.00017702 | 1.82e-05 | 9.1353e-05
6801 | 0.00021385 | 0.00029415 | 0.00025599 | 0.00034426 | 0.00034454 | 0.00032452 | 0.00022177 | 0.00028148 | 0.00030162 | 0.00016352 | 0.00016462 | 0.00030564 | 0.00016404 | 0.00023584 | 0.00026895 | 0.00033881 | 0.00035909 | 1.0366e-05 | 7.0184e-05
6802 | 0.00032534 | 0.00034609 | 0.00033905 | 0.00041695 | 0.0003213 | 0.00040771 | 0.00025636 | 0.00040287 | 0.00034568 | 0.00025001 | 0.00027467 | 0.00032213 | 0.00028512 | 0.00026354 | 0.00030144 | 0.00041357 | 0.00045377 | 3.9842e-06 | 6.6252e-05
6803 | 0.00043641 | 0.00037883 | 0.00034815 | 0.00046744 | 0.00050351 | 0.00045564 | 0.00032713 | 0.00047721 | 0.00036603 | 0.00037386 | 0.00040704 | 0.00043194 | 0.00029759 | 0.00034356 | 0.00035671 | 0.00046464 | 0.00046785 | 4.1975e-06 | 6.8687e-05
6804 | 0.00046305 | 0.0003833 | 0.00030997 | 0.00049292 | 0.00039674 | 0.00047223 | 0.00040978 | 0.00049393 | 0.00035734 | 0.00044386 | 0.00042644 | 0.0004501 | 0.00038986 | 0.00036378 | 0.00037344 | 0.00043395 | 0.00047884 | 3.7861e-06 | 6.9533e-05
6805 | 0.00047255 | 0.00031889 | 0.00034719 | 0.00049112 | 0.00030196 | 0.00043205 | 0.0004034 | 0.00048028 | 0.00030966 | 0.00047833 | 0.00040502 | 0.00043686 | 0.000353 | 0.0003871 | 0.00044417 | 0.00042327 | 0.00042353 | 6.2135e-06 | 6.5609e-05
6806 | 0.00036493 | 0.0002075 | 0.00036868 | 0.00043309 | 0.00042931 | 0.00035443 | 0.00035177 | 0.00040819 | 0.00027204 | 0.00035427 | 0.00037077 | 0.00038043 | 0.00030795 | 0.00038076 | 0.0003993 | 0.00038575 | 0.00034126 | 6.1536e-06 | 5.2865e-05
6807 | 0.00023493 | 0.00018205 | 0.00030545 | 0.00030268 | 0.0002586 | 0.0002534 | 0.00026822 | 0.00028646 | 0.0002191 | 0.00026607 | 0.00029202 | 0.00029457 | 0.00022196 | 0.00030415 | 0.00028118 | 0.00022907 | 0.00028838 | 6.9735e-06 | 3.6956e-05
6808 | 0.00014727 | 0.00016246 | 0.00017929 | 0.00011681 | 0.00010468 | 0.00013613 | 0.00015158 | 0.00014072 | 0.00013765 | 0.0001873 | 0.00020618 | 0.00016987 | 0.00010777 | 0.00020796 | 0.00012919 | 0.00012703 | 0.00013663 | 8.6213e-06 | 3.3856e-05
6809 | 3.9867e-05 | 0.00010536 | 0.0001013 | 7.6207e-05 | 1.4312e-05 | 5.5254e-05 | 6.1342e-05 | 5.3454e-05 | 7.0468e-05 | 6.2554e-05 | 0.00012435 | 7.3264e-05 | 2.3564e-05 | 0.00016263 | 2.3635e-05 | 6.8197e-05 | 2.3431e-05 | 1.0267e-05 | 2.6729e-05
6810 | 2.0286e-05 | 9.0543e-05 | 6.9544e-05 | 5.7613e-05 | 9.3598e-09 | 6.0382e-05 | 4.1434e-05 | 4.1253e-05 | 6.71e-05 | 2.9123e-05 | 8.6484e-05 | 5.2501e-05 | 6.1944e-06 | 0.00013832 | 2.1808e-06 | 4.2639e-05 | 3.2455e-06 | 3.2657e-05 | 2.9492e-05
6811 | 1.9361e-05 | 8.5568e-05 | 6.3084e-05 | 4.7437e-05 | 0 | 6.2505e-05 | 3.6696e-05 | 4.2564e-05 | 7.8441e-05 | 2.0827e-05 | 6.3454e-05 | 5.4144e-05 | 6.5933e-06 | 0.00013159 | 7.3161e-06 | 4.0372e-05 | 5.8341e-06 | 3.2765e-05 | 1.251e-05
6812 | 1.4183e-05 | 4.1352e-05 | 2.5291e-05 | 1.7059e-05 | 0 | 4.9048e-05 | 1.8937e-05 | 3.3999e-05 | 4.9579e-05 | 1.0468e-05 | 1.5166e-05 | 3.5142e-05 | 2.4241e-06 | 9.3387e-05 | 7.481e-06 | 1.8904e-05 | 5.9693e-06 | 2.3863e-05 | 1.7295e-06
6813 | 1.4138e-06 | 1.4207e-05 | 9.1852e-06 | 4.5932e-06 | 0 | 2.8941e-05 | 5.3867e-06 | 2.0001e-05 | 2.0206e-05 | 8.4719e-06 | 0 | 1.7505e-05 | 1.4573e-06 | 2.9794e-05 | 7.0932e-06 | 1.8382e-06 | 1.9723e-06 | 1.2406e-05 | 3.4441e-06
6814 | 8.9756e-08 | 8.9233e-06 | 3.3335e-06 | 1.877e-07 | 0 | 9.793e-06 | 2.5795e-06 | 6.0336e-06 | 6.5333e-06 | 6.0147e-06 | 0 | 7.1822e-06 | 6.0216e-09 | 5.7676e-06 | 4.4944e-06 | 0 | 1.6028e-07 | 8.7182e-06 | 4.2852e-06
6815 | 0 | 4.7418e-06 | 1.0389e-06 | 0 | 0 | 1.9563e-06 | 9.693e-07 | 1.8233e-06 | 1.1749e-06 | 5.8401e-07 | 0 | 1.6357e-06 | 7.5158e-10 | 6.6235e-07 | 0 | 0 | 0 | 7.4813e-06 | 4.24e-05
6816 | 0 | 3.1613e-07 | 4.747e-07 | 0 | 0 | 1.3401e-07 | 8.4178e-08 | 3.3106e-07 | 3.4923e-07 | 0 | 0 | 1.7465e-07 | 7.3369e-10 | 1.4052e-07 | 0 | 0 | 0 | 7.0143e-06 | 3.7246e-05
6817 | 0 | 4.9929e-07 | 1.1345e-07 | 0 | 0 | 2.6075e-07 | 6.1509e-08 | 2.2066e-07 | 1.5918e-07 | 0 | 0 | 3.5622e-07 | 7.6948e-10 | 1.1131e-08 | 0 | 0 | 0 | 1.0864e-05 | 2.1153e-05
6818 | 0 | 5.5053e-07 | 1.1998e-10 | 0 | 0 | 2.8086e-07 | 0 | 6.7777e-08 | 1.7172e-07 | 0 | 0 | 4.271e-07 | 6.8001e-10 | 2.4496e-10 | 0 | 0 | 0 | 1.017e-05 | 1.159e-05
6819 | 0 | 5.4791e-07 | 0 | 0 | 0 | 2.8067e-07 | 0 | 0 | 1.7103e-07 | 0 | 0 | 4.271e-07 | 6.2632e-10 | 0 | 0 | 0 | 0 | 8.4959e-06 | 7.7792e-06
6820 | 0 | 9.504e-08 | 1.1998e-10 | 0 | 0 | 2.3749e-07 | 0 | 0 | 8.8251e-08 | 0 | 0 | 7.1782e-08 | 6.4422e-10 | 0 | 0 | 0 | 0 | 8.6419e-06 | 1.0678e-05
6821 | 0 | 0 | 0 | 0 | 0 | 1.9128e-08 | 0 | 0 | 0 | 0 | 0 | 6.8193e-10 | 6.4422e-10 | 3.8678e-11 | 0 | 0 | 0 | 8.3989e-06 | 1.5869e-05
6822 | 2.5119e-06 | 5.3703e-07 | 7.7378e-07 | 1.7307e-06 | 3.9016e-07 | 1.7501e-06 | 6.0444e-07 | 2.0729e-06 | 1.4091e-06 | 6.464e-07 | 6.3298e-07 | 9.0671e-07 | 1.1432e-06 | 1.1934e-06 | 8.3898e-07 | 1.3851e-07 | 3.1068e-06 | 9.4874e-06 | 2.1078e-05
6823 | 6.6811e-05 | 2.515e-05 | 5.0218e-05 | 5.8238e-05 | 4.4047e-05 | 4.8344e-05 | 3.4756e-05 | 5.9914e-05 | 4.4699e-05 | 4.5496e-05 | 4.3281e-05 | 5.5719e-05 | 6.5625e-05 | 6.376e-05 | 4.4304e-05 | 1.7532e-05 | 8.3542e-05 | 8.8433e-06 | 8.1517e-06
6824 | 0.00023246 | 8.7329e-05 | 0.00017496 | 0.00020757 | 0.0001365 | 0.00016132 | 0.00012059 | 0.00020135 | 0.00014442 | 0.00017495 | 0.00015031 | 0.0001853 | 0.00023219 | 0.00021554 | 0.00017832 | 6.4445e-05 | 0.00025575 | 4.1876e-06 | 3.2033e-07
6825 | 0.00037613 | 0.00017555 | 0.00030626 | 0.00035328 | 0.00024673 | 0.00030075 | 0.00022495 | 0.00034692 | 0.00026099 | 0.00034942 | 0.00026738 | 0.00032546 | 0.00036602 | 0.00036422 | 0.00033682 | 0.00011997 | 0.00040189 | 9.9801e-07 | 2.2632e-05
6826 | 0.00046516 | 0.00027556 | 0.00035879 | 0.00045251 | 0.00043388 | 0.00039892 | 0.00033075 | 0.00042512 | 0.00033668 | 0.00045471 | 0.00033677 | 0.00040481 | 0.00043919 | 0.00037156 | 0.0004313 | 0.00020847 | 0.00049286 | 8.9291e-08 | 2.2629e-05
6827 | 0.0005049 | 0.00041163 | 0.00040645 | 0.00050846 | 0.00052209 | 0.00044496 | 0.00046258 | 0.00046749 | 0.00043902 | 0.00050756 | 0.00038448 | 0.0004544 | 0.00049873 | 0.00041448 | 0.00046906 | 0.00045371 | 0.0004982 | 9.6927e-07 | 1.2174e-05
6828 | 0.00048178 | 0.00044073 | 0.00042643 | 0.00053208 | 0.0005319 | 0.00044862 | 0.0004785 | 0.00046878 | 0.00044981 | 0.00052139 | 0.0003987 | 0.00046927 | 0.00046157 | 0.00043299 | 0.00043398 | 0.00051165 | 0.0004627 | 5.431e-06 | 9.3611e-06
6829 | 0.00038926 | 0.00043106 | 0.0004155 | 0.00055105 | 0.0004999 | 0.00043572 | 0.0004429 | 0.00044698 | 0.00042567 | 0.00050095 | 0.00041867 | 0.00044442 | 0.00043165 | 0.0004457 | 0.00036807 | 0.00049927 | 0.00040931 | 1.305e-05 | 9.0042e-06
6830 | 0.00039956 | 0.00038311 | 0.00037267 | 0.00047698 | 0.00043358 | 0.00039272 | 0.00038218 | 0.00038211 | 0.00037973 | 0.00044564 | 0.00037713 | 0.00041832 | 0.00036992 | 0.00043445 | 0.00034665 | 0.00044162 | 0.00031309 | 2.0151e-05 | 7.2564e-06
6831 | 0.00026126 | 0.00028891 | 0.00028729 | 0.00035753 | 0.00030909 | 0.00028736 | 0.00027843 | 0.00027825 | 0.0002813 | 0.00033692 | 0.00027785 | 0.00031408 | 0.00027962 | 0.00034522 | 0.00022421 | 0.00028232 | 0.00019663 | 2.0376e-05 | 4.4658e-06
6832 | 0.00013826 | 0.00017278 | 0.0001595 | 0.00020097 | 0.00014597 | 0.0001597 | 0.00015089 | 0.00014928 | 0.00014903 | 0.00019525 | 0.00019853 | 0.000179 | 0.00016976 | 0.00020758 | 0.00013025 | 0.00017006 | 9.9301e-05 | 2.0019e-05 | 3.0458e-06
6833 | 3.4352e-05 | 0.00010581 | 9.4787e-05 | 8.7334e-05 | 2.5943e-05 | 5.651e-05 | 6.0475e-05 | 5.475e-05 | 6.9504e-05 | 6.0104e-05 | 0.0001154 | 7.326e-05 | 4.3099e-05 | 0.00016282 | 3.6981e-05 | 7.7093e-05 | 1.9904e-05 | 2.0016e-05 | 3.9925e-06
6834 | 1.1903e-05 | 9.3011e-05 | 7.1564e-05 | 7.9709e-05 | 3.2258e-08 | 5.8595e-05 | 4.1075e-05 | 4.1595e-05 | 6.9283e-05 | 2.8995e-05 | 8.7928e-05 | 5.1993e-05 | 6.3851e-06 | 0.00013835 | 2.1842e-06 | 4.2624e-05 | 2.9676e-06 | 3.3221e-05 | 4.6593e-06
6835 | 1.1973e-05 | 9.0972e-05 | 6.8826e-05 | 6.6467e-05 | 0 | 6.1531e-05 | 4.2749e-05 | 4.4281e-05 | 8.3575e-05 | 2.3768e-05 | 5.5031e-05 | 5.4378e-05 | 7.7772e-06 | 0.00013196 | 7.3161e-06 | 3.8834e-05 | 5.8185e-06 | 3.8158e-05 | 2.4965e-06
6836 | 7.8197e-06 | 5.9975e-05 | 3.6902e-05 | 3.0912e-05 | 0 | 4.9267e-05 | 2.8335e-05 | 3.4455e-05 | 6.8326e-05 | 1.222e-05 | 1.6441e-05 | 3.7493e-05 | 6.2328e-06 | 9.8344e-05 | 7.4719e-06 | 1.8964e-05 | 5.9983e-06 | 3.5942e-05 | 2.9949e-06
6837 | 4.7301e-07 | 2.2887e-05 | 1.4695e-05 | 1.4201e-05 | 0 | 2.9213e-05 | 1.1942e-05 | 1.9776e-05 | 3.5749e-05 | 8.8086e-06 | 2.0209e-08 | 2.0635e-05 | 4.6145e-06 | 3.8303e-05 | 7.4647e-06 | 9.607e-06 | 5.5959e-06 | 2.9329e-05 | 2.4134e-06
6838 | 3.0957e-07 | 1.0883e-05 | 4.7155e-06 | 1.6318e-06 | 0 | 9.683e-06 | 3.8992e-06 | 6.2471e-06 | 1.1291e-05 | 4.7247e-06 | 1.1548e-09 | 9.3659e-06 | 5.2494e-07 | 8.716e-06 | 6.4335e-06 | 0 | 2.1777e-06 | 2.8717e-05 | 1.2172e-06
6839 | 1.2709e-07 | 4.9307e-06 | 1.0871e-06 | 0 | 0 | 1.7701e-06 | 1.2646e-06 | 1.6686e-06 | 2.3865e-06 | 8.2981e-07 | 0 | 2.3265e-06 | 1.3421e-09 | 9.6678e-07 | 3.9145e-07 | 0 | 0 | 4.2848e-05 | 1.3048e-06
6840 | 0 | 1.3754e-06 | 4.4144e-07 | 0 | 0 | 1.3363e-07 | 2.242e-08 | 2.9085e-07 | 7.5936e-07 | 0 | 0 | 2.564e-07 | 3.7579e-10 | 2.6201e-07 | 0 | 0 | 0 | 4.2963e-05 | 2.5508e-06
6841 | 0 | 4.9885e-07 | 2.1301e-07 | 0 | 0 | 2.5045e-07 | 0 | 2.1957e-08 | 1.4426e-07 | 0 | 0 | 3.7739e-07 | 2.6127e-09 | 6.5462e-08 | 0 | 0 | 0 | 4.0128e-05 | 1.1139e-06
6842 | 0 | 5.4791e-07 | 8.1584e-09 | 0 | 0 | 2.906e-07 | 0 | 0 | 1.7169e-07 | 0 | 0 | 4.271e-07 | 5.6369e-10 | 3.6041e-08 | 0 | 0 | 0 | 4.4282e-05 | 1.27e-06
6843 | 0 | 5.4791e-07 | 1.1998e-10 | 0 | 0 | 2.8067e-07 | 0 | 0 | 1.7151e-07 | 0 | 0 | 4.2775e-07 | 4.1158e-10 | 3.5513e-08 | 0 | 0 | 0 | 4.9252e-05 | 3.8058e-06
6844 | 0 | 3.9155e-07 | 2.3995e-11 | 0 | 0 | 2.3976e-07 | 0 | 0 | 1.7073e-07 | 0 | 0 | 7.8996e-08 | 6.979e-10 | 2.2079e-08 | 0 | 0 | 0 | 5.7917e-05 | 2.929e-06
6845 | 0 | 0 | 2.3995e-11 | 0 | 0 | 2.2726e-08 | 0 | 0 | 1.0404e-07 | 0 | 0 | 6.4604e-10 | 3.2211e-10 | 0 | 0 | 0 | 0 | 6.1604e-05 | 6.5034e-06
6846 | 3.1557e-06 | 7.4863e-07 | 7.3769e-07 | 1.7152e-06 | 4.0364e-07 | 1.7461e-06 | 5.8069e-07 | 1.8419e-06 | 1.3112e-06 | 9.0147e-07 | 4.8761e-07 | 7.809e-07 | 8.5448e-07 | 1.5419e-06 | 6.713e-07 | 3.954e-07 | 3.1171e-06 | 6.6579e-05 | 5.2834e-06
6847 | 8.3827e-05 | 3.2729e-05 | 4.8913e-05 | 5.5827e-05 | 3.337e-05 | 4.9291e-05 | 3.5548e-05 | 5.6314e-05 | 4.6361e-05 | 5.3964e-05 | 4.424e-05 | 5.1139e-05 | 6.2343e-05 | 6.5776e-05 | 4.6081e-05 | 2.238e-05 | 8.2285e-05 | 6.1189e-05 | 9.4407e-06
6848 | 0.00024455 | 0.00011587 | 0.00017985 | 0.00019665 | 0.00015181 | 0.00016465 | 0.00013081 | 0.0001927 | 0.00015491 | 0.00019138 | 0.00018138 | 0.00018141 | 0.00023216 | 0.00018404 | 0.00019371 | 8.4276e-05 | 0.00025078 | 4.3118e-05 | 7.4417e-06
6849 | 0.00038345 | 0.00024351 | 0.0003286 | 0.00036371 | 0.00032996 | 0.00030452 | 0.00025355 | 0.00034436 | 0.0002885 | 0.00030502 | 0.0003117 | 0.00033033 | 0.00034607 | 0.00032118 | 0.00036053 | 0.00019419 | 0.00040079 | 2.3329e-05 | 8.8972e-06
6850 | 0.00046434 | 0.00034265 | 0.00038202 | 0.00045933 | 0.0004481 | 0.00040207 | 0.00038126 | 0.00041925 | 0.00038 | 0.00039929 | 0.00039016 | 0.00040559 | 0.00040613 | 0.000355 | 0.00046249 | 0.00039649 | 0.00049206 | 1.2882e-05 | 1.0491e-05
6851 | 0.00050929 | 0.00044737 | 0.00043385 | 0.00051771 | 0.00052153 | 0.00046101 | 0.00049668 | 0.00047425 | 0.0004721 | 0.00037291 | 0.00044213 | 0.00036397 | 0.000439 | 0.00034158 | 0.00051816 | 0.00051035 | 0.00053561 | 1.1576e-05 | 1.6677e-05
6852 | 0.0005045 | 0.00047323 | 0.00045964 | 0.00055518 | 0.00054008 | 0.00048018 | 0.00052552 | 0.00048883 | 0.00050629 | 0.00032185 | 0.0004707 | 0.00037379 | 0.00042189 | 0.0003603 | 0.00053248 | 0.00052924 | 0.00052837 | 9.8663e-06 | 3.8701e-05
6853 | 0.00048096 | 0.00046301 | 0.00044935 | 0.00057438 | 0.00051351 | 0.00047564 | 0.0005097 | 0.00046729 | 0.00049082 | 0.00039292 | 0.00045955 | 0.00036557 | 0.00038129 | 0.00038587 | 0.00050891 | 0.00053198 | 0.00048211 | 1.2493e-05 | 5.093e-05
6854 | 0.00039231 | 0.00042927 | 0.0004174 | 0.00051323 | 0.00044976 | 0.00042664 | 0.00044526 | 0.00040351 | 0.00044265 | 0.00040905 | 0.00040808 | 0.00041532 | 0.00028907 | 0.00044138 | 0.00044328 | 0.00045926 | 0.00039388 | 1.5527e-05 | 6.488e-05
6855 | 0.00027069 | 0.00032737 | 0.00032704 | 0.00036937 | 0.00032661 | 0.00031386 | 0.00033268 | 0.00029727 | 0.00032422 | 0.00032793 | 0.00033153 | 0.00032333 | 0.00022354 | 0.00035691 | 0.00033664 | 0.0003311 | 0.00025696 | 2.3056e-05 | 5.8754e-05
6856 | 0.00014003 | 0.0001886 | 0.00018683 | 0.0002 | 0.0001668 | 0.0001681 | 0.00017498 | 0.00015956 | 0.00016915 | 0.00019289 | 0.00022249 | 0.00019106 | 0.00012493 | 0.00021461 | 0.00018376 | 0.00019067 | 0.00010539 | 2.5134e-05 | 5.9321e-05
6857 | 3.131e-05 | 0.00010616 | 0.00010028 | 8.7103e-05 | 2.5369e-05 | 5.613e-05 | 5.8469e-05 | 5.6634e-05 | 7.0419e-05 | 6.027e-05 | 0.00011982 | 7.5133e-05 | 2.9124e-05 | 0.000163 | 3.0075e-05 | 7.1939e-05 | 1.9519e-05 | 2.61e-05 | 5.4544e-05
6858 | 1.1896e-05 | 9.152e-05 | 7.0785e-05 | 8.1502e-05 | 1.209e-08 | 5.8919e-05 | 4.096e-05 | 4.1895e-05 | 7.0114e-05 | 2.9067e-05 | 9.3759e-05 | 5.0695e-05 | 6.1991e-06 | 0.00013941 | 2.1862e-06 | 4.2541e-05 | 2.8534e-06 | 3.8057e-05 | 4.7315e-05
6859 | 1.1238e-05 | 9.2353e-05 | 6.8338e-05 | 7.2067e-05 | 0 | 6.1483e-05 | 4.2249e-05 | 4.3778e-05 | 8.4986e-05 | 2.3576e-05 | 6.8866e-05 | 5.1314e-05 | 7.2838e-06 | 0.00013275 | 7.3306e-06 | 4.0459e-05 | 5.4434e-06 | 2.9138e-05 | 4.9058e-05
6860 | 6.7955e-06 | 6.3107e-05 | 3.7789e-05 | 3.3076e-05 | 0 | 5.0123e-05 | 3.0785e-05 | 3.4188e-05 | 6.9095e-05 | 1.2255e-05 | 2.6196e-05 | 3.8984e-05 | 3.9279e-06 | 0.00010053 | 7.4665e-06 | 1.8958e-05 | 5.6287e-06 | 1.5696e-05 | 3.8985e-05
6861 | 5.6944e-07 | 2.432e-05 | 1.5692e-05 | 1.4211e-05 | 0 | 2.9577e-05 | 1.7562e-05 | 1.9063e-05 | 3.7791e-05 | 1e-05 | 3.3807e-06 | 2.0815e-05 | 2.2506e-06 | 3.6457e-05 | 7.4719e-06 | 1.8889e-05 | 5.2347e-06 | 6.0976e-06 | 2.7349e-05
6862 | 3.0957e-07 | 1.1359e-05 | 5.006e-06 | 1.7234e-06 | 0 | 1.0215e-05 | 5.5408e-06 | 6.4541e-06 | 1.4942e-05 | 6.0427e-06 | 1.1548e-09 | 9.287e-06 | 1.1524e-07 | 8.9126e-06 | 6.4625e-06 | 5.7617e-06 | 2.2901e-06 | 4.3762e-06 | 1.125e-05
6863 | 1.2709e-07 | 5.4838e-06 | 1.3367e-06 | 0 | 0 | 2.0035e-06 | 2.1752e-06 | 1.9575e-06 | 5.1117e-06 | 8.3571e-07 | 0 | 2.328e-06 | 9.6632e-10 | 8.5854e-07 | 4.0051e-07 | 0 | 0 | 3.9901e-06 | 4.0986e-06
6864 | 0 | 1.3806e-06 | 4.4893e-07 | 0 | 0 | 1.3439e-07 | 4.6506e-08 | 3.0268e-07 | 9.0282e-07 | 0 | 0 | 2.8339e-07 | 8.2316e-10 | 1.5543e-07 | 0 | 0 | 0 | 3.021e-06 | 1.4877e-05
6865 | 0 | 4.9842e-07 | 2.168e-07 | 0 | 0 | 2.5086e-07 | 0 | 2.2534e-08 | 1.6495e-08 | 0 | 0 | 3.6275e-07 | 1.4316e-09 | 2.716e-08 | 0 | 0 | 0 | 6.2543e-06 | 2.0757e-05
6866 | 0 | 5.4791e-07 | 8.5423e-09 | 0 | 0 | 2.909e-07 | 0 | 0 | 1.3109e-07 | 0 | 0 | 4.2818e-07 | 6.8001e-10 | 1.9124e-10 | 0 | 0 | 0 | 1.1799e-05 | 2.7709e-05
6867 | 0 | 5.4747e-07 | 0 | 0 | 0 | 2.8086e-07 | 0 | 0 | 1.7188e-07 | 0 | 0 | 4.1206e-07 | 7.1579e-10 | 7.7356e-11 | 0 | 0 | 0 | 1.3563e-05 | 1.8683e-05
6868 | 0 | 3.9111e-07 | 1.1998e-10 | 0 | 0 | 2.3844e-07 | 0 | 0 | 1.7113e-07 | 0 | 0 | 1.0143e-07 | 8.4106e-10 | 1.7405e-10 | 0 | 0 | 0 | 1.7141e-05 | 1.4386e-05
6869 | 0 | 0 | 0 | 0 | 0 | 2.5189e-08 | 0 | 0 | 4.1262e-08 | 0 | 0 | 2.419e-08 | 8.2316e-10 | 2.7075e-09 | 0 | 0 | 0 | 3.2162e-05 | 2.977e-05
6870 | 2.8399e-06 | 1.262e-06 | 7.9264e-07 | 1.5591e-06 | 6.8666e-07 | 1.7224e-06 | 1.0735e-06 | 1.7343e-06 | 1.3116e-06 | 7.0431e-07 | 6.2756e-07 | 8.3406e-07 | 1.0378e-06 | 1.0335e-06 | 6.8993e-07 | 7.076e-07 | 2.7399e-06 | 4.3484e-05 | 1.5268e-05
6871 | 8.3459e-05 | 4.3768e-05 | 5.7566e-05 | 6.0899e-05 | 5.2332e-05 | 5.2798e-05 | 4.7981e-05 | 5.5417e-05 | 5.1577e-05 | 5.3162e-05 | 4.3093e-05 | 6.1004e-05 | 5.8123e-05 | 6.4606e-05 | 4.9218e-05 | 3.3244e-05 | 6.8774e-05 | 4.3971e-05 | 3.7101e-05
6872 | 0.00024332 | 0.00016686 | 0.0002016 | 0.00022824 | 0.0002083 | 0.00018069 | 0.00018964 | 0.00019643 | 0.00018118 | 0.00020359 | 0.00017223 | 0.00020714 | 0.0002204 | 0.00021164 | 0.00021173 | 0.00014673 | 0.0002124 | 4.5468e-05 | 4.3838e-05
6873 | 0.00037797 | 0.00033654 | 0.00027967 | 0.00038209 | 0.00036806 | 0.00032032 | 0.00035639 | 0.0003522 | 0.00034022 | 0.00035762 | 0.00029873 | 0.00025923 | 0.00036179 | 0.00037373 | 0.00036529 | 0.00034752 | 0.00034538 | 5.1217e-05 | 7.1573e-05
6874 | 0.00047077 | 0.00036797 | 0.00026301 | 0.00045767 | 0.00032608 | 0.00038405 | 0.00040181 | 0.00041998 | 0.00042646 | 0.00044903 | 0.00024543 | 0.00031923 | 0.00044187 | 0.00032622 | 0.00042632 | 0.00030214 | 0.00045602 | 6.6826e-05 | 0.00013309
6875 | 0.00051993 | 0.00032248 | 0.0003206 | 0.00044067 | 0.00040976 | 0.0003491 | 0.00033069 | 0.00043555 | 0.00042384 | 0.00027677 | 0.00021973 | 0.00030214 | 0.00050583 | 0.0002712 | 0.0002767 | 0.00027873 | 0.0004742 | 7.3059e-05 | 0.00010732
6876 | 0.00048915 | 0.00028679 | 0.00029792 | 0.0004168 | 0.00045392 | 0.00032403 | 0.00031457 | 0.00037812 | 0.00033964 | 0.00025316 | 0.00025239 | 0.00031768 | 0.00051329 | 0.0002305 | 0.00025739 | 0.00041266 | 0.00040159 | 6.3887e-05 | 9.7411e-05
6877 | 0.000327 | 0.0003357 | 0.0001826 | 0.00033036 | 0.00039761 | 0.00029605 | 0.00026047 | 0.00026245 | 0.00026561 | 0.00021482 | 0.0002128 | 0.00026536 | 0.00041497 | 0.00024527 | 0.00021431 | 0.00040788 | 0.00032997 | 4.7952e-05 | 0.00011129
6878 | 0.0001684 | 0.00017457 | 0.00013441 | 0.00027337 | 0.00016413 | 0.00024457 | 0.00016581 | 0.00020069 | 0.00021376 | 0.00025952 | 0.00017437 | 0.00013818 | 0.00031839 | 0.0001648 | 0.00017059 | 0.00017009 | 0.00022242 | 3.9629e-05 | 0.00012658
6879 | 0.00016346 | 9.4841e-05 | 9.5698e-05 | 0.00019688 | 0.00011081 | 0.00012048 | 0.00013502 | 0.00016603 | 0.00012124 | 0.00012014 | 0.00011605 | 0.00010503 | 0.00019606 | 0.0001016 | 0.00016376 | 0.00014642 | 0.00010981 | 3.1555e-05 | 0.00017043
6880 | 9.0682e-05 | 7.6946e-05 | 6.5293e-05 | 8.6864e-05 | 3.2982e-05 | 6.7012e-05 | 7.754e-05 | 7.8764e-05 | 7.631e-05 | 7.0445e-05 | 0.00010823 | 7.1114e-05 | 0.00010825 | 9.0555e-05 | 6.3334e-05 | 7.4288e-05 | 5.1678e-05 | 3.725e-05 | 0.00015776
6881 | 1.8506e-05 | 9.1047e-05 | 7.6386e-05 | 6.7681e-05 | 9.2494e-06 | 3.7518e-05 | 4.7508e-05 | 4.1311e-05 | 5.888e-05 | 3.33e-05 | 9.493e-05 | 5.2188e-05 | 2.3872e-05 | 0.00014576 | 1.8243e-05 | 5.7682e-05 | 9.0182e-06 | 4.7855e-05 | 0.00020535
6882 | 1.1893e-05 | 8.9712e-05 | 6.9072e-05 | 7.8605e-05 | 0 | 5.6989e-05 | 4.0924e-05 | 4.1526e-05 | 6.8028e-05 | 2.8664e-05 | 4.3301e-05 | 5.1862e-05 | 6.3187e-06 | 0.00013761 | 2.1802e-06 | 4.1435e-05 | 3.2118e-06 | 9.0657e-05 | 0.00015431
6883 | 1.0662e-05 | 7.4401e-05 | 4.0134e-05 | 6.6796e-05 | 0 | 5.4642e-05 | 3.1131e-05 | 4.2031e-05 | 7.8181e-05 | 1.7297e-05 | 7.3608e-06 | 4.9929e-05 | 7.7855e-06 | 0.00010181 | 7.2961e-06 | 3.6375e-05 | 5.8269e-06 | 0.00010739 | 5.7114e-05
6884 | 6.0948e-06 | 2.8478e-05 | 1.3276e-05 | 3.4249e-05 | 0 | 4.0275e-05 | 1.4354e-05 | 2.8683e-05 | 5.2416e-05 | 1.044e-05 | 3.4183e-07 | 2.4275e-05 | 4.8092e-06 | 2.7973e-05 | 7.075e-06 | 0 | 5.8213e-06 | 9.3387e-05 | 1.5034e-05
6885 | 3.6817e-07 | 1.1884e-05 | 5.1561e-06 | 1.3302e-05 | 0 | 2.208e-05 | 3.4687e-06 | 1.3055e-05 | 1.9566e-05 | 3.802e-06 | 1.7322e-08 | 1.1037e-05 | 2.6521e-06 | 4.7958e-06 | 3.2947e-06 | 0 | 1.3251e-06 | 9.0357e-05 | 1.3008e-05
6886 | 1.9262e-07 | 8.7839e-06 | 1.4363e-06 | 1.0627e-06 | 0 | 5.8883e-06 | 7.1572e-07 | 3.7793e-06 | 5.5907e-06 | 1.1975e-06 | 1.7322e-08 | 2.7476e-06 | 9.5138e-08 | 1.2057e-06 | 0 | 0 | 3.8567e-07 | 9.046e-05 | 9.2672e-06
6887 | 0 | 1.7708e-06 | 4.5087e-07 | 0 | 0 | 1.2625e-06 | 0 | 8.7276e-07 | 8.4998e-07 | 0 | 0 | 6.4397e-07 | 1.3421e-09 | 3.1573e-07 | 0 | 0 | 0 | 9.6924e-05 | 1.2823e-05
6888 | 0 | 0 | 2.7938e-07 | 0 | 0 | 2.7954e-07 | 0 | 6.9337e-08 | 3.5984e-07 | 0 | 0 | 1.7407e-07 | 8.7685e-10 | 1.2415e-07 | 0 | 0 | 0 | 8.6014e-05 | 3.6974e-06
6889 | 0 | 4.9885e-07 | 1.4541e-08 | 0 | 0 | 2.2764e-07 | 0 | 0 | 1.3432e-08 | 0 | 0 | 3.5694e-07 | 1.1184e-09 | 1.1995e-08 | 0 | 0 | 0 | 8.3041e-05 | 9.5663e-07
6890 | 0 | 5.501e-07 | 0 | 0 | 0 | 2.8067e-07 | 0 | 0 | 1.3854e-07 | 0 | 0 | 4.2714e-07 | 8.5895e-10 | 1.3537e-10 | 0 | 0 | 0 | 7.6699e-05 | 2.386e-07
6891 | 0 | 2.4527e-07 | 1.4397e-10 | 0 | 0 | 2.2783e-07 | 0 | 0 | 1.8277e-07 | 0 | 0 | 4.2854e-07 | 7.5158e-10 | 0 | 0 | 0 | 0 | 7.8444e-05 | 8.277e-07
6892 | 0 | 0 | 0 | 0 | 0 | 3.7385e-08 | 0 | 0 | 1.8204e-07 | 0 | 0 | 6.6398e-08 | 7.8737e-10 | 1.0744e-11 | 0 | 0 | 0 | 6.3549e-05 | 1.035e-06
6893 | 0 | 0 | 0 | 0 | 0 | 0 | 3.3338e-10 | 0 | 1.8185e-07 | 0 | 1.1548e-09 | 0 | 7.3369e-10 | 0 | 0 | 0 | 0 | 5.7483e-05 | 1.2781e-06
6894 | 1.1073e-06 | 1.0921e-07 | 1.931e-08 | 2.0653e-07 | 0 | 3.5601e-07 | 1.0108e-07 | 2.4977e-07 | 4.3259e-07 | 4.1491e-08 | 3.5799e-09 | 3.6183e-08 | 1.7412e-08 | 4.2289e-08 | 1.5631e-08 | 2.6447e-07 | 7.8535e-07 | 4.8242e-05 | 6.2393e-07
6895 | 2.3639e-05 | 1.0801e-05 | 3.0651e-06 | 2.031e-05 | 1.1805e-05 | 1.5061e-05 | 1.1408e-05 | 1.6044e-05 | 2.0307e-05 | 1.5514e-05 | 7.8123e-06 | 9.312e-06 | 2.8836e-06 | 1.2052e-05 | 8.6121e-06 | 1.1221e-05 | 2.5667e-05 | 4.8748e-05 | 7.5378e-07
6896 | 7.1196e-05 | 3.2387e-05 | 2.6667e-05 | 8.1447e-05 | 2.2768e-05 | 6.27e-05 | 5.1834e-05 | 6.3363e-05 | 5.2908e-05 | 4.2259e-05 | 6.3924e-05 | 2.8468e-05 | 1.9092e-05 | 5.0516e-05 | 5.6793e-05 | 2.9285e-05 | 8.6201e-05 | 5.4173e-05 | 7.8061e-06
6897 | 0.00011155 | 5.5979e-05 | 7.7198e-05 | 0.00014465 | 3.2451e-05 | 0.00011305 | 0.000131 | 0.00011508 | 0.00010783 | 0.00013373 | 8.3707e-05 | 7.0355e-05 | 5.7662e-05 | 7.9279e-05 | 0.0001051 | 5.3941e-05 | 0.00015472 | 4.9837e-05 | 1.5647e-05
6898 | 0.00019595 | 0.00010109 | 8.7655e-05 | 8.9727e-05 | 0.00013167 | 0.00010333 | 0.00015195 | 0.00012011 | 0.00013318 | 0.00015613 | 0.00010389 | 9.5749e-05 | 6.4066e-05 | 7.2293e-05 | 0.00013068 | 0.00012227 | 0.00020582 | 3.3096e-05 | 4.002e-06
6899 | 0.00018067 | 0.00013009 | 9.5173e-05 | 0.00018974 | 0.00013275 | 0.00011969 | 0.00014433 | 0.00016511 | 0.00014373 | 9.1106e-05 | 8.2708e-05 | 9.1753e-05 | 0.00024088 | 6.0938e-05 | 0.0001009 | 0.00015608 | 0.00015344 | 2.7526e-05 | 5.9104e-06
6900 | 0.00018075 | 0.00010487 | 9.1705e-05 | 0.00015368 | 0.00011633 | 0.00014175 | 0.00016445 | 0.00012031 | 0.0001593 | 9.9428e-05 | 0.00010595 | 9.053e-05 | 0.00032655 | 4.9776e-05 | 9.828e-05 | 9.3838e-05 | 0.00016347 | 1.8767e-05 | 2.5557e-05
6901 | 0.00011675 | 6.7968e-05 | 8e-05 | 6.2436e-05 | 6.0034e-05 | 9.2321e-05 | 0.00014958 | 6.8711e-05 | 0.00013271 | 0.00011974 | 0.00014068 | 7.0443e-05 | 0.00026961 | 4.4066e-05 | 0.00014386 | 5.2706e-05 | 0.00010898 | 1.4822e-05 | 5.4496e-05
6902 | 5.7771e-05 | 5.0026e-05 | 5.7091e-05 | 5.9656e-05 | 8.0567e-05 | 4.7265e-05 | 0.00011334 | 5.2811e-05 | 9.643e-05 | 5.8653e-05 | 0.00011372 | 5.5045e-05 | 0.00012518 | 3.041e-05 | 0.00012685 | 6.7178e-05 | 4.3204e-05 | 1.7628e-05 | 7.0073e-05
6903 | 4.5595e-05 | 3.7528e-05 | 4.5118e-05 | 3.6083e-05 | 4.2263e-05 | 2.7402e-05 | 6.4962e-05 | 3.2116e-05 | 6.2529e-05 | 5.348e-05 | 7.6488e-05 | 4.1224e-05 | 6.6878e-05 | 1.4589e-05 | 7.0769e-05 | 5.0527e-05 | 2.2641e-05 | 1.7663e-05 | 7.1763e-05
6904 | 1.7518e-05 | 4.7768e-05 | 2.452e-05 | 4.4737e-05 | 2.81e-05 | 3.1397e-05 | 4.5544e-05 | 1.9192e-05 | 4.8172e-05 | 2.9833e-05 | 5.0772e-05 | 3.2837e-05 | 4.3239e-05 | 2.6727e-05 | 3.9423e-05 | 4.1104e-05 | 1.3474e-05 | 2.9699e-05 | 4.7997e-05
6905 | 1.108e-05 | 4.1566e-05 | 3.5391e-05 | 3.5123e-05 | 2.4585e-06 | 1.6727e-05 | 2.5836e-05 | 1.6695e-05 | 3.7536e-05 | 8.11e-06 | 1.8448e-05 | 1.8786e-05 | 1.2768e-05 | 4.5863e-05 | 1.5469e-06 | 7.5372e-06 | 2.7937e-06 | 3.0769e-05 | 4.4792e-05
6906 | 3.7243e-06 | 8.0795e-06 | 4.3936e-06 | 1.9557e-05 | 0 | 2.4514e-05 | 1.2066e-05 | 1.1284e-05 | 3.0507e-05 | 8.8546e-06 | 9.1837e-07 | 8.994e-06 | 5.2637e-06 | 5.0681e-06 | 2.1608e-06 | 0 | 1.4263e-06 | 6.6321e-05 | 3.9015e-05
6907 | 1.2165e-07 | 1.7782e-06 | 2.4226e-06 | 1.8508e-06 | 0 | 7.9251e-06 | 2.9057e-06 | 5.8394e-06 | 2.5846e-05 | 3.4301e-06 | 2.6907e-07 | 5.7218e-06 | 4.1326e-06 | 1.3526e-06 | 4.3186e-06 | 0 | 2.7771e-07 | 0.00010175 | 8.0023e-05
6908 | 0 | 5.2318e-06 | 8.4617e-07 | 0 | 0 | 2.6255e-06 | 6.2935e-07 | 1.1677e-06 | 4.4558e-06 | 1.112e-06 | 0 | 1.3643e-06 | 9.9706e-07 | 3.4883e-07 | 0 | 0 | 0 | 0.00012099 | 3.6931e-05
6909 | 0 | 3.4412e-07 | 3.6346e-07 | 0 | 0 | 3.8949e-07 | 3.6122e-07 | 2.9058e-07 | 1.2084e-06 | 3.3183e-08 | 0 | 6.3513e-07 | 1.2079e-09 | 1.3188e-07 | 0 | 0 | 0 | 9.7938e-05 | 3.6783e-05
6910 | 0 | 0 | 6.21e-08 | 0 | 0 | 9.0906e-08 | 0 | 1.2481e-08 | 7.9178e-08 | 0 | 1.1548e-09 | 4.0423e-07 | 8.1422e-10 | 9.1017e-08 | 0 | 0 | 0 | 7.6542e-05 | 3.6796e-05
6911 | 0 | 0 | 2.246e-08 | 0 | 0 | 2.7272e-09 | 0 | 0 | 0 | 0 | 0 | 4.8194e-08 | 9.3053e-10 | 0 | 0 | 0 | 0 | 5.9064e-05 | 3.3753e-05
6912 | 0 | 0 | 2.3995e-11 | 0 | 0 | 0 | 0 | 0 | 0 | 0 | 0 | 1.572e-08 | 4.8316e-10 | 4.1095e-09 | 0 | 0 | 0 | 5.5296e-05 | 1.0507e-05
6913 | 0 | 2.5359e-07 | 0 | 0 | 0 | 3.3522e-08 | 0 | 0 | 0 | 0 | 0 | 3.391e-07 | 6.0843e-10 | 0 | 0 | 0 | 0 | 5.1959e-05 | 3.1004e-06
6914 | 0 | 0 | 0 | 0 | 0 | 0 | 0 | 0 | 0 | 0 | 0 | 8.9727e-08 | 6.2632e-10 | 0 | 0 | 0 | 0 | 4.5139e-05 | 1.7728e-06
6915 | 0 | 0 | 0 | 0 | 0 | 0 | 0 | 0 | 1.2961e-07 | 0 | 0 | 0 | 8.9474e-10 | 0 | 0 | 0 | 0 | 3.9766e-05 | 1.18e-06
6916 | 0 | 0 | 0 | 0 | 0 | 0 | 0 | 0 | 1.7238e-07 | 0 | 0 | 0 | 8.9474e-10 | 1.0744e-11 | 0 | 0 | 0 | 3.3633e-05 | 1.0578e-07
6917 | 0 | 0 | 0 | 0 | 0 | 0 | 0 | 0 | 1.2237e-07 | 0 | 0 | 0 | 8.4106e-10 | 0 | 0 | 0 | 0 | 2.564e-05 | 0
6918 | 2.0275e-09 | 3.6766e-08 | 8.207e-09 | 4.8823e-08 | 0 | 1.8402e-08 | 8.0926e-08 | 4.6648e-08 | 1.043e-07 | 8.0892e-08 | 4.3984e-08 | 1.438e-07 | 1.4792e-07 | 8.7779e-08 | 3.3024e-07 | 0 | 5.9354e-08 | 2.6913e-05 | 0
6919 | 1.2907e-06 | 8.1773e-06 | 6.0085e-06 | 8.3959e-06 | 3.4952e-06 | 5.9545e-06 | 1.4186e-05 | 8.3046e-06 | 1.561e-05 | 5.6194e-06 | 7.0053e-06 | 1.7702e-05 | 2.6417e-05 | 9.0079e-06 | 2.6216e-05 | 6.4576e-06 | 2.5711e-06 | 2.021e-05 | 1.2158e-08
6920 | 1.7481e-05 | 3.9051e-05 | 3.4624e-05 | 2.5074e-05 | 3.3915e-05 | 2.651e-05 | 4.5065e-05 | 3.0039e-05 | 5.5754e-05 | 3.584e-05 | 2.5188e-05 | 6.3831e-05 | 0.00014045 | 3.4149e-05 | 4.2964e-05 | 4.4046e-05 | 4.4195e-05 | 1.886e-05 | 2.4425e-09
6921 | 6.1386e-05 | 6.1234e-05 | 5.537e-05 | 4.8893e-05 | 4.1092e-05 | 4.8389e-05 | 8.2002e-05 | 6.8591e-05 | 0.00011928 | 4.9523e-05 | 7.4349e-05 | 6.8462e-05 | 0.00022719 | 8.3143e-05 | 6.794e-05 | 5.7087e-05 | 8.0053e-05 | 2.8089e-05 | 1.0924e-07
6922 | 0.0001775 | 7.4742e-05 | 7.4224e-05 | 6.6568e-05 | 7.2255e-05 | 6.0126e-05 | 9.0993e-05 | 0.00011273 | 0.00012425 | 0.0001433 | 9.5251e-05 | 6.5729e-05 | 0.00027503 | 0.00011992 | 8.4397e-05 | 7.437e-05 | 0.00011001 | 3.1342e-05 | 6.743e-07
6923 | 0.00021082 | 8.011e-05 | 8.9862e-05 | 0.00011731 | 6.4676e-05 | 7.7192e-05 | 0.000117 | 0.00016957 | 0.0001357 | 0.00015882 | 0.00013715 | 0.00011873 | 0.00032095 | 0.00014652 | 0.00014697 | 7.0232e-05 | 0.00017126 | 2.9272e-05 | 7.0992e-07
6924 | 0.0002656 | 8.7118e-05 | 0.00010828 | 0.00011366 | 7.6347e-05 | 0.00011087 | 0.00011141 | 0.00021978 | 0.00011518 | 0.00010967 | 0.00011167 | 7.994e-05 | 0.00024162 | 0.00012079 | 0.00015513 | 0.00010079 | 0.0002741 | 4.019e-05 | 9.494e-06
6925 | 0.00015545 | 8.2711e-05 | 0.00014152 | 9.0092e-05 | 4.631e-05 | 0.00011073 | 0.00011416 | 0.00014329 | 0.00010306 | 0.00010799 | 0.00012845 | 9.3975e-05 | 0.00016355 | 9.6904e-05 | 0.0001115 | 7.9102e-05 | 0.00023776 | 5.6559e-05 | 5.5755e-06
6926 | 7.9327e-05 | 7.4994e-05 | 0.00012262 | 6.9206e-05 | 4.9965e-05 | 7.9048e-05 | 0.00011809 | 9.5666e-05 | 8.6673e-05 | 7.6203e-05 | 0.00011125 | 7.516e-05 | 0.00015353 | 6.7671e-05 | 0.00013347 | 9.0742e-05 | 8.7764e-05 | 7.4882e-05 | 8.7244e-06
6927 | 6.413e-05 | 6.9157e-05 | 9.0552e-05 | 5.8426e-05 | 3.5921e-05 | 5.509e-05 | 9.559e-05 | 6.3195e-05 | 7.3835e-05 | 4.5813e-05 | 8.267e-05 | 6.0492e-05 | 9.0739e-05 | 4.5313e-05 | 6.4831e-05 | 7.0591e-05 | 9.413e-05 | 7.4645e-05 | 1.2251e-05
6928 | 3.819e-05 | 4.7448e-05 | 6.5954e-05 | 5.934e-05 | 1.633e-05 | 4.5775e-05 | 7.3653e-05 | 4.0305e-05 | 6.2818e-05 | 4.3849e-05 | 8.2028e-05 | 5.233e-05 | 3.8012e-05 | 5.547e-05 | 2.2144e-05 | 6.3708e-05 | 4.3415e-05 | 9.2014e-05 | 3.2127e-05
6929 | 1.4938e-05 | 3.8267e-05 | 7.6112e-05 | 2.1284e-05 | 3.3699e-06 | 1.2632e-05 | 4.3077e-05 | 2.7291e-05 | 4.2334e-05 | 1.398e-05 | 1.9377e-05 | 2.4834e-05 | 1.2108e-05 | 0.00010618 | 7.0017e-06 | 1.4587e-05 | 5.4914e-06 | 0.00012049 | 1.7223e-05
6930 | 1.1473e-05 | 5.6885e-06 | 2.0896e-05 | 1.3237e-05 | 0 | 1.9967e-05 | 1.1858e-05 | 2.46e-05 | 2.3142e-05 | 1.0099e-05 | 3.4416e-06 | 8.8829e-06 | 5.3877e-06 | 2.3673e-05 | 2.1713e-06 | 1.1205e-07 | 3.1961e-06 | 0.00013216 | 1.6545e-05
6931 | 2.0211e-06 | 1.135e-06 | 3.3552e-06 | 1.3802e-06 | 0 | 4.5739e-06 | 2.8474e-06 | 1.0848e-05 | 1.5764e-05 | 5.5948e-06 | 3.9957e-07 | 5.6417e-06 | 5.4087e-06 | 4.1746e-06 | 4.9402e-06 | 0 | 2.4715e-06 | 0.00015474 | 3.1969e-05
6932 | 5.3903e-08 | 3.9851e-06 | 1.3689e-06 | 0 | 0 | 1.7284e-06 | 7.1367e-07 | 2.8976e-06 | 4.7182e-06 | 1.026e-06 | 0 | 1.1199e-06 | 3.0562e-06 | 1.2797e-06 | 1.4498e-08 | 0 | 2.9552e-07 | 0.00014046 | 2.0573e-05
6933 | 0 | 1.4944e-07 | 6.5574e-07 | 0 | 0 | 6.2604e-07 | 1.8778e-07 | 1.0712e-06 | 4.6336e-07 | 2.5194e-07 | 0 | 1.7515e-07 | 2.2757e-07 | 1.3217e-07 | 0 | 0 | 3.0053e-08 | 0.00012104 | 2.961e-05
6934 | 0 | 0 | 4.3168e-08 | 0 | 0 | 2.9999e-08 | 5.7925e-08 | 3.3138e-07 | 0 | 0 | 0 | 1.1485e-08 | 9.3053e-10 | 5.5868e-09 | 0 | 0 | 0 | 0.00010687 | 4.1612e-05
6935 | 0 | 0 | 8.7103e-09 | 0 | 0 | 0 | 0 | 1.1267e-08 | 0 | 0 | 0 | 0 | 8.0527e-10 | 0 | 0 | 0 | 0 | 8.4176e-05 | 4.2328e-05
6936 | 0 | 0 | 0 | 0 | 0 | 0 | 0 | 0 | 0 | 0 | 0 | 0 | 8.0527e-10 | 2.5141e-09 | 0 | 0 | 0 | 6.3683e-05 | 3.6664e-05
6937 | 0 | 2.9782e-07 | 0 | 0 | 0 | 0 | 0 | 0 | 1.2949e-07 | 0 | 0 | 2.7313e-07 | 7.5158e-10 | 0 | 0 | 0 | 0 | 4.5343e-05 | 3.8357e-05
6938 | 0 | 0 | 0 | 0 | 0 | 0 | 0 | 0 | 1.7087e-07 | 0 | 0 | 9.3316e-09 | 7.6948e-10 | 0 | 0 | 0 | 0 | 3.7656e-05 | 4.5614e-05
6939 | 0 | 0 | 0 | 0 | 0 | 0 | 0 | 0 | 8.6201e-08 | 0 | 0 | 0 | 7.5158e-10 | 6.4463e-11 | 0 | 0 | 0 | 2.8703e-05 | 5.4193e-05
6940 | 0 | 0 | 0 | 0 | 0 | 0 | 0 | 0 | 0 | 0 | 1.1548e-09 | 0 | 7.5158e-10 | 1.0744e-11 | 0 | 0 | 0 | 3.4079e-05 | 6.5942e-05
6941 | 0 | 0 | 0 | 0 | 0 | 0 | 0 | 0 | 0 | 0 | 0 | 0 | 8.2316e-10 | 0 | 0 | 0 | 0 | 3.7348e-05 | 9.0308e-05
6942 | 4.4183e-06 | 4.9006e-07 | 2.8016e-07 | 8.7358e-07 | 2.9372e-07 | 1.049e-06 | 1.6842e-07 | 2.3427e-06 | 7.279e-07 | 1.9859e-07 | 2.7078e-07 | 1.1253e-06 | 1.0339e-06 | 6.8012e-07 | 8.88e-09 | 2.0024e-07 | 4.2786e-06 | 5.3663e-05 | 9.7512e-05
6943 | 8.0107e-05 | 2.9692e-05 | 3.5957e-05 | 3.1683e-05 | 3.3382e-05 | 3.4555e-05 | 1.5811e-05 | 5.2459e-05 | 3.4631e-05 | 4.0957e-05 | 1.7727e-05 | 4.2159e-05 | 5.1166e-05 | 5.2633e-05 | 3.5493e-06 | 1.8827e-05 | 6.8455e-05 | 5.7152e-05 | 7.5839e-05
6944 | 0.00021744 | 0.00010084 | 0.00012241 | 0.00012613 | 0.00011405 | 0.00011388 | 5.6265e-05 | 0.00017206 | 0.0001165 | 0.00016655 | 8.1071e-05 | 0.00013937 | 0.00014112 | 0.00017281 | 3.2808e-05 | 0.00012098 | 0.00019783 | 4.5688e-05 | 9.0697e-05
6945 | 0.00033665 | 0.00017184 | 0.00020754 | 0.0002684 | 0.00026879 | 0.00021564 | 0.00014089 | 0.00031964 | 0.0002113 | 0.0002713 | 0.00015391 | 0.00024243 | 0.0002333 | 0.00028653 | 0.00013811 | 0.00016693 | 0.00033442 | 3.8821e-05 | 9.7149e-05
6946 | 0.00033942 | 0.00020767 | 0.00029836 | 0.00038053 | 0.00041357 | 0.00029128 | 0.00027247 | 0.00035649 | 0.00029552 | 0.00039353 | 0.00017203 | 0.00032864 | 0.0003522 | 0.00031434 | 0.00027711 | 0.00025228 | 0.00037663 | 3.3978e-05 | 7.844e-05
6947 | 0.00030153 | 0.0003031 | 0.0003367 | 0.00044591 | 0.0004602 | 0.00034757 | 0.00041941 | 0.00036879 | 0.00036804 | 0.00043711 | 0.00031082 | 0.0003163 | 0.00037337 | 0.00036697 | 0.0004956 | 0.00024841 | 0.00032906 | 3.2143e-05 | 8.8515e-05
6948 | 0.00044622 | 0.00034972 | 0.00038101 | 0.00046512 | 0.00030523 | 0.00036884 | 0.00049253 | 0.00038982 | 0.00039288 | 0.00048696 | 0.00038793 | 0.00044302 | 0.00033726 | 0.00036458 | 0.00052943 | 0.00027943 | 0.00043485 | 3.9026e-05 | 8.1829e-05
6949 | 0.00033476 | 0.00033109 | 0.00040807 | 0.00045702 | 0.00024873 | 0.00034775 | 0.00048927 | 0.00036811 | 0.00036978 | 0.00036713 | 0.00040003 | 0.00038195 | 0.00041665 | 0.00028476 | 0.00049758 | 0.00034205 | 0.00035655 | 4.7768e-05 | 7.9981e-05
6950 | 0.00023314 | 0.00032227 | 0.00033976 | 0.00035608 | 0.00034622 | 0.00028097 | 0.00041515 | 0.00027058 | 0.00032314 | 0.00034701 | 0.00034882 | 0.00029683 | 0.00025715 | 0.00029107 | 0.00042266 | 0.00036937 | 0.00030324 | 5.0555e-05 | 7.1511e-05
6951 | 0.00019914 | 0.00019416 | 0.00025218 | 0.00024503 | 0.00015347 | 0.0001843 | 0.0002985 | 0.00021978 | 0.00022972 | 0.00024567 | 0.000277 | 0.00019228 | 0.00017792 | 0.0002356 | 0.00030672 | 0.00020723 | 0.00021119 | 4.4459e-05 | 8.9054e-05
6952 | 9.2964e-05 | 0.00013632 | 0.00013484 | 0.00015377 | 9.3627e-05 | 0.00010476 | 0.00015058 | 0.00010755 | 0.00012118 | 0.00013992 | 0.00018767 | 0.00013794 | 0.00010141 | 0.0001414 | 0.00014228 | 0.00014492 | 0.00010599 | 4.8663e-05 | 0.00013063
6953 | 2.5833e-05 | 9.8433e-05 | 8.8858e-05 | 7.6097e-05 | 1.8125e-05 | 4.6698e-05 | 5.707e-05 | 4.9112e-05 | 6.3089e-05 | 4.6794e-05 | 7.8328e-05 | 6.2756e-05 | 3.7616e-05 | 0.00014745 | 1.9986e-05 | 6.2151e-05 | 1.1808e-05 | 4.7804e-05 | 0.00013027
6954 | 1.8618e-05 | 9.1773e-05 | 7.0674e-05 | 7.9939e-05 | 0 | 5.7414e-05 | 4.2055e-05 | 4.1132e-05 | 6.5304e-05 | 2.9513e-05 | 4.3665e-05 | 5.3256e-05 | 7.6233e-06 | 0.00013869 | 2.17e-06 | 3.9832e-05 | 3.2157e-06 | 6.6991e-05 | 0.00011139
6955 | 1.7147e-05 | 7.4283e-05 | 6.3373e-05 | 7.0213e-05 | 0 | 5.4407e-05 | 4.0807e-05 | 4.1428e-05 | 7.191e-05 | 2.2287e-05 | 1.8147e-05 | 5.4168e-05 | 7.3607e-06 | 0.00013101 | 7.307e-06 | 3.2478e-05 | 5.8252e-06 | 5.9641e-05 | 7.3764e-05
6956 | 7.2748e-06 | 2.9512e-05 | 2.5809e-05 | 3.2901e-05 | 0 | 4.0147e-05 | 2.8698e-05 | 2.8775e-05 | 5.6645e-05 | 1.2164e-05 | 9.4233e-07 | 3.3429e-05 | 4.684e-06 | 9.053e-05 | 7.4647e-06 | 0 | 5.3549e-06 | 4.7767e-05 | 9.3357e-05
6957 | 7.7863e-07 | 1.3807e-05 | 8.8055e-06 | 1.3184e-05 | 0 | 2.225e-05 | 1.0529e-05 | 1.5495e-05 | 2.8689e-05 | 8.9615e-06 | 6.9866e-08 | 1.7546e-05 | 1.8475e-06 | 2.3964e-05 | 7.4846e-06 | 0 | 1.275e-06 | 3.8833e-05 | 0.00013143
6958 | 0 | 8.5117e-06 | 3.1655e-06 | 7.8485e-07 | 0 | 5.859e-06 | 3.8133e-06 | 4.0187e-06 | 7.2556e-06 | 4.5232e-06 | 3.5799e-08 | 6.706e-06 | 2.8274e-09 | 3.9862e-06 | 6.4679e-06 | 0 | 2.6046e-07 | 2.8553e-05 | 0.00014192
6959 | 0 | 1.9104e-06 | 9.3152e-07 | 0 | 0 | 1.0332e-06 | 1.376e-06 | 1.3163e-06 | 1.5128e-06 | 3.8934e-07 | 0 | 1.0412e-06 | 6.4422e-10 | 4.3109e-07 | 3.0083e-07 | 0 | 0 | 2.6357e-05 | 0.00014007
6960 | 0 | 2.4527e-09 | 3.5839e-07 | 0 | 0 | 1.6666e-08 | 0 | 9.3223e-08 | 6.0395e-07 | 0 | 0 | 2.1301e-07 | 6.2632e-10 | 1.0678e-07 | 0 | 0 | 0 | 2.9805e-05 | 0.00011564
6961 | 0 | 4.9885e-07 | 5.2118e-08 | 0 | 0 | 2.3768e-07 | 0 | 0 | 1.457e-07 | 0 | 0 | 3.6002e-07 | 7.1579e-10 | 1.1088e-09 | 0 | 0 | 0 | 3.6043e-05 | 9.4537e-05
6962 | 0 | 5.5097e-07 | 4.5591e-10 | 0 | 0 | 2.8086e-07 | 0 | 0 | 1.8329e-07 | 0 | 0 | 4.2746e-07 | 8.2316e-10 | 1.2033e-10 | 0 | 0 | 0 | 4.3952e-05 | 7.8261e-05
6963 | 0 | 4.0863e-07 | 2.3036e-09 | 0 | 0 | 2.8067e-07 | 0 | 0 | 1.826e-07 | 0 | 0 | 4.2746e-07 | 7.6948e-10 | 0 | 0 | 0 | 0 | 4.8805e-05 | 0.00014334
6964 | 0 | 0 | 2.3995e-11 | 0 | 0 | 5.568e-08 | 0 | 0 | 1.819e-07 | 0 | 0 | 3.4455e-08 | 8.2316e-10 | 6.4463e-11 | 0 | 0 | 0 | 4.5033e-05 | 0.00013709
6965 | 0 | 0 | 0 | 0 | 0 | 0 | 0 | 0 | 4.508e-08 | 0 | 0 | 3.5891e-11 | 8.4106e-10 | 2.7075e-09 | 0 | 0 | 0 | 3.861e-05 | 0.00012781
6966 | 5.1261e-06 | 1.3082e-07 | 5.0293e-08 | 5.7329e-07 | 0 | 7.7573e-07 | 1.0853e-07 | 1.4397e-06 | 3.1655e-07 | 4.2867e-08 | 1.2458e-08 | 8.2516e-08 | 5.402e-07 | 8.7633e-08 | 4.2226e-08 | 3.4239e-08 | 7.25e-06 | 2.3972e-05 | 0.00015804
6967 | 6.7029e-05 | 1.8356e-05 | 2.6875e-05 | 2.7059e-05 | 1.8917e-05 | 2.6588e-05 | 2.6789e-05 | 2.4877e-05 | 2.9947e-05 | 1.3803e-05 | 1.4159e-05 | 1.7657e-05 | 1.0953e-05 | 1.5826e-05 | 1.6482e-05 | 1.5403e-05 | 6.0161e-05 | 1.6636e-05 | 0.00017242
6968 | 0.00015163 | 5.8617e-05 | 9.0039e-05 | 7.5993e-05 | 6.165e-05 | 6.7314e-05 | 0.00010611 | 9.2858e-05 | 9.3318e-05 | 5.9787e-05 | 6.2292e-05 | 5.8771e-05 | 3.9808e-05 | 6.2236e-05 | 7.7026e-05 | 4.5132e-05 | 0.00011607 | 1.5775e-05 | 0.00019294
6969 | 0.0001802 | 0.00011491 | 0.00023272 | 0.00021948 | 0.00013269 | 0.00011936 | 0.00019808 | 0.00015117 | 0.00018625 | 0.00012917 | 0.00016624 | 0.00015274 | 8.005e-05 | 0.00016128 | 0.00021612 | 0.00014315 | 0.00024873 | 1.4339e-05 | 0.00018485
6970 | 0.0002139 | 0.00019838 | 0.00028707 | 0.00026158 | 0.00027944 | 0.00017407 | 0.00031572 | 0.00016572 | 0.00023747 | 0.00022379 | 0.00034132 | 0.00028872 | 0.0001231 | 0.00022842 | 0.00038647 | 0.00020627 | 0.00024294 | 8.3146e-06 | 0.00016299
6971 | 0.00018392 | 0.00028046 | 0.00039801 | 0.00027726 | 0.00041133 | 0.00021695 | 0.00044443 | 0.00019915 | 0.00033597 | 0.00034195 | 0.00040305 | 0.00040201 | 9.763e-05 | 0.00030855 | 0.00048642 | 0.00037804 | 0.00025089 | 8.2531e-06 | 0.00015189
6972 | 0.00012953 | 0.00040118 | 0.00042515 | 0.00038484 | 0.0004902 | 0.00026027 | 0.00047307 | 0.00021322 | 0.00038331 | 0.00049732 | 0.00041339 | 0.00045539 | 0.00015922 | 0.00035163 | 0.0005033 | 0.00048915 | 0.00024883 | 1.2069e-05 | 0.00016665
6973 | 0.00013618 | 0.00041833 | 0.00042171 | 0.00036482 | 0.00050916 | 0.00029102 | 0.00046417 | 0.000242 | 0.00039964 | 0.00049045 | 0.00039148 | 0.00046191 | 0.00014686 | 0.00034212 | 0.00047183 | 0.00048509 | 0.00016648 | 1.0355e-05 | 0.00016974
6974 | 0.00015748 | 0.0003653 | 0.0003789 | 0.00035604 | 0.00043373 | 0.00028623 | 0.00039671 | 0.00024262 | 0.00037123 | 0.00042317 | 0.00033852 | 0.00041848 | 0.00011948 | 0.00028625 | 0.00040751 | 0.0004464 | 0.00019823 | 1.2682e-05 | 0.0001765
6975 | 0.00013385 | 0.00028618 | 0.00029169 | 0.00031467 | 0.00031172 | 0.00024197 | 0.00028501 | 0.00016288 | 0.00027546 | 0.00027072 | 0.0002572 | 0.00032266 | 0.00013691 | 0.00015132 | 0.00029723 | 0.00033146 | 0.00013406 | 1.4444e-05 | 0.00016307
6976 | 6.1149e-05 | 0.00016948 | 0.00015478 | 0.00014392 | 0.00015236 | 0.00012543 | 0.0001428 | 7.8847e-05 | 0.00014095 | 9.6338e-05 | 0.00015445 | 0.00017601 | 0.00010906 | 8.5767e-05 | 0.00014214 | 0.00018499 | 4.9138e-05 | 2.1732e-05 | 0.00017619
6977 | 2.1703e-05 | 9.9217e-05 | 8.5803e-05 | 7.7297e-05 | 1.9882e-05 | 4.5784e-05 | 5.02e-05 | 4.0697e-05 | 6.2852e-05 | 3.3674e-05 | 5.3199e-05 | 6.3787e-05 | 2.2796e-05 | 0.00014332 | 1.5968e-05 | 6.4928e-05 | 6.9001e-06 | 3.8017e-05 | 0.00016723
6978 | 1.3682e-05 | 9.1808e-05 | 7.0046e-05 | 7.1105e-05 | 0 | 5.4909e-05 | 4.1894e-05 | 3.1583e-05 | 6.8456e-05 | 2.9398e-05 | 5.9095e-05 | 5.2511e-05 | 3.9463e-06 | 0.00012672 | 2.1812e-06 | 4.2459e-05 | 2.8351e-06 | 8.1084e-05 | 0.00016553
6979 | 2.0733e-06 | 8.4123e-05 | 6.7095e-05 | 4.689e-05 | 0 | 4.6085e-05 | 4.1576e-05 | 2.0775e-05 | 7.676e-05 | 1.8996e-05 | 3.4165e-05 | 5.3643e-05 | 1.8223e-06 | 0.00010469 | 7.3324e-06 | 3.7159e-05 | 2.6424e-06 | 9.421e-05 | 0.00017462
6980 | 6.7008e-08 | 4.793e-05 | 3.4014e-05 | 1.7608e-05 | 0 | 3.1524e-05 | 2.8361e-05 | 9.0596e-06 | 5.933e-05 | 1.0736e-05 | 8.3909e-06 | 3.5135e-05 | 7.5158e-10 | 6.9575e-05 | 7.4828e-06 | 1.8901e-05 | 3.6564e-07 | 9.1756e-05 | 0.00016716
6981 | 0 | 1.8626e-05 | 1.3272e-05 | 1.0807e-06 | 0 | 1.0927e-05 | 1.3155e-05 | 3.6758e-06 | 2.9488e-05 | 8.0887e-06 | 2.887e-09 | 1.8944e-05 | 7.3369e-10 | 2.3377e-05 | 7.4828e-06 | 4.0079e-06 | 0 | 9.0615e-05 | 0.00011339
6982 | 0 | 1.0497e-05 | 4.5924e-06 | 0 | 0 | 2.621e-06 | 4.0143e-06 | 1.1884e-06 | 8.4279e-06 | 4.3604e-06 | 1.7322e-08 | 7.5686e-06 | 7.1579e-10 | 3.5205e-06 | 6.4462e-06 | 0 | 0 | 0.00010037 | 1.8036e-05
6983 | 0 | 4.208e-06 | 1.1261e-06 | 0 | 0 | 6.1737e-07 | 1.2607e-06 | 5.3736e-08 | 1.7125e-06 | 7.8458e-07 | 1.1548e-09 | 1.7535e-06 | 6.979e-10 | 3.2665e-07 | 3.3708e-07 | 0 | 0 | 9.0123e-05 | 1.009e-05
6984 | 0 | 2.4527e-07 | 4.5524e-07 | 0 | 0 | 5.9392e-08 | 0 | 0 | 6.4458e-07 | 0 | 0 | 6.0303e-07 | 6.979e-10 | 9.9413e-08 | 0 | 0 | 0 | 6.9251e-05 | 1.0982e-05
6985 | 0 | 4.9842e-07 | 1.1374e-07 | 0 | 0 | 2.2833e-07 | 0 | 0 | 1.4167e-07 | 0 | 0 | 6.9061e-07 | 4.8316e-10 | 3.6099e-10 | 0 | 0 | 0 | 7.019e-05 | 8.4551e-06
6986 | 0 | 5.4791e-07 | 2.0828e-08 | 0 | 0 | 2.8067e-07 | 0 | 0 | 1.7129e-07 | 0 | 0 | 4.332e-07 | 7.1579e-10 | 3.8678e-11 | 0 | 0 | 0 | 7.1011e-05 | 5.6429e-06
6987 | 0 | 5.4747e-07 | 7.7265e-09 | 0 | 0 | 8.9391e-08 | 0 | 0 | 1.7059e-07 | 0 | 0 | 4.2674e-07 | 8.7685e-10 | 2.5785e-11 | 0 | 0 | 0 | 7.9939e-05 | 4.1946e-06
6988 | 0 | 1.5548e-07 | 1.6797e-10 | 0 | 0 | 0 | 0 | 0 | 1.7035e-07 | 0 | 0 | 4.1275e-08 | 8.7685e-10 | 0 | 0 | 0 | 0 | 9.4069e-05 | 3.1818e-06
6989 | 0 | 0 | 0 | 0 | 0 | 0 | 0 | 0 | 4.647e-08 | 0 | 0 | 2.9431e-08 | 8.5895e-10 | 0 | 0 | 0 | 0 | 0.0001024 | 4.7225e-06
6990 | 6.084e-07 | 1.5413e-07 | 1.8805e-08 | 9.3617e-07 | 8.4684e-09 | 4.7129e-07 | 3.4249e-08 | 5.09e-07 | 2.6746e-07 | 4.9602e-08 | 1.2126e-09 | 3.6982e-08 | 2.7662e-07 | 1.592e-07 | 2.7184e-10 | 1.7431e-07 | 1.6113e-06 | 0.00010171 | 8.6599e-06
6991 | 3.157e-05 | 1.9441e-05 | 5.6044e-06 | 2.8252e-05 | 1.2737e-05 | 2.0343e-05 | 1.3027e-05 | 1.4494e-05 | 2.5304e-05 | 2.9014e-05 | 7.5926e-06 | 2.4245e-05 | 1.0982e-05 | 2.3368e-05 | 1.3096e-05 | 9.7439e-06 | 3.1535e-05 | 0.0001052 | 8.6513e-06
6992 | 7.1013e-05 | 4.7592e-05 | 1.6753e-05 | 4.5009e-05 | 5.8522e-05 | 5.2106e-05 | 4.6045e-05 | 4.4911e-05 | 7.1471e-05 | 9.6847e-05 | 2.6287e-05 | 7.322e-05 | 2.5595e-05 | 8.517e-05 | 3.1606e-05 | 3.2393e-05 | 3.9346e-05 | 9.2163e-05 | 4.4466e-05
6993 | 6.4781e-05 | 7.323e-05 | 4.1921e-05 | 0.00014197 | 0.00011413 | 8.2571e-05 | 3.5101e-05 | 7.6102e-05 | 0.00011207 | 0.0001633 | 3.1376e-05 | 8.0403e-05 | 0.0001227 | 0.00010876 | 3.9927e-05 | 8.3663e-05 | 4.1632e-05 | 8.9753e-05 | 0.0001164
6994 | 0.00019996 | 9.1655e-05 | 3.1948e-05 | 0.00023186 | 0.00012415 | 0.00010739 | 4.0884e-05 | 0.0001229 | 9.1227e-05 | 0.0001405 | 3.3808e-05 | 9.0481e-05 | 0.00019903 | 0.00011825 | 4.0915e-05 | 0.00013009 | 0.00010932 | 0.00010435 | 0.0001484
6995 | 0.00015167 | 9.8177e-05 | 1.8225e-05 | 0.00026311 | 9.5873e-05 | 0.00012842 | 4.898e-05 | 0.00014945 | 9.6504e-05 | 0.00010978 | 3.2889e-05 | 9.6977e-05 | 0.00024031 | 0.00011979 | 5.1518e-05 | 5.7761e-05 | 0.0001562 | 0.00010216 | 0.00015164
6996 | 0.00012989 | 5.5502e-05 | 1.3281e-05 | 0.00029561 | 3.9876e-05 | 0.00013483 | 2.0787e-05 | 9.5929e-05 | 6.0594e-05 | 8.0706e-05 | 1.0116e-05 | 0.00010899 | 0.00021616 | 0.00011583 | 1.1803e-05 | 2.9174e-05 | 0.00014496 | 0.00010698 | 0.00013319
6997 | 8.7214e-05 | 2.9225e-05 | 2.2248e-05 | 0.00022441 | 4.0025e-05 | 9.6473e-05 | 1.3045e-05 | 6.4438e-05 | 2.5662e-05 | 0.00010158 | 3.5052e-06 | 8.8935e-05 | 0.00022785 | 0.00011907 | 5.9653e-06 | 2.5169e-05 | 0.00011441 | 0.00012583 | 0.00016307
6998 | 6.0073e-05 | 3.15e-05 | 2.0309e-05 | 0.00011433 | 4.3863e-05 | 6.4502e-05 | 6.8171e-06 | 3.1828e-05 | 1.0642e-05 | 0.00011842 | 1.6949e-06 | 7.5106e-05 | 0.00021889 | 0.00010017 | 3.0176e-06 | 5.2614e-05 | 5.7208e-05 | 0.00014439 | 0.0001727
6999 | 1.7817e-05 | 1.9912e-05 | 1.8242e-05 | 6.3955e-05 | 1.6896e-05 | 3.5565e-05 | 4.369e-06 | 2.1637e-05 | 2.4248e-06 | 7.7593e-05 | 2.3986e-05 | 6.245e-05 | 0.00016432 | 8.2119e-05 | 4.7696e-06 | 1.3966e-05 | 1.1335e-05 | 0.00015311 | 0.00018488
7000 | 1.7224e-05 | 2.6078e-05 | 2.2113e-05 | 7.6585e-05 | 8.2018e-06 | 3.1184e-05 | 9.279e-06 | 2.2735e-05 | 1.3376e-05 | 6.0251e-05 | 2.485e-05 | 5.0973e-05 | 8.3114e-05 | 6.8465e-05 | 5.9055e-06 | 2.1774e-05 | 5.0602e-06 | 0.00014679 | 0.00017013
7001 | 9.0514e-06 | 2.6926e-05 | 9.5761e-06 | 5.6412e-05 | 9.4662e-07 | 2.1162e-05 | 2.8401e-06 | 1.3841e-05 | 1.3087e-05 | 2.2682e-05 | 2.3531e-06 | 3.0398e-05 | 2.0411e-05 | 0.00011576 | 1.1163e-06 | 7.5715e-06 | 3.7082e-06 | 0.00017088 | 0.00013757
7002 | 5.3345e-06 | 3.5618e-06 | 8.1023e-07 | 5.0123e-05 | 0 | 2.812e-05 | 5.7841e-07 | 8.129e-06 | 6.848e-06 | 1.2528e-05 | 1.2732e-07 | 1.4847e-05 | 5.067e-06 | 7.3738e-05 | 1.6143e-07 | 0 | 2.1577e-06 | 0.00022302 | 0.00012768
7003 | 1.1349e-07 | 2.1662e-06 | 4.9158e-07 | 1.7723e-05 | 0 | 8.698e-06 | 1.3229e-06 | 2.9355e-06 | 5.2185e-06 | 8.4156e-06 | 0 | 1.1092e-05 | 5.8709e-06 | 9.0728e-06 | 9.0613e-08 | 0 | 3.6174e-08 | 0.00018476 | 0.00013295
7004 | 0 | 3.5109e-06 | 8.4607e-08 | 3.34e-07 | 0 | 2.4161e-06 | 3.1021e-07 | 9.5509e-07 | 1.9603e-07 | 1.6083e-06 | 1.1548e-09 | 3.9332e-06 | 3.4699e-06 | 1.2288e-06 | 0 | 0 | 0 | 0.00014623 | 0.00013374
7005 | 0 | 9.1843e-08 | 3.0054e-07 | 0 | 0 | 1.0456e-06 | 0 | 2.0907e-07 | 0 | 1.1422e-06 | 0 | 1.0134e-06 | 1.5422e-06 | 1.5448e-07 | 0 | 0 | 0 | 9.9976e-05 | 0.00013107
7006 | 0 | 0 | 3.6329e-08 | 0 | 0 | 7.544e-08 | 0 | 0 | 0 | 5.3584e-08 | 0 | 1.5774e-07 | 7.4801e-09 | 9.7339e-09 | 0 | 0 | 0 | 9.1788e-05 | 0.00014211
7007 | 0 | 9.723e-09 | 2.5003e-08 | 0 | 0 | 0 | 0 | 0 | 0 | 0 | 0 | 3.9121e-09 | 1.0916e-09 | 3.481e-09 | 0 | 0 | 0 | 7.9726e-05 | 0.00014567
7008 | 0 | 0 | 0 | 0 | 0 | 0 | 0 | 0 | 0 | 0 | 0 | 0 | 1.0021e-09 | 0 | 0 | 0 | 0 | 7.5648e-05 | 0.00014331
7009 | 0 | 1.511e-07 | 2.3995e-11 | 0 | 0 | 6.0036e-08 | 0 | 0 | 0 | 0 | 0 | 1.7874e-07 | 9.6632e-10 | 0 | 0 | 0 | 0 | 7.864e-05 | 0.00010455
7010 | 0 | 0 | 0 | 0 | 0 | 0 | 0 | 0 | 0 | 0 | 0 | 2.4485e-07 | 6.8001e-10 | 1.0744e-11 | 0 | 0 | 0 | 9.3573e-05 | 0.00010182
7011 | 0 | 0 | 0 | 0 | 0 | 0 | 0 | 0 | 1.084e-07 | 0 | 0 | 6.8552e-08 | 6.6211e-10 | 8.0579e-12 | 0 | 0 | 0 | 9.2637e-05 | 0.00011128
7012 | 0 | 0 | 0 | 0 | 0 | 0 | 0 | 0 | 0 | 0 | 0 | 0 | 6.6211e-10 | 0 | 0 | 0 | 0 | 9.4005e-05 | 0.0001111
7013 | 0 | 0 | 0 | 0 | 0 | 5.1513e-09 | 0 | 0 | 0 | 0 | 0 | 0 | 8.2316e-10 | 4.0827e-10 | 0 | 0 | 0 | 0.00011841 | 0.00010677
7014 | 1.995e-07 | 3.1935e-08 | 1.0456e-08 | 3.5688e-07 | 0 | 1.7193e-07 | 8.9115e-08 | 4.5091e-07 | 2.865e-08 | 3.043e-08 | 6.1234e-08 | 3.7128e-08 | 7.4367e-08 | 7.6374e-08 | 1.0194e-08 | 7.2627e-09 | 1.9956e-07 | 0.00012253 | 0.00010679
7015 | 4.3552e-05 | 7.1956e-06 | 7.1856e-06 | 3.7474e-05 | 3.5952e-06 | 1.7e-05 | 1.857e-05 | 4.8612e-05 | 7.5031e-06 | 2.3851e-05 | 1.8203e-05 | 1.6125e-05 | 1.8321e-05 | 1.8247e-05 | 2.0281e-05 | 1.4545e-05 | 3.634e-05 | 0.00013665 | 0.00010871
7016 | 0.00016977 | 2.4698e-05 | 3.4325e-05 | 0.00012205 | 6.2997e-05 | 5.392e-05 | 9.4647e-05 | 0.0001866 | 3.3411e-05 | 3.3761e-05 | 0.00014543 | 8.2778e-05 | 5.4431e-05 | 6.2227e-05 | 6.4022e-05 | 3.9576e-05 | 5.5488e-05 | 0.0001865 | 7.1637e-05
7017 | 0.00026929 | 5.2169e-05 | 7.8876e-05 | 0.00027243 | 8.6649e-05 | 9.7862e-05 | 0.00020385 | 0.00032424 | 7.3624e-05 | 4.4633e-05 | 0.00026814 | 4.2978e-05 | 0.00015418 | 9.5157e-05 | 0.00030855 | 6.2703e-05 | 7.4812e-05 | 0.00025108 | 7.0197e-05
7018 | 0.00031079 | 6.9251e-05 | 0.00017761 | 0.00028925 | 7.6182e-05 | 0.00010254 | 0.00024873 | 0.00037466 | 8.5679e-05 | 0.00010919 | 0.00035682 | 5.5701e-05 | 0.00028515 | 0.00010813 | 0.00040533 | 7.152e-05 | 0.00012191 | 0.00030663 | 0.00012303
7019 | 0.00024031 | 8.2318e-05 | 0.00021929 | 0.00023049 | 7.9963e-05 | 8.1205e-05 | 0.00024521 | 0.00037504 | 9.8896e-05 | 8.6737e-05 | 0.00042977 | 0.0001644 | 0.0002618 | 9.955e-05 | 0.00032206 | 0.00011649 | 7.5607e-05 | 0.00032747 | 0.00017544
7020 | 0.00015425 | 8.4437e-05 | 0.00018901 | 8.1768e-05 | 8.7092e-05 | 5.7932e-05 | 0.00019148 | 0.00030684 | 0.00012006 | 9.6715e-05 | 0.00039621 | 0.00021123 | 0.0002122 | 0.00011379 | 0.00020535 | 0.00011489 | 5.0298e-05 | 0.00033574 | 0.00018511
7021 | 0.00010241 | 7.7414e-05 | 0.00018095 | 7.2921e-05 | 8.2768e-05 | 3.974e-05 | 0.00014535 | 0.00020273 | 0.00011254 | 0.00011612 | 0.00034606 | 0.00015571 | 0.00017988 | 0.00011701 | 0.00012409 | 0.00010202 | 3.4338e-05 | 0.00034291 | 0.00017624
7022 | 4.2077e-05 | 6.2543e-05 | 0.00016469 | 7.0831e-05 | 3.2547e-05 | 4.6726e-05 | 0.00012587 | 0.00010241 | 9.106e-05 | 5.9481e-05 | 0.00033308 | 9.5111e-05 | 0.00017449 | 0.00010141 | 0.0001703 | 6.0083e-05 | 2.2502e-05 | 0.00033484 | 0.00018487
7023 | 4.7401e-06 | 5.2415e-05 | 9.3804e-05 | 6.0031e-05 | 3.6369e-05 | 3.6262e-05 | 0.00011876 | 2.3856e-05 | 6.7259e-05 | 3.6093e-05 | 0.00028473 | 5.7956e-05 | 0.00012757 | 8.495e-05 | 0.00021451 | 3.3898e-05 | 9.2082e-06 | 0.00034035 | 0.00017289
7024 | 9.4209e-06 | 4.3998e-05 | 6.6481e-05 | 6.0598e-05 | 2.744e-05 | 3.184e-05 | 8.2576e-05 | 1.5976e-05 | 4.6035e-05 | 4.2242e-05 | 0.00016696 | 3.0233e-05 | 7.7493e-05 | 5.401e-05 | 5.4254e-05 | 3.0814e-05 | 3.8302e-06 | 0.00034358 | 0.00016555
7025 | 1.063e-05 | 3.6618e-05 | 5.8806e-05 | 3.359e-05 | 1.4101e-06 | 9.0372e-06 | 3.6408e-05 | 3.3265e-05 | 2.6826e-05 | 2.3644e-05 | 9.9194e-05 | 2.3086e-05 | 1.2897e-05 | 6.9796e-05 | 3.8973e-06 | 6.4772e-06 | 1.6862e-06 | 0.00033124 | 0.00016969
7026 | 1.1416e-05 | 4.3675e-06 | 4.4103e-05 | 2.4378e-05 | 0 | 1.9036e-05 | 2.4388e-05 | 3.7769e-05 | 2.9753e-05 | 9.0221e-06 | 8.6374e-05 | 1.536e-05 | 4.3429e-06 | 1.1886e-05 | 2.1859e-06 | 0 | 4.5513e-07 | 0.00033146 | 0.00018788
7027 | 5.368e-06 | 1.1992e-06 | 2.8337e-05 | 6.7188e-06 | 0 | 3.8954e-06 | 1.8796e-05 | 3.6541e-05 | 1.7392e-05 | 4.5246e-06 | 5.5847e-05 | 5.6108e-06 | 2.8019e-06 | 6.4328e-06 | 7.3324e-06 | 0 | 5.0088e-09 | 0.00031882 | 0.00014561
7028 | 2.0923e-06 | 4.3253e-06 | 3.7981e-06 | 3.0584e-06 | 0 | 1.0047e-06 | 7.2984e-06 | 2.0546e-05 | 8.3657e-06 | 1.0788e-06 | 1.8524e-05 | 1.5047e-06 | 3.3762e-07 | 3.7976e-06 | 5.6959e-06 | 0 | 0 | 0.00028668 | 0.00012666
7029 | 0 | 2.6765e-07 | 1.4693e-06 | 0 | 0 | 3.7877e-10 | 1.2255e-06 | 6.3552e-06 | 1.8516e-06 | 2.8267e-08 | 5.7741e-09 | 2.1105e-07 | 7.6948e-10 | 2.1531e-06 | 3.0808e-07 | 0 | 0 | 0.00026171 | 0.00014551
7030 | 0 | 0 | 8.7792e-07 | 0 | 0 | 9.5451e-09 | 5.0857e-07 | 1.8154e-06 | 4.2417e-09 | 0 | 5.1967e-08 | 2.6021e-08 | 6.2632e-10 | 9.3545e-07 | 0 | 0 | 0 | 0.00025861 | 0.0001782
7031 | 0 | 0 | 2.5418e-07 | 0 | 0 | 0 | 3.1204e-07 | 6.0909e-07 | 0 | 0 | 0 | 7.1782e-10 | 6.4422e-10 | 2.5988e-07 | 0 | 0 | 0 | 0.00026094 | 0.00017159
7032 | 0 | 0 | 0 | 0 | 0 | 0 | 0 | 7.3093e-08 | 0 | 0 | 0 | 0 | 6.979e-10 | 4.8025e-09 | 0 | 0 | 0 | 0.0002659 | 0.00016382
7033 | 0 | 2.3037e-07 | 0 | 0 | 0 | 6.9695e-08 | 0 | 0 | 0 | 0 | 0 | 6.6901e-08 | 6.979e-10 | 1.2893e-10 | 0 | 0 | 0 | 0.0002733 | 0.00014738
7034 | 0 | 0 | 0 | 0 | 0 | 3.0302e-09 | 0 | 0 | 0 | 0 | 0 | 0 | 6.8001e-10 | 6.4463e-11 | 0 | 0 | 0 | 0.00027293 | 0.00015332
7035 | 0 | 0 | 0 | 0 | 0 | 0 | 0 | 0 | 1.2994e-07 | 0 | 0 | 0 | 7.5158e-10 | 9.6695e-11 | 0 | 0 | 0 | 0.00025303 | 0.00015851
7036 | 0 | 0 | 0 | 0 | 0 | 0 | 0 | 0 | 1.7151e-07 | 0 | 1.1548e-09 | 0 | 7.1579e-10 | 0 | 0 | 0 | 0 | 0.00024278 | 0.00016939
7037 | 0 | 0 | 0 | 0 | 0 | 0 | 0 | 0 | 1.0213e-07 | 0 | 0 | 0 | 7.5158e-10 | 1.0744e-11 | 0 | 0 | 0 | 0.00024296 | 0.00018605
7038 | 5.031e-07 | 4.4632e-07 | 2.4019e-07 | 6.844e-07 | 1.3533e-07 | 4.7313e-07 | 3.8424e-07 | 6.9864e-07 | 1.7811e-07 | 2.4621e-07 | 1.4115e-07 | 3.9179e-07 | 3.145e-07 | 3.6916e-07 | 2.2227e-07 | 3.8907e-07 | 7.285e-08 | 0.00024985 | 0.00018215
7039 | 2.6915e-05 | 4.0244e-05 | 5.0679e-05 | 5.0691e-05 | 4.3203e-05 | 3.1219e-05 | 4.5465e-05 | 4.207e-05 | 2.4346e-05 | 4.1963e-05 | 3.9904e-05 | 5.7919e-05 | 1.7525e-05 | 3.7376e-05 | 3.8895e-05 | 4.401e-05 | 1.0502e-05 | 0.00025133 | 0.00017593
7040 | 6.3174e-05 | 0.00017938 | 0.0002127 | 0.00013083 | 0.00020882 | 0.00011633 | 0.00020723 | 0.00016773 | 0.00010666 | 0.00013357 | 0.00018156 | 0.0001897 | 7.1799e-05 | 0.00013175 | 0.00020765 | 0.00019326 | 3.5831e-05 | 0.00024577 | 0.00018116
7041 | 0.00013437 | 0.0003494 | 0.0003659 | 0.00016832 | 0.00036923 | 0.00018612 | 0.0003788 | 0.00022503 | 0.00020564 | 0.00027543 | 0.00032285 | 0.00033048 | 0.00010552 | 0.00028534 | 0.00038271 | 0.00036138 | 6.7511e-05 | 0.0002253 | 0.00015003
7042 | 0.0001444 | 0.00041196 | 0.000411 | 0.00019326 | 0.00048501 | 0.00019711 | 0.00047114 | 0.00020755 | 0.00023572 | 0.00041547 | 0.00040412 | 0.00039483 | 0.0001331 | 0.00031926 | 0.00049293 | 0.00046519 | 8.8554e-05 | 0.00021433 | 0.00010321
7043 | 0.00019794 | 0.00046067 | 0.00045372 | 0.0001725 | 0.00054899 | 0.00016824 | 0.00052578 | 0.00021306 | 0.00027688 | 0.00048355 | 0.00045268 | 0.00045172 | 0.00016326 | 0.00033688 | 0.0005578 | 0.0005491 | 9.5023e-05 | 0.00021937 | 0.00013227
7044 | 0.00019741 | 0.00043201 | 0.00045144 | 0.00018543 | 0.00044142 | 0.000131 | 0.00053418 | 0.00022616 | 0.00028591 | 0.00040989 | 0.00047302 | 0.0004041 | 0.00019784 | 0.00032317 | 0.00057538 | 0.0005857 | 0.00013056 | 0.00020799 | 5.7073e-05
7045 | 0.00014027 | 0.00034828 | 0.00044452 | 0.00014727 | 0.000294 | 0.00010847 | 0.00051442 | 0.00022817 | 0.00026664 | 0.00043932 | 0.0004595 | 0.00032325 | 0.00013921 | 0.00032736 | 0.00054039 | 0.00045639 | 0.00011825 | 0.00019815 | 8.3937e-05
7046 | 8.8747e-05 | 0.00026916 | 0.00040554 | 0.00012652 | 0.00018587 | 8.9078e-05 | 0.00044693 | 0.00017866 | 0.00020302 | 0.00040302 | 0.0004094 | 0.0002534 | 0.00015286 | 0.00034912 | 0.00044176 | 0.0002727 | 0.00010915 | 0.00018018 | 0.00012958
7047 | 4.1838e-05 | 0.00018244 | 0.00027298 | 8.8045e-05 | 0.00014134 | 6.6728e-05 | 0.00031326 | 0.00010665 | 0.00014011 | 0.00032592 | 0.00029715 | 0.0002049 | 0.0001219 | 0.00028129 | 0.00032619 | 0.00017651 | 7.0068e-05 | 0.00017352 | 0.0001753
7048 | 2.9494e-05 | 0.00011353 | 0.00015819 | 8.2292e-05 | 4.8228e-05 | 4.9485e-05 | 0.00014909 | 6.0058e-05 | 8.4369e-05 | 0.00019037 | 0.00019465 | 0.00011933 | 5.6401e-05 | 0.00016443 | 0.00016513 | 9.3163e-05 | 2.3629e-05 | 0.00019068 | 0.00018242
7049 | 1.6756e-05 | 9.0119e-05 | 8.6989e-05 | 3.8936e-05 | 6.7023e-06 | 2.4688e-05 | 5.0656e-05 | 4.0375e-05 | 4.4766e-05 | 4.9955e-05 | 9.7726e-05 | 6.1044e-05 | 1.4983e-05 | 0.0001478 | 1.583e-05 | 5.3026e-05 | 3.9941e-06 | 0.00021114 | 0.00018743
7050 | 1.1084e-05 | 8.9724e-05 | 7.0238e-05 | 2.6349e-05 | 0 | 3.5822e-05 | 4.1594e-05 | 3.6959e-05 | 4.8264e-05 | 2.8152e-05 | 9.1273e-05 | 5.2511e-05 | 5.1998e-06 | 0.00013709 | 2.1814e-06 | 4.2414e-05 | 7.6055e-07 | 0.00024839 | 0.00017569
7051 | 2.0324e-06 | 8.0802e-05 | 6.719e-05 | 3.0676e-06 | 0 | 2.2885e-05 | 4.2583e-05 | 2.8548e-05 | 5.4023e-05 | 2.265e-05 | 6.5108e-05 | 5.3692e-05 | 3.7086e-06 | 0.00012769 | 7.3451e-06 | 4.0869e-05 | 4.5079e-08 | 0.000243 | 0.00017788
7052 | 2.621e-08 | 4.8523e-05 | 3.4864e-05 | 0 | 0 | 8.8933e-06 | 3.2558e-05 | 1.1616e-05 | 4.1014e-05 | 1.1993e-05 | 2.5935e-05 | 3.5234e-05 | 7.9058e-07 | 8.6929e-05 | 7.4882e-06 | 1.8883e-05 | 0 | 0.00021285 | 0.00016771
7053 | 0 | 1.7464e-05 | 1.3464e-05 | 0 | 0 | 2.4464e-06 | 1.1487e-05 | 5.0089e-06 | 1.9885e-05 | 9.2012e-06 | 2.2964e-06 | 1.8264e-05 | 2.8274e-09 | 2.9618e-05 | 7.49e-06 | 3.7953e-06 | 0 | 0.00018493 | 0.00017326
7054 | 0 | 9.7301e-06 | 4.3215e-06 | 0 | 0 | 1.9359e-07 | 3.341e-06 | 1.6746e-06 | 3.6389e-06 | 5.383e-06 | 3.4645e-08 | 7.0143e-06 | 7.3369e-10 | 7.8372e-06 | 6.4408e-06 | 0 | 0 | 0.00016049 | 0.00016225
7055 | 0 | 3.7337e-06 | 1.114e-06 | 0 | 0 | 1.4999e-08 | 1.7576e-06 | 3.9406e-08 | 7.6617e-07 | 7.4329e-07 | 0 | 1.3066e-06 | 6.2632e-10 | 5.9692e-07 | 3.4614e-07 | 0 | 0 | 0.0001616 | 0.00015915
7056 | 0 | 3.3996e-07 | 1.0119e-07 | 0 | 0 | 0 | 1.0768e-07 | 0 | 1.6967e-08 | 0 | 0 | 2.0726e-07 | 6.4422e-10 | 1.4177e-07 | 0 | 0 | 0 | 0.00014515 | 0.00013595
7057 | 0 | 4.9842e-07 | 3.7673e-08 | 0 | 0 | 2.2726e-07 | 2.9171e-09 | 9.346e-08 | 1.3008e-07 | 0 | 0 | 3.3515e-07 | 6.6211e-10 | 2.519e-08 | 0 | 0 | 0 | 0.00013229 | 0.00013245
7058 | 0 | 5.4791e-07 | 1.4397e-10 | 0 | 0 | 1.4015e-07 | 0 | 2.5265e-07 | 1.7153e-07 | 0 | 0 | 2.1499e-07 | 5.3685e-10 | 1.4182e-10 | 0 | 0 | 0 | 0.00013872 | 7.6047e-05
7059 | 0 | 5.4791e-07 | 1.1998e-10 | 0 | 0 | 0 | 0 | 4.2613e-08 | 1.712e-07 | 0 | 0 | 2.1176e-07 | 6.0843e-10 | 0 | 0 | 0 | 0 | 0.00013343 | 0.00015393
7060 | 0 | 3.933e-07 | 0 | 0 | 0 | 1.0227e-08 | 0 | 0 | 1.1165e-07 | 0 | 1.1548e-09 | 2.5124e-08 | 6.0843e-10 | 3.8678e-11 | 0 | 0 | 0 | 9.8733e-05 | 0.00016273
7061 | 0 | 0 | 2.3995e-11 | 0 | 0 | 0 | 0 | 0 | 0 | 0 | 0 | 3.5891e-11 | 6.2632e-10 | 0 | 0 | 0 | 0 | 9.6235e-05 | 0.0001639
7062 | 9.5112e-07 | 2.8165e-07 | 4.5868e-08 | 1.8488e-06 | 4.0225e-08 | 1.0561e-06 | 3.0469e-08 | 4.8435e-07 | 2.0375e-07 | 1.1459e-07 | 9.5027e-08 | 2.7564e-07 | 9.41e-08 | 1.3627e-07 | 3.7604e-09 | 2.1446e-07 | 9.774e-08 | 0.0001057 | 0.00017015
7063 | 3.5885e-05 | 2.3138e-05 | 3.3858e-05 | 4.1684e-05 | 2.8291e-05 | 3.0842e-05 | 1.7247e-05 | 3.1674e-05 | 2.1837e-05 | 2.3653e-05 | 1.9537e-05 | 2.7399e-05 | 2.1601e-05 | 2.4264e-05 | 2.6871e-05 | 2.0493e-05 | 1.326e-05 | 0.00010146 | 0.00017108
7064 | 9.1378e-05 | 0.00012237 | 8.4919e-05 | 8.6075e-05 | 8.2416e-05 | 8.2971e-05 | 8.1199e-05 | 7.7588e-05 | 9.3537e-05 | 9.923e-05 | 3.3804e-05 | 0.00014635 | 5.9506e-05 | 0.0001269 | 7.7694e-05 | 0.00011996 | 8.5774e-05 | 8.2824e-05 | 0.00015051
7065 | 0.00013948 | 0.00028096 | 0.00013269 | 0.00013824 | 0.00018369 | 0.00011239 | 0.00013192 | 7.862e-05 | 0.00018535 | 0.00011993 | 0.00012244 | 0.00013293 | 7.1867e-05 | 0.00021303 | 7.824e-05 | 0.00020947 | 0.00012046 | 5.7654e-05 | 0.00014415
7066 | 0.00017735 | 0.0001988 | 0.00016221 | 0.00010397 | 0.00011306 | 0.00012881 | 0.00021018 | 0.0001151 | 0.00020473 | 0.00024368 | 0.0002499 | 0.0001164 | 9.9227e-05 | 0.00021424 | 0.00024182 | 0.00011135 | 0.0001356 | 3.4917e-05 | 0.00015353
7067 | 0.00023673 | 0.00014529 | 0.0001938 | 0.00010971 | 0.00012097 | 0.00011877 | 0.00025472 | 0.00015807 | 0.00021872 | 0.00029507 | 0.00018938 | 0.00014419 | 0.00015287 | 0.00022986 | 0.00026378 | 0.00015674 | 0.00018579 | 1.79e-05 | 0.00015501
7068 | 0.00022875 | 0.00018503 | 0.00022379 | 0.00013067 | 0.0002129 | 0.00010131 | 0.00029339 | 0.00023013 | 0.0002298 | 0.00022715 | 0.00018377 | 0.0001543 | 0.00020596 | 0.00022131 | 0.00024089 | 0.00024429 | 0.00012664 | 1.0924e-05 | 0.00015067
7069 | 0.00020634 | 0.0001816 | 0.00020892 | 0.00015379 | 0.00015896 | 9.946e-05 | 0.00026161 | 0.00024979 | 0.00020872 | 0.00017348 | 0.00018786 | 0.00015442 | 0.00011116 | 0.00017973 | 0.0002814 | 0.00024007 | 0.0001669 | 7.0952e-06 | 0.00016715
7070 | 0.00021346 | 0.00015827 | 0.00021938 | 0.00017654 | 0.00013291 | 8.0864e-05 | 0.00020841 | 0.00017894 | 0.00016549 | 0.0001237 | 0.00014856 | 0.00015168 | 5.5582e-05 | 0.0001191 | 0.00021015 | 0.00018708 | 0.00016277 | 1.061e-05 | 0.00016654
7071 | 0.0001461 | 0.00012014 | 0.00015197 | 9.4643e-05 | 0.00016443 | 5.4562e-05 | 0.00014955 | 8.4412e-05 | 0.00011058 | 0.00012901 | 8.9721e-05 | 0.00012338 | 3.4379e-05 | 8.646e-05 | 0.00013478 | 0.00022025 | 0.00010748 | 9.1242e-06 | 0.00013436
7072 | 5.6388e-05 | 9.0618e-05 | 6.5893e-05 | 7.1349e-05 | 4.9769e-05 | 4.551e-05 | 6.4588e-05 | 4.3836e-05 | 7.3108e-05 | 7.7811e-05 | 7.7363e-05 | 6.2817e-05 | 2.0011e-05 | 6.8977e-05 | 5.6042e-05 | 8.5727e-05 | 4.33e-05 | 9.2846e-06 | 0.00013971
7073 | 1.9054e-05 | 7.7818e-05 | 6.8602e-05 | 3.1276e-05 | 2.7736e-06 | 1.9388e-05 | 3.8192e-05 | 2.9612e-05 | 5.1863e-05 | 2.5738e-05 | 6.0653e-05 | 4.412e-05 | 6.0291e-06 | 0.00012711 | 4.9211e-06 | 4.2472e-05 | 3.5019e-06 | 1.2827e-05 | 0.00016175
7074 | 1.311e-05 | 5.69e-05 | 5.8152e-05 | 1.563e-05 | 0 | 2.7126e-05 | 3.5082e-05 | 2.8133e-05 | 5.8799e-05 | 1.6466e-05 | 1.2338e-05 | 2.9018e-05 | 2.5169e-06 | 0.00011541 | 2.1807e-06 | 2.9349e-05 | 2.7993e-06 | 3.2932e-05 | 0.00015528
7075 | 7.5815e-06 | 1.6758e-05 | 3.4515e-05 | 2.2745e-06 | 0 | 1.0943e-05 | 1.7791e-05 | 1.7342e-05 | 4.6473e-05 | 1.3115e-05 | 8.7766e-07 | 1.8427e-05 | 8.2851e-07 | 4.2271e-05 | 7.3487e-06 | 4.6813e-06 | 5.0422e-07 | 3.7959e-05 | 0.00013326
7076 | 8.486e-07 | 1.0315e-05 | 5.0818e-06 | 0 | 0 | 3.6329e-06 | 5.593e-06 | 5.1606e-06 | 2.0191e-05 | 5.6742e-06 | 1.917e-07 | 9.1617e-06 | 8.4106e-10 | 7.7988e-06 | 7.1584e-06 | 0 | 0 | 3.3234e-05 | 0.00016617
7077 | 4.0304e-08 | 5.8295e-06 | 2.6041e-06 | 0 | 0 | 7.3693e-07 | 2.0866e-06 | 2.5717e-06 | 4.3042e-06 | 6.2064e-07 | 0 | 1.6182e-06 | 8.5895e-10 | 2.0392e-06 | 3.1805e-06 | 0 | 0 | 2.3879e-05 | 0.00016513
7078 | 0 | 5.7708e-07 | 8.6184e-07 | 0 | 0 | 1.3954e-07 | 9.6747e-08 | 8.2048e-07 | 3.7395e-07 | 0 | 0 | 3.8758e-07 | 8.5895e-10 | 2.3741e-07 | 0 | 0 | 0 | 2.6198e-05 | 0.00013783
7079 | 0 | 3.5038e-10 | 1.677e-07 | 0 | 0 | 1.4999e-08 | 0 | 0 | 0 | 0 | 1.1548e-09 | 2.1068e-08 | 9.1264e-10 | 1.025e-08 | 0 | 0 | 0 | 4.1357e-05 | 0.0001028
7080 | 0 | 8.7595e-11 | 0 | 0 | 0 | 0 | 0 | 0 | 0 | 0 | 0 | 0 | 9.6632e-10 | 3.8678e-10 | 0 | 0 | 0 | 3.7097e-05 | 2.6621e-05
7081 | 0 | 4.9885e-07 | 1.1998e-10 | 0 | 0 | 2.2726e-07 | 0 | 1.2897e-08 | 9.426e-10 | 0 | 0 | 1.7902e-07 | 9.3053e-10 | 2.1917e-09 | 0 | 0 | 0 | 3.5612e-05 | 3.5857e-05
7082 | 0 | 2.1067e-07 | 0 | 0 | 0 | 9.3368e-08 | 0 | 0 | 1.3818e-07 | 0 | 0 | 1.913e-07 | 8.9474e-10 | 8.0579e-12 | 0 | 0 | 0 | 4.1034e-05 | 9.5361e-05
7083 | 0 | 0 | 2.3995e-11 | 0 | 0 | 0 | 0 | 0 | 1.8239e-07 | 0 | 0 | 2.3329e-08 | 8.9474e-10 | 0 | 0 | 0 | 0 | 4.3222e-05 | 9.6915e-05
7084 | 0 | 0 | 0 | 0 | 0 | 0 | 0 | 0 | 1.8209e-07 | 0 | 0 | 0 | 9.1264e-10 | 0 | 0 | 0 | 0 | 4.4348e-05 | 0.00015548
7085 | 0 | 0 | 0 | 0 | 0 | 0 | 0 | 0 | 4.4396e-08 | 0 | 0 | 0 | 8.4106e-10 | 2.7075e-09 | 0 | 0 | 0 | 5.5139e-05 | 0.00014384
7086 | 2.3613e-09 | 1.2438e-09 | 2.8554e-10 | 3.8644e-09 | 0 | 5.871e-09 | 1.6752e-09 | 9.7361e-10 | 6.0798e-10 | 2.458e-09 | 4.0419e-10 | 2.9e-09 | 6.4442e-08 | 1.0377e-08 | 2.7184e-10 | 0 | 2.4487e-09 | 7.1499e-05 | 9.635e-05
7087 | 1.2301e-08 | 1.7361e-06 | 3.395e-06 | 8.4823e-07 | 4.1658e-06 | 1.1252e-06 | 5.1282e-06 | 5.3185e-07 | 2.9729e-06 | 6.5477e-06 | 4.0943e-06 | 1.8323e-06 | 2.0975e-05 | 6.1879e-06 | 4.4416e-06 | 9.4735e-06 | 1.4595e-08 | 8.3202e-05 | 0.00013772
7088 | 1.0772e-06 | 1.3028e-05 | 2.4749e-05 | 6.874e-06 | 1.2939e-05 | 8.843e-06 | 1.8672e-05 | 1.2848e-05 | 1.4395e-05 | 2.4327e-05 | 1.6693e-05 | 1.7188e-05 | 0.00013273 | 3.6664e-05 | 1.8861e-05 | 3.526e-05 | 5.4201e-06 | 7.8766e-05 | 0.00014482
7089 | 1.3623e-05 | 2.8941e-05 | 4.0086e-05 | 2.6791e-05 | 3.6112e-05 | 2.7032e-05 | 2.9276e-05 | 2.8993e-05 | 2.4285e-05 | 8.9657e-05 | 1.6305e-05 | 3.8383e-05 | 0.00023951 | 4.8556e-05 | 1.8538e-05 | 3.9404e-05 | 2.3946e-05 | 9.8314e-05 | 0.00012666
7090 | 5.9184e-05 | 4.9045e-05 | 5.3213e-05 | 6.2799e-05 | 5.6102e-05 | 3.9597e-05 | 3.9041e-05 | 4.6505e-05 | 2.9354e-05 | 4.4818e-05 | 4.076e-05 | 4.6936e-05 | 0.00028889 | 7.4116e-05 | 2.7774e-05 | 5.3249e-05 | 3.9027e-05 | 0.00010438 | 7.833e-05
7091 | 8.5732e-05 | 6.6212e-05 | 0.00010446 | 8.7109e-05 | 5.7468e-05 | 5.719e-05 | 4.1789e-05 | 5.7609e-05 | 5.1669e-05 | 0.00017967 | 4.3635e-05 | 5.6327e-05 | 0.00029228 | 8.4813e-05 | 4.3914e-05 | 5.5054e-05 | 6.3077e-05 | 0.00012252 | 4.4944e-05
7092 | 8.9891e-05 | 7.437e-05 | 6.7396e-05 | 7.2571e-05 | 7.8821e-05 | 5.3921e-05 | 4.3586e-05 | 5.834e-05 | 4.8916e-05 | 0.00015144 | 2.4792e-05 | 9.7116e-05 | 0.00020195 | 7.8649e-05 | 2.214e-05 | 9.7478e-05 | 5.8254e-05 | 0.000114 | 1.7551e-05
7093 | 3.974e-05 | 9.25e-05 | 7.9119e-05 | 5.7758e-05 | 0.00012767 | 5.2747e-05 | 3.533e-05 | 6.4896e-05 | 4.2726e-05 | 0.00010302 | 3.3783e-05 | 9.9145e-05 | 0.00020568 | 6.172e-05 | 3.1354e-05 | 0.00010189 | 4.8237e-05 | 7.2502e-05 | 5.3691e-06
7094 | 3.7442e-05 | 4.7914e-05 | 3.8108e-05 | 6.4994e-05 | 5.0884e-05 | 4.6635e-05 | 2.6505e-05 | 6.0051e-05 | 3.663e-05 | 4.4678e-05 | 1.043e-05 | 4.5378e-05 | 0.0001198 | 4.4329e-05 | 1.3386e-05 | 7.6763e-05 | 4.4121e-05 | 6.0251e-05 | 1.5704e-06
7095 | 2.6664e-05 | 3.3277e-05 | 1.4232e-05 | 4.1856e-05 | 4.7437e-05 | 3.2593e-05 | 1.1161e-05 | 4.2789e-05 | 2.1547e-05 | 1.0421e-05 | 1.1224e-05 | 1.5452e-05 | 7.1893e-05 | 2.1418e-05 | 3.7322e-06 | 4.3338e-05 | 3.472e-05 | 5.5127e-05 | 1.7016e-05
7096 | 2.1636e-05 | 2.253e-05 | 9.1606e-06 | 4.2434e-05 | 2.6193e-06 | 1.8696e-05 | 4.9792e-06 | 1.6853e-05 | 1.419e-05 | 2.1588e-05 | 4.2828e-06 | 2.2619e-05 | 4.2858e-05 | 2.5706e-05 | 7.0039e-07 | 1.9494e-05 | 9.2322e-06 | 4.3588e-05 | 3.3205e-05
7097 | 5.9846e-06 | 2.8177e-05 | 3.0403e-05 | 1.252e-05 | 3.8682e-07 | 3.4975e-06 | 1.8771e-06 | 6.1537e-06 | 8.0584e-06 | 6.4589e-06 | 9.5547e-08 | 1.391e-05 | 1.287e-05 | 6.3309e-05 | 2.3106e-09 | 2.4036e-06 | 1.1452e-06 | 4.9462e-05 | 5.745e-05
7098 | 4.8476e-07 | 3.4156e-06 | 2.067e-06 | 2.761e-06 | 0 | 1.098e-05 | 2.7481e-06 | 3.8734e-06 | 5.6609e-06 | 8.1231e-06 | 1.5163e-07 | 8.6779e-06 | 5.7604e-06 | 3.8076e-06 | 1.815e-07 | 0 | 9.1104e-08 | 8.3756e-05 | 8.2489e-05
7099 | 1.4588e-08 | 1.3824e-06 | 1.5644e-06 | 0 | 0 | 1.2097e-06 | 2.4412e-06 | 1.1033e-06 | 4.426e-06 | 1.7083e-06 | 0 | 4.6207e-06 | 4.7436e-06 | 1.1754e-06 | 1.1417e-07 | 0 | 0 | 0.00014183 | 9.8244e-05
7100 | 0 | 2.657e-06 | 7.6533e-07 | 0 | 0 | 7.6363e-07 | 1.0462e-06 | 4.5506e-07 | 1.6053e-06 | 7.0421e-07 | 0 | 1.1667e-06 | 2.0518e-06 | 3.2786e-07 | 0 | 0 | 0 | 0.00020867 | 0.00015363
7101 | 0 | 1.2268e-07 | 2.1272e-07 | 0 | 0 | 0 | 0 | 0 | 1.2248e-06 | 6.1449e-09 | 0 | 2.4298e-07 | 2.0042e-08 | 6.6816e-08 | 0 | 0 | 0 | 0.00022626 | 0.00017846
7102 | 0 | 9.6354e-09 | 1.4997e-08 | 0 | 0 | 0 | 0 | 0 | 1.278e-08 | 0 | 0 | 4.1992e-09 | 8.0527e-10 | 4.8347e-10 | 0 | 0 | 0 | 0.00025146 | 4.9037e-05
7103 | 0 | 0 | 4.7511e-09 | 0 | 0 | 0 | 0 | 0 | 0 | 0 | 0 | 0 | 8.5895e-10 | 1.0744e-11 | 0 | 0 | 0 | 0.00028719 | 2.3033e-05
7104 | 0 | 0 | 0 | 0 | 0 | 0 | 0 | 0 | 0 | 0 | 0 | 0 | 8.5895e-10 | 0 | 0 | 0 | 0 | 0.00030614 | 0.00017611
7105 | 0 | 1.3533e-07 | 0 | 0 | 0 | 0 | 0 | 0 | 1.0793e-07 | 0 | 0 | 1.6438e-07 | 9.8422e-10 | 0 | 0 | 0 | 0 | 0.00033704 | 0.00017967
7106 | 0 | 0 | 0 | 0 | 0 | 0 | 0 | 0 | 9.7747e-08 | 0 | 0 | 0 | 8.7685e-10 | 0 | 0 | 0 | 0 | 0.00037289 | 0.00018036
7107 | 0 | 0 | 0 | 0 | 0 | 0 | 0 | 0 | 0 | 0 | 0 | 0 | 7.3369e-10 | 0 | 0 | 0 | 0 | 0.00037642 | 0.00017559
7108 | 0 | 0 | 2.3995e-11 | 0 | 0 | 0 | 0 | 0 | 0 | 0 | 0 | 0 | 8.4106e-10 | 0 | 0 | 0 | 0 | 0.00037528 | 0.00017875
7109 | 0 | 0 | 0 | 0 | 0 | 0 | 0 | 0 | 0 | 0 | 1.1548e-09 | 0 | 8.5895e-10 | 0 | 0 | 0 | 0 | 0.00038296 | 0.00017935
7110 | 3.4123e-07 | 1.216e-08 | 2.2808e-09 | 1.6655e-07 | 0 | 1.5182e-07 | 2.9171e-09 | 2.6642e-07 | 1.6004e-07 | 3.3084e-08 | 3.4645e-10 | 1.8581e-08 | 3.4615e-07 | 6.5537e-08 | 2.7184e-10 | 1.9713e-08 | 5.3253e-07 | 0.00038091 | 0.00017677
7111 | 1.4214e-05 | 6.4536e-06 | 4.4791e-06 | 5.5963e-05 | 1.4771e-05 | 2.8435e-05 | 4.1925e-06 | 4.1296e-05 | 1.5432e-05 | 1.2062e-05 | 3.9741e-06 | 9.2491e-06 | 3.8008e-05 | 2.5068e-05 | 7.1897e-06 | 9.299e-06 | 2.9752e-05 | 0.00037809 | 0.00017514
7112 | 0.00020318 | 3.2495e-05 | 3.1575e-05 | 0.00022283 | 6.3563e-05 | 0.00011489 | 4.1644e-05 | 0.00019352 | 5.8335e-05 | 9.994e-05 | 6.4684e-05 | 4.3148e-05 | 7.0038e-05 | 0.00010013 | 6.1968e-05 | 4.4912e-05 | 0.00022511 | 0.00036158 | 0.0001665
7113 | 0.00036654 | 9.818e-05 | 8.9187e-05 | 0.00038468 | 0.00012302 | 0.00019957 | 0.00012589 | 0.00035049 | 0.0001249 | 0.00017021 | 0.00011673 | 8.0314e-05 | 0.0002029 | 0.00021026 | 0.00024643 | 0.00011887 | 0.00039944 | 0.00034291 | 0.00015379
7114 | 0.00047033 | 0.00013907 | 0.0001428 | 0.00049008 | 0.00019436 | 0.00027151 | 0.00018108 | 0.00043276 | 0.00017029 | 0.00024512 | 0.00022088 | 0.00017356 | 0.00027851 | 0.00022836 | 0.00034546 | 0.0002272 | 0.00050131 | 0.00034511 | 0.00014823
7115 | 0.00051551 | 0.00019978 | 0.00025991 | 0.00055559 | 0.00023478 | 0.00032702 | 0.00027934 | 0.00047377 | 0.00024532 | 0.00027128 | 0.00033535 | 0.00029005 | 0.00034969 | 0.00032391 | 0.00032248 | 0.00025537 | 0.00055106 | 0.000298 | 8.5299e-05
7116 | 0.0005184 | 0.00029909 | 0.00034495 | 0.00058831 | 0.00038406 | 0.00038598 | 0.00034443 | 0.00049664 | 0.00030704 | 0.00039233 | 0.00035657 | 0.00033906 | 0.00033504 | 0.00038793 | 0.00042507 | 0.00042577 | 0.00055846 | 0.00027899 | 8.7516e-05
7117 | 0.00048063 | 0.00032716 | 0.00034118 | 0.00061419 | 0.00040613 | 0.00042528 | 0.00036155 | 0.00048717 | 0.0003448 | 0.00048397 | 0.00032745 | 0.00035397 | 0.00043276 | 0.00040521 | 0.00039153 | 0.00037415 | 0.00051829 | 0.000289 | 2.1064e-05
7118 | 0.00040977 | 0.0003076 | 0.00031684 | 0.00057337 | 0.00038783 | 0.00038341 | 0.00030197 | 0.0004415 | 0.00030334 | 0.00044441 | 0.00026186 | 0.00032689 | 0.00042665 | 0.00037155 | 0.00031527 | 0.00040069 | 0.00043222 | 0.00031072 | 1.9889e-05
7119 | 0.00027814 | 0.00023028 | 0.00025582 | 0.00041338 | 0.00028974 | 0.00028611 | 0.00020919 | 0.00031651 | 0.00021254 | 0.00032904 | 0.00023909 | 0.00021961 | 0.00032554 | 0.00031397 | 0.00021011 | 0.00029017 | 0.00029668 | 0.00032759 | 2.2153e-05
7120 | 0.00012197 | 0.00014349 | 0.00012898 | 0.0001971 | 0.0001319 | 0.00014006 | 0.00011474 | 0.00014472 | 0.0001033 | 0.00017328 | 0.00016377 | 0.00014194 | 0.00016952 | 0.00018828 | 8.9227e-05 | 0.0001602 | 0.00012151 | 0.0003253 | 0.00011178
7121 | 2.5824e-05 | 9.0873e-05 | 7.9773e-05 | 7.426e-05 | 1.2594e-05 | 4.3511e-05 | 4.4775e-05 | 4.6738e-05 | 5.1497e-05 | 4.4844e-05 | 8.1644e-05 | 5.746e-05 | 2.7177e-05 | 0.00014682 | 9.5208e-06 | 5.874e-05 | 1.065e-05 | 0.00029723 | 0.00012724
7122 | 1.9846e-05 | 8.1683e-05 | 6.93e-05 | 7.8653e-05 | 0 | 5.7064e-05 | 3.5384e-05 | 4.3e-05 | 5.7517e-05 | 2.8032e-05 | 3.354e-05 | 4.9395e-05 | 5.106e-06 | 0.00013766 | 2.1644e-06 | 3.9383e-05 | 3.2192e-06 | 0.00030994 | 0.00013387
7123 | 1.8876e-05 | 5.6276e-05 | 5.6616e-05 | 6.7584e-05 | 0 | 5.6478e-05 | 2.4889e-05 | 4.5911e-05 | 5.1526e-05 | 1.8936e-05 | 2.3095e-05 | 4.5026e-05 | 7.0237e-06 | 0.00012786 | 7.2798e-06 | 3.3521e-05 | 5.8385e-06 | 0.00027385 | 0.00011332
7124 | 1.2143e-05 | 2.2232e-05 | 1.9109e-05 | 2.8108e-05 | 0 | 4.3142e-05 | 1.1059e-05 | 3.4445e-05 | 2.9009e-05 | 1.2004e-05 | 3.6492e-07 | 2.9107e-05 | 5.0511e-06 | 8.7247e-05 | 7.4502e-06 | 3.0825e-06 | 6.0049e-06 | 0.00026496 | 8.0638e-05
7125 | 1.5146e-06 | 8.9027e-06 | 6.6547e-06 | 6.8939e-06 | 0 | 2.3456e-05 | 3.8523e-06 | 1.9252e-05 | 1.5205e-05 | 8.2352e-06 | 3.4645e-08 | 1.5079e-05 | 8.9947e-07 | 2.6343e-05 | 6.7724e-06 | 0 | 5.341e-06 | 0.00023306 | 8.704e-05
7126 | 3.61e-07 | 5.9707e-06 | 2.7854e-06 | 6.6477e-07 | 0 | 7.1933e-06 | 1.1696e-06 | 5.9445e-06 | 7.8667e-06 | 5.7354e-06 | 5.1967e-08 | 4.2281e-06 | 2.2011e-08 | 8.4011e-06 | 2.4683e-06 | 0 | 2.2089e-06 | 0.00018853 | 6.7226e-05
7127 | 1.2808e-07 | 7.6251e-07 | 6.7513e-07 | 0 | 0 | 1.2659e-06 | 6.2509e-09 | 1.7337e-06 | 2.5197e-06 | 1.9113e-06 | 0 | 4.8136e-07 | 7.6948e-10 | 6.5807e-07 | 0 | 0 | 0 | 0.00015581 | 6.8157e-05
7128 | 0 | 3.0658e-09 | 9.5861e-08 | 0 | 0 | 1.2083e-07 | 0 | 2.7442e-07 | 8.4354e-08 | 0 | 0 | 1.4866e-07 | 7.8737e-10 | 1.3717e-07 | 0 | 0 | 0 | 0.00015062 | 9.3379e-05
7129 | 0 | 4.9842e-07 | 1.4469e-08 | 0 | 0 | 2.52e-07 | 0 | 2.0096e-08 | 4.8096e-08 | 0 | 1.1548e-09 | 3.6332e-07 | 7.6948e-10 | 1.3552e-08 | 0 | 0 | 0 | 0.00015844 | 0.00011117
7130 | 0 | 4.6601e-07 | 1.1998e-10 | 0 | 0 | 2.8086e-07 | 0 | 0 | 1.1311e-08 | 0 | 0 | 4.271e-07 | 7.6948e-10 | 1.1765e-10 | 0 | 0 | 0 | 0.00014577 | 0.00010168
7131 | 0 | 0 | 0 | 0 | 0 | 6.1551e-08 | 0 | 0 | 0 | 0 | 0 | 4.07e-07 | 6.979e-10 | 3.2232e-11 | 0 | 0 | 0 | 0.00014051 | 7.9334e-05
7132 | 0 | 3.5038e-09 | 0 | 0 | 0 | 0 | 0 | 0 | 0 | 0 | 0 | 7.1782e-09 | 9.6632e-10 | 6.4463e-11 | 0 | 0 | 0 | 0.0001482 | 9.6444e-05
7133 | 0 | 0 | 1.4397e-10 | 0 | 0 | 0 | 0 | 0 | 3.1341e-08 | 0 | 0 | 0 | 8.2316e-10 | 0 | 0 | 0 | 0 | 0.00013345 | 0.00010441
7134 | 1.0183e-06 | 1.9388e-07 | 8.9164e-08 | 5.996e-07 | 1.6547e-08 | 5.4782e-07 | 9.2959e-08 | 6.9996e-07 | 3.4633e-07 | 1.6687e-07 | 9.8275e-08 | 1.7724e-07 | 2.0892e-07 | 2.7227e-07 | 3.6743e-08 | 7.6777e-08 | 1.1612e-06 | 0.00013076 | 0.0001229
7135 | 6.9534e-05 | 2.6955e-05 | 3.9389e-05 | 7.0505e-05 | 3.9215e-05 | 4.0393e-05 | 2.8514e-05 | 5.3476e-05 | 3.4944e-05 | 3.9871e-05 | 3.2111e-05 | 4.7926e-05 | 5.5322e-05 | 5.7544e-05 | 3.2842e-05 | 3.0732e-05 | 6.7693e-05 | 0.0001239 | 0.00013491
7136 | 0.00023217 | 0.00012603 | 0.00018602 | 0.00027606 | 0.00018121 | 0.00016522 | 0.0001335 | 0.00021778 | 0.00014199 | 0.00020022 | 0.00016178 | 0.00021285 | 0.00024313 | 0.00024272 | 0.00018197 | 0.00014748 | 0.00024564 | 0.00011495 | 0.00011536
7137 | 0.00037573 | 0.00027644 | 0.00033447 | 0.0004794 | 0.00034422 | 0.00031144 | 0.00026973 | 0.00038157 | 0.00028445 | 0.00037084 | 0.00029647 | 0.0003688 | 0.00041178 | 0.00040613 | 0.00035211 | 0.00033458 | 0.00040833 | 9.856e-05 | 1.1888e-05
7138 | 0.00046903 | 0.00038741 | 0.00038437 | 0.00059896 | 0.00045877 | 0.00040561 | 0.00039674 | 0.00046177 | 0.00037451 | 0.00047266 | 0.00037681 | 0.0004428 | 0.00051892 | 0.00040547 | 0.00045723 | 0.00044696 | 0.00050748 | 7.3329e-05 | 9.2319e-06
7139 | 0.00051278 | 0.00045783 | 0.00043307 | 0.00066754 | 0.00052434 | 0.00045789 | 0.00049745 | 0.00051637 | 0.00047474 | 0.00053656 | 0.00042716 | 0.00049371 | 0.00057997 | 0.00045176 | 0.00051048 | 0.00053061 | 0.00055658 | 6.0072e-05 | 5.8722e-06
7140 | 0.00051702 | 0.00047694 | 0.00045006 | 0.00070181 | 0.00054666 | 0.00047879 | 0.0005133 | 0.00053565 | 0.00048986 | 0.00056054 | 0.00044584 | 0.00051279 | 0.00059638 | 0.00046077 | 0.00053063 | 0.00055934 | 0.00055546 | 5.9313e-05 | 5.7373e-06
7141 | 0.00048463 | 0.00046645 | 0.00045039 | 0.00070432 | 0.00050744 | 0.00047093 | 0.00049037 | 0.00051701 | 0.00047071 | 0.00054612 | 0.00042444 | 0.00050639 | 0.00056343 | 0.00048944 | 0.00049751 | 0.00052728 | 0.00051224 | 6.5764e-05 | 7.4335e-06
7142 | 0.00040659 | 0.00042551 | 0.0004 | 0.0006007 | 0.00041398 | 0.00041472 | 0.00042042 | 0.000451 | 0.00041424 | 0.00047143 | 0.00036232 | 0.00045975 | 0.00048744 | 0.00046799 | 0.00042358 | 0.00045071 | 0.00042858 | 6.794e-05 | 6.3283e-06
7143 | 0.00027036 | 0.00030742 | 0.00028578 | 0.00041082 | 0.00028183 | 0.00029215 | 0.00029201 | 0.00031968 | 0.00028917 | 0.00034134 | 0.00026927 | 0.0003338 | 0.00035863 | 0.00037251 | 0.00030562 | 0.00032455 | 0.00029199 | 6.7319e-05 | 2.7817e-05
7144 | 0.00011689 | 0.0001542 | 0.00013579 | 0.00019593 | 0.00012568 | 0.00013899 | 0.00013231 | 0.00014372 | 0.00013292 | 0.00017382 | 0.00015899 | 0.00016884 | 0.0001818 | 0.00020344 | 0.00013295 | 0.00015999 | 0.00011315 | 7.4102e-05 | 5.8161e-05
7145 | 2.5079e-05 | 9.1913e-05 | 8.0777e-05 | 7.5893e-05 | 1.1576e-05 | 4.2893e-05 | 4.6025e-05 | 4.5606e-05 | 5.6556e-05 | 4.3076e-05 | 8.2463e-05 | 5.7978e-05 | 2.7209e-05 | 0.00014658 | 1.1899e-05 | 5.6526e-05 | 9.8488e-06 | 7.9116e-05 | 6.7438e-05
7146 | 1.9855e-05 | 9.2739e-05 | 7.198e-05 | 8.2108e-05 | 0 | 5.829e-05 | 4.3756e-05 | 4.3042e-05 | 7.3806e-05 | 2.8747e-05 | 8.428e-05 | 5.3478e-05 | 6.1852e-06 | 0.00013746 | 2.1807e-06 | 4.2391e-05 | 2.9683e-06 | 9.8189e-05 | 5.2761e-05
7147 | 1.8982e-05 | 9.055e-05 | 6.8606e-05 | 7.2203e-05 | 0 | 5.9987e-05 | 4.5785e-05 | 4.6057e-05 | 8.7305e-05 | 2.2917e-05 | 7.1082e-05 | 5.6039e-05 | 7.9279e-06 | 0.00013006 | 7.3233e-06 | 3.8532e-05 | 5.548e-06 | 0.00010126 | 4.5927e-05
7148 | 1.4481e-05 | 6.0619e-05 | 3.6262e-05 | 3.5733e-05 | 0 | 4.6732e-05 | 3.3587e-05 | 3.4794e-05 | 6.9603e-05 | 1.2029e-05 | 2.86e-05 | 3.7961e-05 | 6.6918e-06 | 9.5687e-05 | 7.4864e-06 | 1.8964e-05 | 5.6961e-06 | 8.8188e-05 | 7.4722e-05
7149 | 1.8871e-06 | 2.4407e-05 | 1.4355e-05 | 1.0013e-05 | 0 | 2.8175e-05 | 1.3896e-05 | 2.0565e-05 | 3.57e-05 | 9.3329e-06 | 6.3515e-09 | 2.0457e-05 | 3.7049e-06 | 3.4703e-05 | 7.481e-06 | 1.7663e-05 | 5.1612e-06 | 7.4221e-05 | 0.00010472
7150 | 3.6113e-07 | 1.189e-05 | 4.6782e-06 | 1.3595e-06 | 0 | 9.5424e-06 | 4.1646e-06 | 7.2328e-06 | 1.1527e-05 | 5.3957e-06 | 3.4645e-08 | 9.2966e-06 | 3.7464e-07 | 9.4052e-06 | 6.4444e-06 | 0 | 2.2651e-06 | 7.3526e-05 | 0.00012836
7151 | 1.2957e-07 | 5.4194e-06 | 1.2398e-06 | 0 | 0 | 1.9228e-06 | 1.8415e-06 | 1.6208e-06 | 4.1753e-06 | 7.8163e-07 | 3.4645e-08 | 2.5663e-06 | 4.4737e-10 | 9.9153e-07 | 3.9326e-07 | 0 | 0 | 7.0303e-05 | 0.00012652
7152 | 0 | 1.2745e-06 | 4.3669e-07 | 0 | 0 | 1.3628e-07 | 8.3678e-08 | 2.101e-07 | 5.7565e-07 | 0 | 0 | 3.9681e-07 | 4.4737e-10 | 1.6594e-07 | 0 | 0 | 0 | 6.4023e-05 | 0.00010273
7153 | 0 | 4.9798e-07 | 2.1459e-07 | 0 | 0 | 2.595e-07 | 0 | 2.0223e-08 | 1.5391e-07 | 0 | 0 | 7.7859e-07 | 1.2616e-09 | 3.2395e-08 | 0 | 0 | 0 | 6.5908e-05 | 8.3542e-05
7154 | 0 | 5.4791e-07 | 8.5423e-09 | 0 | 0 | 2.8086e-07 | 0 | 0 | 1.7299e-07 | 0 | 1.1548e-09 | 8.7193e-07 | 7.9632e-10 | 4.5318e-09 | 0 | 0 | 0 | 7.7244e-05 | 0.00013115
7155 | 0 | 5.4747e-07 | 1.1998e-10 | 0 | 0 | 2.8086e-07 | 0 | 0 | 1.7219e-07 | 0 | 0 | 8.7179e-07 | 7.5158e-10 | 0 | 0 | 0 | 0 | 8.2076e-05 | 0.00014606
7156 | 0 | 3.9681e-07 | 0 | 0 | 0 | 2.2556e-07 | 0 | 0 | 1.7156e-07 | 0 | 0 | 4.8639e-07 | 8.4106e-10 | 1.6116e-10 | 0 | 0 | 0 | 9.0285e-05 | 0.00014179
7157 | 0 | 0 | 0 | 0 | 0 | 1.1174e-08 | 0 | 0 | 1.0518e-07 | 0 | 0 | 7.9728e-08 | 9.2159e-10 | 1.0744e-11 | 0 | 0 | 0 | 9.9048e-05 | 0.00014601
7158 | 7.8218e-07 | 1.9872e-07 | 5.9724e-08 | 4.7439e-07 | 8.4684e-09 | 4.5185e-07 | 1.219e-07 | 5.9429e-07 | 3.1591e-07 | 1.4879e-07 | 5.1837e-08 | 1.4504e-07 | 3.6969e-07 | 2.1464e-07 | 2.2563e-08 | 1.6445e-07 | 9.0425e-07 | 0.00010492 | 0.0001462
7159 | 5.9119e-05 | 3.2529e-05 | 3.8072e-05 | 5.6681e-05 | 2.9203e-05 | 3.5906e-05 | 3.4136e-05 | 4.7074e-05 | 3.5009e-05 | 3.2162e-05 | 3.005e-05 | 4.3752e-05 | 4.6971e-05 | 3.5089e-05 | 3.0674e-05 | 3.613e-05 | 5.2995e-05 | 0.0001114 | 0.00014773
7160 | 0.00020127 | 0.00015987 | 0.00018569 | 0.00022621 | 0.00016338 | 0.00014801 | 0.0001789 | 0.00017764 | 0.00015693 | 0.00014619 | 0.00015724 | 0.0001874 | 0.00017339 | 0.00016383 | 0.00018138 | 0.00017308 | 0.00015631 | 9.8384e-05 | 0.00014624
7161 | 0.0002449 | 0.00032635 | 0.00032356 | 0.0004062 | 0.00033218 | 0.0002829 | 0.00035464 | 0.00029177 | 0.00032867 | 0.00034341 | 0.00029791 | 0.00034589 | 0.00030669 | 0.00031498 | 0.00035809 | 0.00033144 | 0.00028135 | 7.9644e-05 | 0.00014867
7162 | 0.00040267 | 0.00039356 | 0.00037181 | 0.00053716 | 0.00044474 | 0.00036881 | 0.0004485 | 0.00041192 | 0.00041002 | 0.00039681 | 0.00038041 | 0.00041087 | 0.00036384 | 0.00025942 | 0.00046042 | 0.00043346 | 0.00043084 | 6.8439e-05 | 0.00014925
7163 | 0.00039065 | 0.00044826 | 0.00040565 | 0.00060963 | 0.00049897 | 0.00041114 | 0.00050622 | 0.00038161 | 0.0004601 | 0.00037424 | 0.00043095 | 0.00038867 | 0.00045935 | 0.00026233 | 0.00051325 | 0.0004937 | 0.0004073 | 4.863e-05 | 0.00011714
7164 | 0.00033054 | 0.00044127 | 0.00039687 | 0.00052992 | 0.00048292 | 0.00039577 | 0.00051408 | 0.00031947 | 0.00047794 | 0.00030325 | 0.0004482 | 0.00037717 | 0.00044747 | 0.00020969 | 0.00052987 | 0.00052169 | 0.00032604 | 3.112e-05 | 9.941e-05
7165 | 0.00022098 | 0.00040257 | 0.00036326 | 0.0004307 | 0.00042401 | 0.00034974 | 0.00046093 | 0.00024905 | 0.00044315 | 0.00021569 | 0.00040233 | 0.00025589 | 0.00043742 | 0.00018853 | 0.00048017 | 0.00044323 | 0.00030911 | 2.544e-05 | 0.00012316
7166 | 0.00026114 | 0.00030859 | 0.00026648 | 0.00026885 | 0.00027761 | 0.00024299 | 0.00037061 | 0.00016915 | 0.0003593 | 0.00017501 | 0.000273 | 0.00018259 | 0.00036477 | 0.00015085 | 0.00032574 | 0.00032702 | 0.00017884 | 2.3232e-05 | 0.00015036
7167 | 0.00016514 | 0.00017495 | 0.00013956 | 0.00016438 | 0.00013737 | 0.00013803 | 0.00019192 | 0.00010259 | 0.00020993 | 0.00016326 | 0.00018323 | 0.00011553 | 0.00022642 | 0.00012011 | 0.00019976 | 0.00016002 | 9.2081e-05 | 2.0772e-05 | 0.00015085
7168 | 5.7679e-05 | 9.2561e-05 | 7.2702e-05 | 0.00010602 | 5.2948e-05 | 7.1488e-05 | 8.6587e-05 | 5.2067e-05 | 9.0389e-05 | 9.6065e-05 | 0.00010494 | 7.1712e-05 | 0.0001116 | 9.486e-05 | 7.6216e-05 | 9.09e-05 | 3.5847e-05 | 2.2916e-05 | 0.0001475
7169 | 1.8695e-05 | 8.8876e-05 | 7.3256e-05 | 6.5363e-05 | 5.4792e-06 | 3.7034e-05 | 4.1505e-05 | 3.784e-05 | 5.4824e-05 | 3.0628e-05 | 8.3355e-05 | 5.0977e-05 | 2.2772e-05 | 0.00013612 | 7.0694e-06 | 5.0609e-05 | 5e-06 | 3.1741e-05 | 0.00014716
7170 | 1.9855e-05 | 9.3867e-05 | 7.0608e-05 | 7.8445e-05 | 0 | 5.7863e-05 | 4.3636e-05 | 4.2061e-05 | 7.4894e-05 | 2.8588e-05 | 8.0406e-05 | 5.3414e-05 | 6.0261e-06 | 0.00012759 | 2.1821e-06 | 4.2416e-05 | 3.097e-06 | 5.1209e-05 | 0.0001423
7171 | 1.8272e-05 | 9.1831e-05 | 6.6064e-05 | 6.6281e-05 | 0 | 5.6352e-05 | 4.5685e-05 | 3.5813e-05 | 8.9979e-05 | 1.5668e-05 | 4.697e-05 | 5.1812e-05 | 7.825e-06 | 6.8759e-05 | 7.3197e-06 | 3.7957e-05 | 5.7194e-06 | 6.0044e-05 | 0.00014617
7172 | 9.8156e-06 | 5.8919e-05 | 3.2801e-05 | 3.2683e-05 | 0 | 4.2538e-05 | 3.3927e-05 | 2.1272e-05 | 7.2256e-05 | 1.1939e-05 | 1.5135e-05 | 3.0152e-05 | 6.7622e-06 | 1.0575e-05 | 7.4882e-06 | 1.8908e-05 | 4.4745e-06 | 6.1953e-05 | 0.00014527
7173 | 1.3931e-06 | 2.0928e-05 | 1.3413e-05 | 9.3841e-06 | 0 | 2.4752e-05 | 1.1886e-05 | 1.0705e-05 | 3.6455e-05 | 3.5943e-06 | 1.1548e-08 | 1.3668e-05 | 3.655e-06 | 2.2487e-06 | 7.4937e-06 | 4.6206e-06 | 9.9173e-07 | 5.7063e-05 | 0.00014346
7174 | 5.1678e-08 | 1.1174e-05 | 4.4802e-06 | 1.1004e-06 | 0 | 7.7569e-06 | 3.6605e-06 | 3.385e-06 | 1.2153e-05 | 0 | 3.4645e-08 | 3.3479e-06 | 4.41e-07 | 5.0116e-07 | 6.3755e-06 | 0 | 4.558e-07 | 5.6048e-05 | 0.00013684
7175 | 0 | 4.673e-06 | 1.1177e-06 | 0 | 0 | 1.0425e-06 | 1.0739e-06 | 2.3107e-07 | 4.6713e-06 | 0 | 0 | 7.7435e-07 | 9.1264e-10 | 7.2151e-08 | 3.697e-07 | 0 | 0 | 5.5959e-05 | 0.00014207
7176 | 0 | 1.1776e-06 | 3.726e-07 | 0 | 0 | 8.3558e-08 | 7.0927e-08 | 0 | 7.7732e-07 | 0 | 0 | 1.9207e-07 | 9.4843e-10 | 2.0413e-10 | 0 | 0 | 0 | 4.5434e-05 | 0.00013974
7177 | 0 | 4.9798e-07 | 3.7433e-08 | 0 | 0 | 2.4541e-07 | 0 | 0 | 2.0501e-08 | 0 | 0 | 3.6541e-07 | 1.7179e-09 | 6.4463e-11 | 0 | 0 | 0 | 3.725e-05 | 0.00014446
7178 | 0 | 5.4703e-07 | 2.3995e-11 | 0 | 0 | 2.9109e-07 | 0 | 0 | 1.3107e-07 | 0 | 0 | 4.2782e-07 | 8.7685e-10 | 0 | 0 | 0 | 0 | 2.7659e-05 | 0.00013878
7179 | 0 | 5.5123e-07 | 1.1998e-10 | 0 | 0 | 2.8067e-07 | 0 | 0 | 1.7148e-07 | 0 | 0 | 4.271e-07 | 1.0021e-09 | 1.0744e-11 | 0 | 0 | 0 | 2.88e-05 | 0.00014177
7180 | 0 | 3.8104e-07 | 0 | 0 | 0 | 1.8124e-07 | 0 | 0 | 1.7118e-07 | 0 | 0 | 4.4074e-08 | 8.9474e-10 | 2.5141e-09 | 0 | 0 | 0 | 3.1928e-05 | 0.00014393
7181 | 0 | 0 | 0 | 0 | 0 | 0 | 0 | 0 | 1.7087e-07 | 0 | 1.1548e-09 | 0 | 9.1264e-10 | 0 | 0 | 0 | 0 | 3.925e-05 | 0.00014392
7182 | 4.2191e-07 | 1.6123e-07 | 3.8006e-08 | 3.044e-07 | 4.4571e-09 | 2.6932e-07 | 6.0144e-08 | 2.6451e-07 | 2.2219e-07 | 7.5804e-08 | 4.6987e-08 | 8.7391e-08 | 1.4835e-08 | 1.2491e-07 | 1.3773e-08 | 1.3851e-07 | 3.1516e-07 | 5.4378e-05 | 0.00014579
7183 | 5.429e-05 | 2.6645e-05 | 3.5636e-05 | 5.5258e-05 | 2.1701e-05 | 2.9612e-05 | 3.2343e-05 | 3.744e-05 | 2.7121e-05 | 3.5965e-05 | 2.8654e-05 | 4.1608e-05 | 3.3295e-06 | 4.6292e-05 | 2.8801e-05 | 3.3286e-05 | 3.734e-05 | 6.4134e-05 | 0.00014721
7184 | 0.00019818 | 0.00015256 | 0.00018304 | 0.00022023 | 0.00011421 | 0.00012176 | 0.00017599 | 0.00015914 | 0.00012946 | 0.00019044 | 0.00015351 | 0.00020363 | 2.3135e-05 | 0.00018527 | 0.00017702 | 0.00016838 | 0.00013443 | 7.0219e-05 | 0.00014844
7185 | 0.00032494 | 0.00031822 | 0.00032843 | 0.00042857 | 0.00029317 | 0.00021805 | 0.00034655 | 0.00031209 | 0.00025792 | 0.00034381 | 0.00029216 | 0.00035421 | 4.0628e-05 | 0.0003252 | 0.00034977 | 0.00033011 | 0.00024962 | 7.3004e-05 | 0.00014666
7186 | 0.0003723 | 0.00039127 | 0.00037541 | 0.00051662 | 0.00044117 | 0.00026479 | 0.00043818 | 0.0004069 | 0.00032985 | 0.00045492 | 0.00037091 | 0.00042457 | 0.00010819 | 0.00034194 | 0.00045096 | 0.00043196 | 0.00036313 | 7.241e-05 | 0.00014608
7187 | 0.00043432 | 0.00044286 | 0.00041931 | 0.00049045 | 0.00050827 | 0.00027093 | 0.00050011 | 0.00044782 | 0.00036467 | 0.0005084 | 0.00042205 | 0.00047281 | 0.00013158 | 0.00038599 | 0.00050847 | 0.00050301 | 0.00031447 | 6.9511e-05 | 0.00014763
7188 | 0.00046562 | 0.00045471 | 0.00043659 | 0.00040601 | 0.00052304 | 0.00024252 | 0.00051058 | 0.00045432 | 0.00036441 | 0.00048353 | 0.00044578 | 0.0004915 | 0.00012075 | 0.00042424 | 0.00052754 | 0.00054329 | 0.0002659 | 5.8854e-05 | 0.00014145
7189 | 0.00045093 | 0.00043425 | 0.00043713 | 0.00027918 | 0.00049384 | 0.00020526 | 0.00048749 | 0.00043985 | 0.00034834 | 0.00048402 | 0.00043204 | 0.00048078 | 0.00015739 | 0.00042908 | 0.00050127 | 0.00051667 | 0.00030056 | 5.3375e-05 | 0.00014352
7190 | 0.00033891 | 0.00037653 | 0.00039234 | 0.00026976 | 0.00040909 | 0.0001678 | 0.00041976 | 0.00036264 | 0.00028948 | 0.00038251 | 0.00037355 | 0.00042482 | 9.4488e-05 | 0.00040646 | 0.00043125 | 0.00045616 | 0.00028711 | 4.605e-05 | 0.00013125
7191 | 0.00021892 | 0.00026959 | 0.00028174 | 0.00025908 | 0.00028342 | 0.00014062 | 0.00028628 | 0.00025151 | 0.00019434 | 0.00031287 | 0.0002804 | 0.00031839 | 0.00011394 | 0.00033271 | 0.00031053 | 0.00032378 | 0.00018989 | 5.9442e-05 | 0.00013488
7192 | 8.9829e-05 | 0.00014119 | 0.00013537 | 0.00014477 | 0.00012139 | 7.8034e-05 | 0.00012721 | 0.00011108 | 9.5042e-05 | 0.00015894 | 0.00015845 | 0.00016425 | 4.4537e-05 | 0.00018189 | 0.00013385 | 0.00015764 | 6.7881e-05 | 5.4008e-05 | 0.00012879
7193 | 2.4689e-05 | 9.1763e-05 | 7.849e-05 | 6.744e-05 | 9.2568e-06 | 3.676e-05 | 4.398e-05 | 4.2792e-05 | 5.4639e-05 | 3.9591e-05 | 8.8762e-05 | 5.6328e-05 | 6.7908e-06 | 0.00014296 | 1.008e-05 | 3.6302e-05 | 1.016e-05 | 3.4876e-05 | 0.00014274
7194 | 1.9841e-05 | 9.2768e-05 | 7.1482e-05 | 7.7873e-05 | 0 | 5.28e-05 | 4.3121e-05 | 4.2944e-05 | 7.0523e-05 | 2.8701e-05 | 8.2129e-05 | 5.3161e-05 | 4.7047e-06 | 0.0001386 | 2.1863e-06 | 2.3459e-05 | 3.2104e-06 | 6.819e-05 | 0.00014529
7195 | 1.8563e-05 | 9.1857e-05 | 6.7853e-05 | 5.9929e-05 | 0 | 4.551e-05 | 4.5335e-05 | 4.5311e-05 | 7.5905e-05 | 2.2515e-05 | 5.8612e-05 | 5.5878e-05 | 2.4108e-06 | 0.00013187 | 7.3179e-06 | 1.9524e-05 | 5.8358e-06 | 5.9896e-05 | 0.00014451
7196 | 1.4403e-05 | 6.1282e-05 | 3.6515e-05 | 2.0507e-05 | 0 | 3.0384e-05 | 3.4963e-05 | 3.3179e-05 | 5.8329e-05 | 1.2022e-05 | 1.981e-05 | 3.7874e-05 | 3.3821e-09 | 9.6731e-05 | 7.4683e-06 | 0 | 4.5658e-06 | 6.5388e-05 | 0.00014275
7197 | 1.9171e-06 | 2.2777e-05 | 1.5509e-05 | 2.355e-06 | 0 | 9.6183e-06 | 1.2521e-05 | 1.7333e-05 | 2.7613e-05 | 9.2085e-06 | 1.5013e-08 | 2.0763e-05 | 9.3053e-10 | 3.4428e-05 | 7.4592e-06 | 0 | 1.5288e-06 | 4.3562e-05 | 0.00014104
7198 | 3.6113e-07 | 1.1213e-05 | 5.478e-06 | 0 | 0 | 2.0131e-06 | 5.0099e-06 | 5.2643e-06 | 5.2629e-06 | 5.1794e-06 | 1.7322e-08 | 9.0221e-06 | 9.4843e-10 | 8.8178e-06 | 6.448e-06 | 0 | 2.304e-07 | 2.7931e-05 | 0.00014216
7199 | 1.1893e-07 | 4.4711e-06 | 1.6362e-06 | 0 | 0 | 4.8786e-08 | 1.832e-06 | 1.7213e-06 | 2.2289e-06 | 6.666e-07 | 0 | 2.3694e-06 | 8.7685e-10 | 9.0904e-07 | 4.5125e-07 | 0 | 0 | 3.2608e-05 | 0.0001385
7200 | 0 | 1.2205e-06 | 4.4123e-07 | 0 | 0 | 0 | 1.251e-07 | 2.6523e-07 | 6.2412e-07 | 0 | 0 | 5.77e-07 | 8.5895e-10 | 1.4641e-07 | 0 | 0 | 0 | 2.5975e-05 | 0.00012297
7201 | 0 | 4.9842e-07 | 2.168e-07 | 0 | 0 | 2.3067e-07 | 1.6586e-08 | 2.2257e-08 | 1.3736e-07 | 0 | 0 | 4.9547e-07 | 9.3053e-10 | 2.5212e-08 | 0 | 0 | 0 | 1.4881e-05 | 0.00012122
7202 | 0 | 5.4791e-07 | 9.4302e-09 | 0 | 0 | 2.8749e-07 | 1.1668e-08 | 0 | 1.7247e-07 | 0 | 0 | 4.2725e-07 | 8.2316e-10 | 1.805e-10 | 0 | 0 | 0 | 2.2562e-05 | 0.00011482
7203 | 0 | 5.4834e-07 | 0 | 0 | 0 | 8.4656e-08 | 7.1677e-09 | 0 | 1.7146e-07 | 0 | 0 | 4.5718e-07 | 9.4843e-10 | 7.7356e-11 | 0 | 0 | 0 | 1.4841e-05 | 5.4075e-05
7204 | 0 | 3.933e-07 | 1.1998e-10 | 0 | 0 | 0 | 0 | 0 | 1.708e-07 | 0 | 0 | 5.7784e-08 | 8.4106e-10 | 9.6695e-11 | 0 | 0 | 0 | 5.9484e-06 | 6.0979e-05
7205 | 0 | 0 | 2.3995e-11 | 0 | 0 | 0 | 0 | 0 | 1.1676e-07 | 0 | 0 | 6.4604e-09 | 8.4106e-10 | 0 | 0 | 0 | 0 | 1.0557e-05 | 9.0128e-05
7206 | 1.5731e-07 | 2.6329e-08 | 2.8752e-09 | 4.8656e-07 | 0 | 1.8826e-07 | 6.5092e-09 | 3.6422e-07 | 8.2162e-08 | 6.0761e-08 | 1.9054e-09 | 3.5533e-08 | 1.2504e-08 | 2.6079e-08 | 2.7184e-10 | 2.5938e-09 | 3.2441e-07 | 2.5033e-05 | 8.9836e-05
7207 | 5.4274e-05 | 2.1723e-05 | 1.3474e-05 | 3.0042e-05 | 1.7519e-05 | 2.0256e-05 | 1.886e-05 | 4.2732e-05 | 2.608e-05 | 9.4005e-06 | 1.0897e-05 | 2.3925e-05 | 3.4038e-06 | 1.117e-05 | 1.5106e-05 | 2.0813e-05 | 5.973e-05 | 4.4121e-05 | 0.00010903
7208 | 0.00019397 | 8.0999e-05 | 4.7839e-05 | 0.00015588 | 8.8453e-05 | 8.6845e-05 | 7.7854e-05 | 0.00012552 | 9.3083e-05 | 2.8833e-05 | 6.9868e-05 | 5.1428e-05 | 2.3176e-05 | 3.9865e-05 | 6.089e-05 | 7.6154e-05 | 0.00018406 | 3.1281e-05 | 0.00011795
7209 | 0.00024007 | 9.7902e-05 | 0.0001015 | 0.00024277 | 0.00010028 | 0.00014466 | 0.00014595 | 0.00013306 | 0.00014143 | 9.0477e-05 | 0.00019136 | 8.3856e-05 | 4.6257e-05 | 8.1024e-05 | 0.00018649 | 8.3906e-05 | 0.00034007 | 1.6757e-05 | 0.0001236
7210 | 0.00017556 | 0.00017352 | 0.00014012 | 0.0002167 | 0.00011121 | 0.00014491 | 0.00021914 | 0.00013521 | 0.00018408 | 8.3369e-05 | 0.00012316 | 7.5908e-05 | 5.3532e-05 | 8.0351e-05 | 0.00013229 | 0.00014586 | 0.00019094 | 1.9178e-05 | 0.00012665
7211 | 0.00011915 | 0.00018622 | 0.0001608 | 0.00015978 | 8.7826e-05 | 0.00011139 | 0.00021436 | 0.00012013 | 0.00022216 | 0.00012652 | 0.0001739 | 7.1357e-05 | 6.8764e-05 | 9.91e-05 | 0.00023003 | 0.00020204 | 0.00016523 | 2.2945e-05 | 0.00012546
7212 | 0.00010247 | 0.00019622 | 0.00017375 | 8.4316e-05 | 0.00010085 | 7.4967e-05 | 0.00015365 | 0.00010946 | 0.00018161 | 0.00016208 | 0.00015911 | 9.4774e-05 | 6.427e-05 | 0.00010716 | 0.00016995 | 0.0001758 | 0.00013872 | 5.0384e-05 | 0.00011182
7213 | 8.1961e-05 | 0.00016071 | 0.00013552 | 0.0001254 | 8.8245e-05 | 6.807e-05 | 0.00013772 | 0.0001022 | 0.00016424 | 0.0001604 | 9.1349e-05 | 0.0001063 | 6.5968e-05 | 0.00012531 | 0.00013665 | 0.00020732 | 0.00010185 | 6.9551e-05 | 8.664e-05
7214 | 4.5493e-05 | 0.00012288 | 0.00010983 | 8.267e-05 | 0.00011256 | 5.419e-05 | 0.00011172 | 7.7442e-05 | 0.00012338 | 0.00010939 | 7.7562e-05 | 7.4801e-05 | 5.6275e-05 | 0.00010163 | 9.0787e-05 | 0.0001475 | 8.9197e-05 | 7.0103e-05 | 5.4905e-05
7215 | 4.529e-05 | 8.0639e-05 | 6.5376e-05 | 3.4031e-05 | 8.9285e-05 | 3.4907e-05 | 5.8925e-05 | 5.8489e-05 | 7.5123e-05 | 4.4672e-05 | 4.8649e-05 | 7.3859e-05 | 4.269e-05 | 5.4234e-05 | 5.387e-05 | 0.00011022 | 2.9976e-05 | 5.8907e-05 | 5.6534e-05
7216 | 2.3435e-05 | 5.4749e-05 | 3.3947e-05 | 5.4143e-05 | 2.956e-05 | 3.9642e-05 | 2.9888e-05 | 2.4642e-05 | 4.089e-05 | 4.5259e-05 | 4.207e-05 | 4.4452e-05 | 1.8663e-05 | 5.2375e-05 | 1.0554e-05 | 5.7852e-05 | 1.3343e-05 | 5.3765e-05 | 6.9744e-05
7217 | 1.3631e-05 | 6.3613e-05 | 5.8547e-05 | 3.3775e-05 | 2.163e-06 | 1.7917e-05 | 3.0352e-05 | 1.725e-05 | 4.668e-05 | 1.3115e-05 | 3.3027e-05 | 2.119e-05 | 3.4572e-06 | 0.0001072 | 1.8024e-06 | 2.2044e-05 | 2.4334e-06 | 5.8671e-05 | 6.9775e-05
7218 | 7.5056e-06 | 5.3514e-05 | 3.7151e-05 | 2.2353e-05 | 0 | 2.5402e-05 | 2.2166e-05 | 1.1837e-05 | 5.2924e-05 | 1.1899e-05 | 3.2696e-06 | 1.0199e-05 | 1.3649e-07 | 3.4201e-05 | 2.1767e-06 | 6.773e-06 | 1.8352e-06 | 8.4419e-05 | 8.0198e-05
7219 | 2.3307e-06 | 1.6641e-05 | 5.8867e-06 | 3.536e-06 | 0 | 7.0148e-06 | 6.948e-06 | 6.971e-06 | 3.0463e-05 | 4.4745e-06 | 3.0718e-07 | 6.6221e-06 | 3.1244e-07 | 4.2668e-06 | 5.7992e-06 | 0 | 2.6713e-08 | 9.2162e-05 | 0.00013165
7220 | 3.0574e-07 | 8.1786e-06 | 2.6295e-06 | 0 | 0 | 2.5715e-06 | 2.3543e-06 | 7.4951e-07 | 1.041e-05 | 1.0289e-06 | 0 | 1.3378e-06 | 1.0379e-09 | 6.5943e-07 | 6.4335e-07 | 0 | 0 | 0.00011041 | 9.3864e-05
7221 | 0 | 4.6909e-06 | 9.2804e-07 | 0 | 0 | 6.3325e-07 | 6.6963e-07 | 4.6028e-08 | 2.8762e-06 | 2.0032e-07 | 0 | 2.2536e-07 | 5.3685e-10 | 1.2959e-07 | 0 | 0 | 0 | 8.0774e-05 | 7.0072e-05
7222 | 0 | 8.1525e-07 | 6.8267e-08 | 0 | 0 | 6.6134e-08 | 2.7546e-07 | 0 | 4.1909e-07 | 0 | 1.1548e-09 | 1.2598e-08 | 6.2632e-10 | 2.6878e-08 | 0 | 0 | 0 | 6.2158e-05 | 7.4651e-05
7223 | 0 | 2.7505e-08 | 0 | 0 | 0 | 2.2726e-09 | 2.582e-07 | 0 | 2.9692e-08 | 0 | 0 | 0 | 6.4422e-10 | 3.0942e-09 | 0 | 0 | 0 | 5.787e-05 | 4.2795e-05
7224 | 0 | 8.7595e-11 | 0 | 0 | 0 | 0 | 9.1679e-10 | 0 | 0 | 0 | 0 | 0 | 5.7264e-10 | 2.5141e-09 | 0 | 0 | 0 | 7.4472e-05 | 4.3702e-05
7225 | 0 | 4.9885e-07 | 0 | 0 | 0 | 6.496e-08 | 0 | 0 | 1.2942e-07 | 0 | 0 | 2.3221e-07 | 5.3685e-10 | 0 | 0 | 0 | 0 | 8.2378e-05 | 5.8079e-05
7226 | 0 | 4.6163e-07 | 0 | 0 | 0 | 0 | 0 | 0 | 1.7113e-07 | 0 | 0 | 8.6138e-09 | 5.9053e-10 | 1.0744e-11 | 0 | 0 | 0 | 8.3198e-05 | 6.1639e-05
7227 | 0 | 0 | 0 | 0 | 0 | 0 | 0 | 0 | 1.7089e-07 | 0 | 0 | 0 | 5.9053e-10 | 3.481e-09 | 0 | 0 | 0 | 8.2979e-05 | 5.4567e-05
7228 | 0 | 0 | 0 | 0 | 0 | 0 | 0 | 0 | 1.4207e-07 | 0 | 0 | 0 | 5.9053e-10 | 0 | 0 | 0 | 0 | 8.9826e-05 | 5.1118e-05
7229 | 0 | 0 | 0 | 0 | 0 | 0 | 0 | 0 | 0 | 0 | 0 | 0 | 5.7264e-10 | 0 | 0 | 0 | 0 | 9.4082e-05 | 4.3718e-05
7230 | 1.8653e-07 | 3.5073e-08 | 3.0511e-08 | 8.0578e-08 | 0 | 1.3712e-07 | 2.1836e-09 | 1.675e-07 | 9.426e-10 | 2.6485e-08 | 9.2385e-10 | 2.6621e-08 | 1.5423e-08 | 3.5026e-08 | 1.3592e-10 | 0 | 3.6884e-07 | 9.7504e-05 | 0.00010451
7231 | 3.7497e-05 | 1.4951e-05 | 2.2027e-05 | 3.1857e-05 | 1.7857e-05 | 2.055e-05 | 8.7708e-06 | 3.2426e-05 | 6.5932e-06 | 2.0159e-05 | 1.227e-05 | 3.2102e-05 | 5.7562e-06 | 2.3245e-05 | 8.4581e-06 | 1.8053e-05 | 3.7047e-05 | 0.00010496 | 8.1552e-05
7232 | 0.00015856 | 7.0693e-05 | 0.00011186 | 0.00012153 | 5.6593e-05 | 7.3725e-05 | 5.6642e-05 | 0.00013555 | 3.6352e-05 | 9.3385e-05 | 7.4408e-05 | 0.0001309 | 4.5161e-05 | 9.8264e-05 | 4.9152e-05 | 8.3571e-05 | 0.00015264 | 0.0001228 | 8.2229e-05
7233 | 0.00030244 | 0.00014755 | 0.00018258 | 0.00023463 | 0.00012916 | 0.00011046 | 0.00013388 | 0.0002431 | 7.8003e-05 | 0.0001464 | 0.00014849 | 0.00021693 | 9.0056e-05 | 0.00018768 | 0.00011756 | 0.00013801 | 0.00025579 | 0.00012852 | 4.1685e-05
7234 | 0.0002908 | 0.00019013 | 0.00019389 | 0.0002871 | 0.00020535 | 9.4011e-05 | 0.00019827 | 0.00025172 | 9.7248e-05 | 0.00032109 | 0.00016207 | 0.000226 | 0.00018075 | 0.00019293 | 0.00027201 | 0.00023674 | 0.00020503 | 0.00013416 | 3.7078e-05
7235 | 0.00020359 | 0.00018072 | 0.00021281 | 0.00021219 | 0.00023065 | 7.9152e-05 | 0.00022233 | 0.00025921 | 0.00011542 | 0.00026375 | 0.00016413 | 0.00024094 | 0.00013654 | 0.00022258 | 0.00033403 | 0.00025575 | 5.745e-05 | 0.00013769 | 5.0087e-05
7236 | 0.00014508 | 0.00013673 | 0.00020765 | 9.3192e-05 | 8.4627e-05 | 7.1819e-05 | 0.00027931 | 0.00027302 | 0.00012575 | 0.00030066 | 0.00029124 | 0.00027732 | 0.00016255 | 0.000278 | 0.00039448 | 0.00014961 | 4.4657e-05 | 0.00013992 | 4.9987e-05
7237 | 6.3208e-05 | 0.00011304 | 0.0002387 | 6.2307e-05 | 6.9287e-05 | 5.6995e-05 | 0.00025463 | 0.0002031 | 0.00011284 | 0.00025474 | 0.0002994 | 0.00020395 | 0.00021946 | 0.00023301 | 0.00041041 | 0.00010041 | 5.6411e-05 | 0.00013189 | 4.0836e-05
7238 | 3.7078e-05 | 0.00010435 | 0.0001598 | 4.5977e-05 | 7.6934e-05 | 5.3932e-05 | 0.00017978 | 0.00011302 | 8.6163e-05 | 0.00020399 | 0.00022122 | 0.00013733 | 0.00021469 | 0.00019283 | 0.00027323 | 0.00012851 | 2.9484e-05 | 0.00012942 | 3.4176e-05
7239 | 1.9533e-05 | 7.1261e-05 | 0.00010396 | 3.2499e-05 | 5.3551e-05 | 4.2385e-05 | 0.00011956 | 3.607e-05 | 5.5807e-05 | 0.00020207 | 0.00013925 | 0.00012719 | 0.00016376 | 0.00017555 | 0.00014996 | 8.2776e-05 | 1.6215e-05 | 0.00013758 | 1.9005e-05
7240 | 1.5629e-05 | 4.7744e-05 | 7.0746e-05 | 4.0668e-05 | 2.8866e-05 | 3.3559e-05 | 6.3856e-05 | 2.1646e-05 | 4.27e-05 | 0.00013087 | 8.7383e-05 | 9.4145e-05 | 8.9278e-05 | 0.00013445 | 4.379e-05 | 5.85e-05 | 6.4875e-06 | 0.00014157 | 1.5217e-05
7241 | 1.6249e-05 | 6.1632e-05 | 7.059e-05 | 3.116e-05 | 4.5972e-06 | 1.199e-05 | 3.6238e-05 | 3.4143e-05 | 3.1432e-05 | 3.5675e-05 | 7.7444e-05 | 5.4306e-05 | 1.775e-05 | 0.00013437 | 1.4156e-06 | 4.3807e-05 | 1.8604e-06 | 0.00013556 | 1.0118e-05
7242 | 1.1632e-05 | 3.3684e-05 | 6.2286e-05 | 1.8587e-05 | 0 | 2.306e-05 | 3.2264e-05 | 3.2278e-05 | 4.0495e-05 | 2.287e-05 | 4.7282e-05 | 4.3974e-05 | 4.6452e-06 | 0.00012664 | 2.1767e-06 | 2.4152e-05 | 5.3349e-07 | 0.0001496 | 8.4843e-06
7243 | 4.8062e-06 | 9.8618e-06 | 3.0433e-05 | 7.5745e-06 | 0 | 7.7645e-06 | 1.876e-05 | 2.1344e-05 | 2.5749e-05 | 1.343e-05 | 1.3617e-05 | 2.9683e-05 | 3.2737e-06 | 8.8326e-05 | 7.3324e-06 | 1.8926e-05 | 1.8922e-08 | 0.00016006 | 2.5608e-06
7244 | 6.1815e-09 | 7.5241e-06 | 7.4176e-06 | 2.3187e-07 | 0 | 1.4772e-06 | 4.7197e-06 | 1.1678e-05 | 1.0431e-05 | 1.1246e-05 | 3.4645e-07 | 1.4914e-05 | 4.4898e-08 | 2.078e-05 | 7.4683e-06 | 1.8908e-05 | 0 | 0.00015347 | 1.6384e-06
7245 | 0 | 1.853e-06 | 3.2415e-06 | 0 | 0 | 2.1401e-09 | 1.864e-06 | 4.5786e-06 | 2.7123e-06 | 4.182e-06 | 1.7322e-08 | 5.0851e-06 | 3.579e-10 | 3.4952e-06 | 4.373e-06 | 8.3846e-06 | 0 | 0.00013359 | 5.4209e-06
7246 | 0 | 1.5846e-07 | 1.0829e-06 | 0 | 0 | 1.1983e-08 | 5.9596e-07 | 8.3012e-07 | 5.8876e-07 | 3.5985e-07 | 3.4645e-08 | 1.0071e-06 | 3.2211e-10 | 4.8885e-07 | 0 | 0 | 0 | 0.00011319 | 1.3452e-06
7247 | 0 | 3.5038e-10 | 1.5292e-07 | 0 | 0 | 0 | 3.1204e-07 | 0 | 4.779e-07 | 0 | 0 | 2.4241e-07 | 3.7579e-10 | 4.6776e-08 | 0 | 0 | 0 | 0.00011513 | 1.7669e-06
7248 | 0 | 8.7595e-11 | 1.9916e-09 | 0 | 0 | 0 | 0 | 0 | 5.9619e-08 | 0 | 0 | 2.8785e-08 | 3.579e-10 | 1.5471e-09 | 0 | 0 | 0 | 0.00012085 | 4.1596e-06
7249 | 0 | 5.663e-07 | 0 | 0 | 0 | 0 | 0 | 0 | 1.4424e-07 | 0 | 0 | 3.4312e-07 | 3.7579e-10 | 2.5785e-11 | 0 | 0 | 0 | 0.00013293 | 2.215e-05
7250 | 0 | 1.8877e-07 | 0 | 0 | 0 | 0 | 0 | 0 | 1.7136e-07 | 0 | 0 | 4.1275e-07 | 3.9369e-10 | 0 | 0 | 0 | 0 | 0.0001267 | 2.0466e-05
7251 | 0 | 0 | 0 | 0 | 0 | 0 | 0 | 0 | 1.7108e-07 | 0 | 0 | 7.2141e-08 | 4.1158e-10 | 0 | 0 | 0 | 0 | 0.00011974 | 5.372e-05
7252 | 0 | 0 | 2.3995e-11 | 0 | 0 | 0 | 0 | 0 | 9.4213e-08 | 0 | 0 | 0 | 3.9369e-10 | 0 | 0 | 0 | 0 | 0.00013638 | 0.00013504
7253 | 0 | 0 | 0 | 0 | 0 | 0 | 0 | 0 | 0 | 0 | 0 | 7.5371e-09 | 3.7579e-10 | 1.0744e-11 | 0 | 0 | 0 | 0.00016182 | 0.00015998
7254 | 5.0758e-07 | 2.5959e-08 | 1.6341e-09 | 5.8047e-08 | 0 | 1.4574e-07 | 8.4262e-09 | 1.8368e-07 | 8.4091e-08 | 1.1307e-08 | 1.9054e-09 | 1.3627e-08 | 1.4846e-08 | 3.776e-08 | 2.7184e-10 | 0 | 9.5463e-07 | 0.00016749 | 0.00015668
7255 | 3.8965e-05 | 2.146e-05 | 1.7612e-05 | 3.8414e-05 | 1.2924e-05 | 2.9118e-05 | 1.5414e-05 | 2.7029e-05 | 2.9282e-05 | 1.9229e-05 | 9.7272e-06 | 1.3176e-05 | 7.15e-06 | 2.3071e-05 | 1.1773e-05 | 1.9465e-05 | 4.2072e-05 | 0.00016558 | 0.00015923
7256 | 0.00017257 | 8.6077e-05 | 0.00010036 | 0.00014029 | 7.0772e-05 | 0.00012095 | 6.3835e-05 | 0.00011993 | 0.00013733 | 7.3316e-05 | 4.3322e-05 | 9.1512e-05 | 7.1079e-05 | 0.00010245 | 5.0047e-05 | 6.2888e-05 | 0.00012406 | 0.00013962 | 0.00015932
7257 | 0.00025646 | 0.00017867 | 0.00014187 | 0.00023171 | 0.00015425 | 0.00019537 | 0.00013046 | 0.00023446 | 0.00026598 | 0.00019491 | 4.1613e-05 | 0.00021823 | 0.00017513 | 0.00018005 | 0.00011436 | 0.00012295 | 0.00018857 | 0.00011266 | 0.0001592
7258 | 0.0003533 | 0.00021655 | 0.00015489 | 0.00035384 | 0.00020299 | 0.00023403 | 0.00018641 | 0.0002866 | 0.00031613 | 0.00022066 | 0.00010818 | 0.0002619 | 0.00028523 | 0.00020971 | 0.00016723 | 0.00014756 | 0.00019668 | 8.0467e-05 | 0.00016115
7259 | 0.00028769 | 0.00026199 | 0.00028781 | 0.00048076 | 0.00037013 | 0.00027768 | 0.0002646 | 0.00034001 | 0.00031918 | 0.00029167 | 0.00021772 | 0.00029213 | 0.00037869 | 0.00026057 | 0.00014229 | 0.0002155 | 0.00017877 | 4.8227e-05 | 0.00016229
7260 | 0.00025046 | 0.00028893 | 0.00025626 | 0.00045748 | 0.00024872 | 0.00025343 | 0.00032694 | 0.00034862 | 0.00030664 | 0.00027005 | 0.00027047 | 0.00028801 | 0.0003654 | 0.00024217 | 0.00020925 | 0.00030319 | 0.00021319 | 2.4553e-05 | 0.0001689
7261 | 0.00029223 | 0.00026845 | 0.0002278 | 0.00039863 | 0.0002828 | 0.00023559 | 0.00027873 | 0.00030645 | 0.00028735 | 0.0002725 | 0.00016581 | 0.00026669 | 0.00036326 | 0.00026722 | 0.00022431 | 0.00029578 | 0.00024452 | 1.7037e-05 | 0.0001063
7262 | 0.00017354 | 0.00029194 | 0.00022882 | 0.00034398 | 0.00035193 | 0.00023438 | 0.00023062 | 0.00027725 | 0.00025126 | 0.00036337 | 9.8182e-05 | 0.00028253 | 0.00026654 | 0.00025447 | 0.00020078 | 0.00034383 | 0.00017325 | 1.2681e-05 | 0.00013164
7263 | 0.00019375 | 0.00024307 | 0.00017764 | 0.00028126 | 0.00027696 | 0.00021917 | 0.00015379 | 0.00023041 | 0.00017953 | 0.00020813 | 4.6494e-05 | 0.00016273 | 0.00021404 | 0.0001861 | 0.00010607 | 0.00025255 | 0.00013804 | 1.1097e-05 | 0.00017024
7264 | 9.4329e-05 | 0.00012798 | 0.00010058 | 0.00016234 | 7.067e-05 | 0.00011228 | 7.2074e-05 | 0.00010508 | 8.4018e-05 | 0.00010687 | 8.2342e-05 | 8.9524e-05 | 0.00011084 | 0.00012047 | 3.0397e-05 | 0.00010807 | 5.8728e-05 | 1.3803e-05 | 0.00016345
7265 | 2.1693e-05 | 8.7214e-05 | 7.629e-05 | 6.2447e-05 | 7.9029e-06 | 3.7752e-05 | 3.8687e-05 | 4.0969e-05 | 5.2888e-05 | 2.5737e-05 | 6.9466e-05 | 5.3325e-05 | 1.2574e-05 | 0.00013665 | 6.9942e-06 | 4.9082e-05 | 8.6289e-06 | 1.5711e-05 | 0.00015538
7266 | 1.6097e-05 | 8.6178e-05 | 6.8139e-05 | 7.675e-05 | 0 | 5.6232e-05 | 3.7375e-05 | 4.1709e-05 | 7.1224e-05 | 2.4982e-05 | 1.0896e-05 | 5.2738e-05 | 6.1574e-06 | 0.00013656 | 2.1803e-06 | 3.6874e-05 | 3.238e-06 | 3.5463e-05 | 0.00015484
7267 | 1.3963e-05 | 6.8692e-05 | 4.9682e-05 | 5.7778e-05 | 0 | 5.1121e-05 | 2.7894e-05 | 4.1241e-05 | 7.3763e-05 | 1.475e-05 | 9.0538e-07 | 4.6903e-05 | 8.2726e-06 | 0.00010702 | 7.3433e-06 | 1.9385e-05 | 2.506e-06 | 3.4254e-05 | 0.00015378
7268 | 9.2902e-06 | 2.7527e-05 | 1.1479e-05 | 2.3959e-05 | 0 | 3.7198e-05 | 8.8703e-06 | 2.4215e-05 | 4.2951e-05 | 1.1321e-05 | 6.3515e-08 | 2.5053e-05 | 6.0642e-06 | 2.3004e-05 | 4.045e-06 | 0 | 1.8532e-07 | 2.9807e-05 | 0.00013801
7269 | 6.1877e-07 | 1.1745e-05 | 4.4188e-06 | 4.9796e-06 | 0 | 1.5839e-05 | 3.115e-06 | 1.0974e-05 | 1.4789e-05 | 5.4665e-06 | 0 | 1.4373e-05 | 2.5716e-06 | 4.7198e-06 | 0 | 0 | 0 | 2.5912e-05 | 0.00014689
7270 | 0 | 7.4268e-06 | 1.5861e-06 | 0 | 0 | 4.0207e-06 | 7.3239e-07 | 3.4809e-06 | 4.6036e-06 | 1.6518e-07 | 0 | 3.0698e-06 | 3.8342e-07 | 1.2299e-06 | 0 | 0 | 0 | 2.8022e-05 | 0.00015329
7271 | 0 | 3.2533e-06 | 5.2857e-07 | 0 | 0 | 2.4268e-07 | 1.7919e-08 | 6.9429e-07 | 8.5117e-07 | 0 | 0 | 5.8231e-07 | 8.7685e-10 | 2.3706e-07 | 0 | 0 | 0 | 3.1493e-05 | 0.00011025
7272 | 0 | 2.0164e-07 | 1.7848e-07 | 0 | 0 | 7.424e-09 | 0 | 0 | 3.292e-07 | 0 | 0 | 1.1654e-07 | 8.7685e-10 | 2.6752e-09 | 0 | 0 | 0 | 3.8602e-05 | 0.000104
7273 | 0 | 5.663e-07 | 3.5897e-08 | 0 | 0 | 2.2726e-07 | 0 | 0 | 1.5444e-07 | 0 | 0 | 3.4796e-07 | 1.3958e-09 | 3.2232e-11 | 0 | 0 | 0 | 4.2981e-05 | 8.8432e-05
7274 | 0 | 6.2543e-07 | 0 | 0 | 0 | 2.8067e-07 | 0 | 0 | 1.7146e-07 | 0 | 0 | 4.2854e-07 | 9.5738e-10 | 0 | 0 | 0 | 0 | 5.8145e-05 | 6.4486e-05
7275 | 0 | 2.2381e-07 | 1.4397e-10 | 0 | 0 | 1.1155e-07 | 0 | 0 | 1.7106e-07 | 0 | 0 | 4.2638e-07 | 8.7685e-10 | 0 | 0 | 0 | 0 | 8.2897e-05 | 6.7067e-05
7276 | 0 | 0 | 0 | 0 | 0 | 0 | 0 | 0 | 1.7094e-07 | 0 | 1.1548e-09 | 2.9072e-08 | 8.5895e-10 | 6.4463e-11 | 0 | 0 | 0 | 9.8394e-05 | 7.4284e-05
7277 | 0 | 0 | 0 | 0 | 0 | 0 | 0 | 0 | 1.0036e-07 | 0 | 0 | 7.1782e-11 | 9.1264e-10 | 0 | 0 | 0 | 0 | 0.00011836 | 9.8643e-05
7278 | 3.1196e-07 | 5.2062e-08 | 1.3116e-08 | 9.0538e-08 | 0 | 1.4478e-07 | 1.9899e-08 | 1.5438e-07 | 1.6137e-07 | 3.0626e-08 | 9.2385e-10 | 2.4872e-08 | 5.8304e-08 | 5.2132e-08 | 2.7184e-10 | 1.0894e-08 | 4.7171e-07 | 0.00012104 | 0.00012268
7279 | 5.1714e-05 | 2.2372e-05 | 2.5744e-05 | 2.9562e-05 | 2.8299e-05 | 2.584e-05 | 2.4825e-05 | 3.4148e-05 | 3.0556e-05 | 2.705e-05 | 2.1578e-05 | 2.8527e-05 | 2.3445e-05 | 3.2201e-05 | 2.3011e-05 | 1.909e-05 | 5.0505e-05 | 0.0001027 | 0.00012235
7280 | 0.00018684 | 0.00011725 | 0.00014382 | 0.00013396 | 0.00015416 | 0.00011755 | 0.0001435 | 0.00015551 | 0.00014449 | 0.00012869 | 0.00013271 | 0.00016483 | 0.00010048 | 0.00017047 | 0.00014536 | 9.6629e-05 | 0.00020528 | 6.5396e-05 | 0.00014485
7281 | 0.00033198 | 0.00026718 | 0.00029035 | 0.00034657 | 0.00030667 | 0.00024945 | 0.00030787 | 0.00030785 | 0.00030718 | 0.00029787 | 0.00026815 | 0.00031596 | 0.00020718 | 0.00032009 | 0.00032255 | 0.00022699 | 0.0003373 | 2.7115e-05 | 0.00014901
7282 | 0.00041778 | 0.00035785 | 0.00034809 | 0.00052739 | 0.00042363 | 0.00035723 | 0.00040861 | 0.00041356 | 0.00038804 | 0.00041361 | 0.00034447 | 0.00039387 | 0.00031255 | 0.00034074 | 0.00042952 | 0.00038243 | 0.00040894 | 1.2345e-05 | 8.6534e-05
7283 | 0.00047779 | 0.00041553 | 0.00040448 | 0.00060419 | 0.00049297 | 0.00042218 | 0.00046614 | 0.0004743 | 0.0004364 | 0.00047731 | 0.00040205 | 0.00044156 | 0.00043456 | 0.00039965 | 0.00048395 | 0.00045038 | 0.00048185 | 1.2825e-05 | 7.9501e-05
7284 | 0.00047541 | 0.00043478 | 0.00042567 | 0.00062643 | 0.00052399 | 0.00043526 | 0.00048433 | 0.00048932 | 0.00045319 | 0.00049704 | 0.00042005 | 0.0004582 | 0.00049518 | 0.00042748 | 0.00050085 | 0.00050944 | 0.00052412 | 1.7001e-05 | 3.1519e-05
7285 | 0.00042621 | 0.00041799 | 0.00042542 | 0.00061839 | 0.00049488 | 0.0004224 | 0.0004605 | 0.00046379 | 0.00043699 | 0.00047328 | 0.00041237 | 0.00045556 | 0.0004056 | 0.00043702 | 0.00047597 | 0.00047935 | 0.00047682 | 1.8379e-05 | 6.7244e-05
7286 | 0.00033737 | 0.00036818 | 0.00037708 | 0.0005391 | 0.00040343 | 0.00036819 | 0.00039289 | 0.00039123 | 0.0003771 | 0.00040531 | 0.00035808 | 0.00041066 | 0.0003291 | 0.00041087 | 0.00039764 | 0.00039665 | 0.00038568 | 2.9198e-05 | 5.992e-05
7287 | 0.00019881 | 0.00026572 | 0.00026882 | 0.00035493 | 0.00026967 | 0.00025257 | 0.00026789 | 0.0002597 | 0.00025523 | 0.00028469 | 0.00026765 | 0.00028774 | 0.00018011 | 0.00031584 | 0.00027337 | 0.00026782 | 0.00025469 | 3.6951e-05 | 6.745e-05
7288 | 8.2107e-05 | 0.00013026 | 0.00012344 | 0.00015916 | 0.00010234 | 0.00011404 | 0.00011251 | 0.00011142 | 0.00011041 | 0.00013476 | 0.00015546 | 0.00013583 | 9.0536e-05 | 0.00016222 | 0.00010834 | 0.00013023 | 8.7979e-05 | 5.1297e-05 | 6.4348e-05
7289 | 1.9563e-05 | 8.6575e-05 | 7.6035e-05 | 6.5717e-05 | 7.1882e-06 | 3.8774e-05 | 4.1231e-05 | 3.0714e-05 | 5.4935e-05 | 3.4828e-05 | 9.5489e-05 | 5.266e-05 | 1.5755e-05 | 0.00012722 | 7.3954e-06 | 5.1666e-05 | 7.0055e-06 | 6.3486e-05 | 5.1868e-05
7290 | 1.7751e-05 | 8.9744e-05 | 7.1569e-05 | 7.6047e-05 | 0 | 5.8719e-05 | 4.2302e-05 | 3.2275e-05 | 7.5611e-05 | 2.7995e-05 | 9.2307e-05 | 5.3061e-05 | 6.1373e-06 | 0.00012342 | 2.1877e-06 | 4.2389e-05 | 3.2122e-06 | 8.4403e-05 | 3.511e-05
7291 | 1.6532e-05 | 8.8333e-05 | 6.7772e-05 | 6.313e-05 | 0 | 6.0774e-05 | 4.5633e-05 | 3.5504e-05 | 9.1231e-05 | 2.1682e-05 | 5.9149e-05 | 5.5289e-05 | 8.2805e-06 | 0.00011603 | 7.3451e-06 | 4.0482e-05 | 5.8324e-06 | 7.9498e-05 | 6.8207e-05
7292 | 1.2521e-05 | 5.7459e-05 | 3.5305e-05 | 3.003e-05 | 0 | 4.7677e-05 | 3.3233e-05 | 3.2466e-05 | 7.1512e-05 | 1.1999e-05 | 1.4593e-05 | 3.6383e-05 | 5.8202e-06 | 7.8221e-05 | 7.4864e-06 | 1.8961e-05 | 6.0044e-06 | 6.3733e-05 | 8.1763e-05
7293 | 1.9148e-06 | 1.9178e-05 | 1.3863e-05 | 9.627e-06 | 0 | 2.8166e-05 | 1.4111e-05 | 1.895e-05 | 3.4073e-05 | 7.5452e-06 | 0 | 1.9831e-05 | 2.9001e-06 | 2.7374e-05 | 7.4864e-06 | 1.3552e-05 | 5.4078e-06 | 4.4385e-05 | 0.00011357
7294 | 3.5865e-07 | 1.0468e-05 | 4.9447e-06 | 1.2132e-06 | 0 | 9.6507e-06 | 4.4159e-06 | 6.2281e-06 | 1.2126e-05 | 4.6195e-06 | 3.4645e-08 | 8.903e-06 | 3.3291e-07 | 8.8913e-06 | 6.3755e-06 | 0 | 2.2506e-06 | 3.5025e-05 | 0.00012515
7295 | 6.9728e-08 | 5.3954e-06 | 1.1857e-06 | 0 | 0 | 1.9431e-06 | 1.433e-06 | 1.7779e-06 | 4.7786e-06 | 7.5755e-07 | 0 | 2.38e-06 | 7.5158e-10 | 9.5085e-07 | 2.6278e-07 | 0 | 0 | 2.9602e-05 | 0.0001355
7296 | 0 | 1.4504e-06 | 4.3835e-07 | 0 | 0 | 1.32e-07 | 7.0927e-08 | 3.046e-07 | 7.9481e-07 | 0 | 0 | 2.5386e-07 | 7.6948e-10 | 1.5145e-07 | 0 | 0 | 0 | 2.7628e-05 | 8.6e-05
7297 | 0 | 6.772e-07 | 1.7058e-07 | 0 | 0 | 2.5791e-07 | 0 | 1.7854e-08 | 1.3887e-07 | 0 | 0 | 4.0855e-07 | 1.2616e-09 | 2.3613e-08 | 0 | 0 | 0 | 3.5857e-05 | 0.00013386
7298 | 0 | 7.1968e-07 | 3.9184e-08 | 0 | 0 | 2.9109e-07 | 0 | 0 | 2.2719e-07 | 0 | 0 | 4.6996e-07 | 4.2948e-10 | 1.676e-10 | 0 | 0 | 0 | 4.9972e-05 | 0.0001617
7299 | 0 | 6.3401e-07 | 1.0054e-08 | 0 | 0 | 2.8086e-07 | 0 | 0 | 1.9182e-07 | 0 | 1.1548e-09 | 4.2897e-07 | 6.7106e-10 | 2.5785e-11 | 0 | 0 | 0 | 4.9073e-05 | 0.00014334
7300 | 0 | 3.0352e-07 | 0 | 0 | 0 | 2.2196e-07 | 0 | 0 | 1.7092e-07 | 0 | 0 | 6.4173e-08 | 5.0106e-10 | 8.0579e-12 | 0 | 0 | 0 | 4.3269e-05 | 0.00019035
7301 | 0 | 0 | 2.8794e-10 | 0 | 0 | 8.1437e-09 | 0 | 0 | 7.6987e-08 | 0 | 0 | 2.1893e-09 | 4.8316e-10 | 0 | 0 | 0 | 0 | 5.7058e-05 | 0.0001937
7302 | 1.5644e-07 | 1.5723e-08 | 2.6203e-09 | 3.5378e-08 | 0 | 5.7832e-08 | 5.9529e-09 | 5.1796e-08 | 3.2448e-08 | 1.5731e-08 | 4.6193e-10 | 2.0787e-08 | 1.016e-08 | 1.5448e-08 | 1.3592e-10 | 0 | 1.3517e-07 | 5.5423e-05 | 0.00017298
7303 | 2.3994e-05 | 1.6516e-05 | 1.6174e-05 | 2.5088e-05 | 2.0511e-05 | 2.0065e-05 | 1.9955e-05 | 2.092e-05 | 2.3958e-05 | 1.8327e-05 | 2.1916e-05 | 2.2552e-05 | 9.0885e-06 | 1.8115e-05 | 2.4308e-05 | 1.3184e-05 | 2.7101e-05 | 4.9096e-05 | 0.00016608
7304 | 7.8025e-05 | 0.00012037 | 0.00014167 | 0.00011616 | 0.00011491 | 8.5099e-05 | 0.00014171 | 8.034e-05 | 0.00014122 | 0.0001077 | 0.00013011 | 0.00012795 | 5.0773e-05 | 0.00011475 | 0.00014489 | 0.00010259 | 8.1996e-05 | 4.415e-05 | 0.00018962
7305 | 0.00012976 | 0.00028451 | 0.00031532 | 0.00026325 | 0.00030473 | 0.0001834 | 0.00031749 | 0.00017005 | 0.00029348 | 0.00026746 | 0.00026572 | 0.00030876 | 9.9046e-05 | 0.00026016 | 0.00032129 | 0.0002911 | 0.00014904 | 3.3096e-05 | 0.00016739
7306 | 0.00020725 | 0.00037504 | 0.00036881 | 0.00039009 | 0.00038649 | 0.00029057 | 0.00039154 | 0.00024275 | 0.0003823 | 0.00036697 | 0.00032899 | 0.0003961 | 0.00023443 | 0.0002804 | 0.00042681 | 0.00041596 | 0.00020284 | 1.884e-05 | 0.00017385
7307 | 0.00028116 | 0.00042937 | 0.00042183 | 0.00055519 | 0.00046845 | 0.00036601 | 0.00044165 | 0.00034193 | 0.00042547 | 0.00045151 | 0.00036046 | 0.00045309 | 0.00026813 | 0.00035632 | 0.00041397 | 0.00048833 | 0.00015177 | 1.4334e-05 | 6.251e-05
7308 | 0.0003076 | 0.00044473 | 0.00044193 | 0.00058081 | 0.00053981 | 0.00039272 | 0.00047524 | 0.00039257 | 0.00043832 | 0.00049342 | 0.00041659 | 0.00046863 | 0.0002254 | 0.00038333 | 0.00050004 | 0.00053142 | 0.00020402 | 2.0096e-05 | 0.0001653
7309 | 0.00029949 | 0.00042053 | 0.00043532 | 0.00054197 | 0.0005024 | 0.00036852 | 0.00045807 | 0.00036266 | 0.00043855 | 0.00042901 | 0.00040283 | 0.00046112 | 0.00017518 | 0.00036187 | 0.00046623 | 0.00049625 | 0.00028545 | 1.8553e-05 | 0.00015424
7310 | 0.00022939 | 0.00037051 | 0.0003885 | 0.00047478 | 0.00041327 | 0.00032717 | 0.00038546 | 0.00027555 | 0.00037871 | 0.00031718 | 0.00034085 | 0.0004124 | 0.00013637 | 0.0002972 | 0.00039383 | 0.00041975 | 0.00022456 | 2.4959e-05 | 0.00013918
7311 | 0.0001248 | 0.00026639 | 0.00027939 | 0.00027078 | 0.00028415 | 0.00022557 | 0.00025972 | 0.00016612 | 0.0002532 | 0.00016523 | 0.00025068 | 0.0002945 | 8.1365e-05 | 0.00018288 | 0.00027673 | 0.00029095 | 0.00011635 | 2.2322e-05 | 0.00013995
7312 | 5.8919e-05 | 0.0001288 | 0.00012727 | 0.000131 | 0.00011132 | 0.00010244 | 0.00010966 | 7.9336e-05 | 0.00010758 | 9.5638e-05 | 0.00014698 | 0.00013755 | 4.0577e-05 | 9.9777e-05 | 0.00010295 | 0.00013834 | 4.7247e-05 | 2.7914e-05 | 0.00016448
7313 | 1.7916e-05 | 8.788e-05 | 7.5701e-05 | 6.4808e-05 | 6.1029e-06 | 3.7382e-05 | 4.0035e-05 | 3.959e-05 | 5.3008e-05 | 3.0639e-05 | 9.5085e-05 | 4.9998e-05 | 6.7243e-06 | 0.00013629 | 6.1902e-06 | 4.9857e-05 | 5.4723e-06 | 3.2066e-05 | 0.00015925
7314 | 1.6262e-05 | 9.1836e-05 | 7.1468e-05 | 7.6634e-05 | 0 | 5.7387e-05 | 4.3502e-05 | 4.0668e-05 | 7.4466e-05 | 2.8028e-05 | 8.9908e-05 | 5.1151e-05 | 4.7729e-06 | 0.00013795 | 2.1806e-06 | 4.2423e-05 | 3.2157e-06 | 4.8366e-05 | 0.00017598
7315 | 1.1465e-05 | 8.9801e-05 | 6.7405e-05 | 6.4247e-05 | 0 | 5.7913e-05 | 4.5744e-05 | 3.6283e-05 | 8.9806e-05 | 2.0932e-05 | 5.6251e-05 | 5.4817e-05 | 3.2519e-06 | 0.00012633 | 7.3306e-06 | 4.0285e-05 | 2.1593e-06 | 4.0967e-05 | 0.00010508
7316 | 3.6794e-06 | 6.0313e-05 | 3.5779e-05 | 2.9513e-05 | 0 | 4.4802e-05 | 3.3121e-05 | 2.1791e-05 | 6.9337e-05 | 1.1969e-05 | 1.0462e-05 | 3.6942e-05 | 1.9631e-06 | 8.2923e-05 | 7.4846e-06 | 1.8964e-05 | 7.9639e-07 | 2.9279e-05 | 3.2597e-05
7317 | 8.7036e-08 | 2.2177e-05 | 1.4127e-05 | 9.2512e-06 | 0 | 2.5987e-05 | 1.202e-05 | 1.0686e-05 | 3.1191e-05 | 9.3742e-06 | 0 | 2.164e-05 | 6.6175e-08 | 2.1859e-05 | 7.4828e-06 | 1.8861e-05 | 6.5114e-08 | 2.4212e-05 | 5.0535e-05
7318 | 0 | 1.1541e-05 | 5.404e-06 | 1.2072e-06 | 0 | 8.4513e-06 | 3.7704e-06 | 3.4104e-06 | 1.1805e-05 | 5.0944e-06 | 3.4645e-08 | 8.8702e-06 | 8.4106e-10 | 3.3558e-06 | 6.1508e-06 | 1.2286e-06 | 0 | 1.8993e-05 | 0.00016156
7319 | 0 | 5.4644e-06 | 1.6642e-06 | 0 | 0 | 1.3604e-06 | 1.2475e-06 | 3.4447e-07 | 4.7984e-06 | 5.1912e-07 | 0 | 2.3845e-06 | 8.4106e-10 | 3.383e-07 | 8.88e-08 | 0 | 0 | 1.7105e-05 | 0.00017317
7320 | 0 | 1.3782e-06 | 8.4022e-07 | 0 | 0 | 9.8633e-08 | 2.4587e-08 | 0 | 8.0274e-07 | 0 | 0 | 2.2579e-07 | 6.979e-10 | 1.5215e-07 | 0 | 0 | 0 | 1.7258e-05 | 0.00017071
7321 | 0 | 5.663e-07 | 1.8167e-07 | 0 | 0 | 2.587e-07 | 0 | 0 | 2.3329e-08 | 0 | 0 | 1.8699e-08 | 3.9369e-10 | 5.5391e-08 | 0 | 0 | 0 | 1.3952e-05 | 0.00017993
7322 | 0 | 6.2324e-07 | 3.8393e-09 | 0 | 0 | 2.8067e-07 | 0 | 0 | 1.1782e-09 | 0 | 0 | 0 | 3.9369e-10 | 5.2183e-08 | 0 | 0 | 0 | 1.2671e-05 | 0.00018226
7323 | 0 | 6.2236e-07 | 2.3995e-11 | 0 | 0 | 2.8086e-07 | 0 | 0 | 1.2984e-07 | 0 | 0 | 0 | 3.4e-10 | 4.7619e-08 | 0 | 0 | 0 | 1.8884e-05 | 0.0001821
7324 | 0 | 3.5958e-07 | 1.4397e-10 | 0 | 0 | 2.3257e-07 | 0 | 0 | 1.7111e-07 | 0 | 0 | 0 | 3.4e-10 | 4.7488e-08 | 0 | 0 | 0 | 1.64e-05 | 0.00019737
7325 | 0 | 0 | 0 | 0 | 0 | 1.25e-08 | 0 | 0 | 9.9609e-08 | 0 | 1.1548e-09 | 3.5891e-11 | 3.2211e-10 | 2.9073e-08 | 0 | 0 | 0 | 1.1843e-05 | 0.0001972
7326 | 3.0908e-09 | 4.3797e-10 | 3.1194e-11 | 3.7264e-09 | 0 | 2.3162e-09 | 1.5836e-09 | 7.9449e-10 | 3.2048e-10 | 0 | 4.0419e-10 | 4.6299e-09 | 5.9769e-09 | 3.1587e-10 | 2.7184e-10 | 0 | 2.8383e-09 | 2.204e-05 | 0.000186
7327 | 1.3492e-06 | 7.5793e-07 | 4.2295e-07 | 1.3632e-06 | 1.1282e-07 | 1.4958e-06 | 2.4502e-06 | 1.0897e-06 | 3.9402e-06 | 5.4464e-07 | 1.7983e-06 | 4.5088e-07 | 2.3814e-08 | 2.3296e-07 | 2.1581e-06 | 1.9713e-07 | 1.4302e-06 | 1.3966e-05 | 0.00019648
7328 | 1.0971e-05 | 7.3232e-06 | 6.2738e-06 | 1.6456e-05 | 3.52e-06 | 1.1012e-05 | 2.286e-05 | 8.4649e-06 | 2.4682e-05 | 4.3886e-06 | 1.8796e-05 | 9.3312e-06 | 2.3046e-06 | 3.7958e-06 | 1.9963e-05 | 5.5366e-06 | 9.5755e-06 | 3.1727e-05 | 0.00020317
7329 | 1.8082e-05 | 2.1079e-05 | 2.2107e-05 | 3.914e-05 | 2.4433e-05 | 2.548e-05 | 5.529e-05 | 1.7451e-05 | 4.1019e-05 | 2.0308e-05 | 7.0716e-05 | 1.8024e-05 | 5.5693e-06 | 1.7573e-05 | 7.1818e-05 | 2.3271e-05 | 2.5873e-05 | 5.56e-05 | 0.00019264
7330 | 2.4e-05 | 3.0414e-05 | 5.3044e-05 | 4.932e-05 | 3.6925e-05 | 3.283e-05 | 0.00010854 | 3.286e-05 | 6.7784e-05 | 3.9935e-05 | 0.00014393 | 3.3157e-05 | 8.518e-06 | 2.9357e-05 | 0.00014645 | 3.4574e-05 | 3.8005e-05 | 5.2203e-05 | 0.00019826
7331 | 4.4104e-05 | 3.9967e-05 | 7.6558e-05 | 6.6942e-05 | 3.1724e-05 | 4.2262e-05 | 0.0001541 | 6.0884e-05 | 9.3676e-05 | 5.6144e-05 | 0.00015229 | 3.0807e-05 | 8.3541e-06 | 3.4091e-05 | 0.00017533 | 4.9544e-05 | 5.451e-05 | 4.7992e-05 | 0.00022852
7332 | 7.4746e-05 | 7.5039e-05 | 9.171e-05 | 6.1205e-05 | 5.8726e-05 | 3.9261e-05 | 0.0001743 | 6.4304e-05 | 0.00012053 | 4.0614e-05 | 0.00016187 | 3.7279e-05 | 6.2528e-06 | 3.0772e-05 | 0.00017073 | 9.8557e-05 | 6.737e-05 | 4.7279e-05 | 0.00021684
7333 | 6.9589e-05 | 9.9198e-05 | 0.00011311 | 3.0025e-05 | 0.00011238 | 4.2212e-05 | 0.00017601 | 3.9494e-05 | 0.00013928 | 3.5155e-05 | 0.00017498 | 4.9076e-05 | 6.817e-06 | 2.4806e-05 | 0.00019973 | 0.00013504 | 7.1388e-05 | 7.7783e-05 | 0.00021686
7334 | 2.8356e-05 | 7.1422e-05 | 8.4952e-05 | 2.6715e-05 | 7.5197e-05 | 4.4423e-05 | 0.00014194 | 2.048e-05 | 0.00010892 | 2.3207e-05 | 0.00014994 | 3.491e-05 | 9.9631e-06 | 1.804e-05 | 0.00018672 | 9.0359e-05 | 3.6702e-05 | 6.3731e-05 | 0.00023008
7335 | 1.0773e-05 | 4.2036e-05 | 5.5758e-05 | 1.9945e-05 | 3.3714e-05 | 2.3415e-05 | 8.2413e-05 | 1.2364e-05 | 6.4672e-05 | 2.2828e-05 | 6.6552e-05 | 1.6266e-05 | 5.5598e-06 | 1.568e-05 | 8.2326e-05 | 4.4048e-05 | 1.4748e-05 | 5.0491e-05 | 0.00022432
7336 | 5.1789e-06 | 2.8544e-05 | 3.0872e-05 | 1.7527e-05 | 1.3572e-05 | 1.3027e-05 | 4.4552e-05 | 5.6339e-06 | 3.5767e-05 | 1.3901e-05 | 7.273e-05 | 7.2046e-06 | 6.5511e-07 | 9.1888e-06 | 3.19e-05 | 3.0336e-05 | 2.4423e-06 | 4.7954e-05 | 0.00021603
7337 | 3.5094e-06 | 2.6103e-05 | 3.8362e-05 | 7.124e-06 | 1.5204e-07 | 2.7572e-06 | 2.3275e-05 | 3.5916e-06 | 2.4433e-05 | 1.4525e-06 | 4.6101e-05 | 4.7372e-06 | 3.9805e-08 | 6.0283e-06 | 1.8596e-06 | 6.1218e-06 | 3.9811e-07 | 9.0915e-05 | 0.00022911
7338 | 9.8657e-08 | 3.1259e-06 | 4.5152e-06 | 3.3395e-06 | 0 | 7.7515e-06 | 1.7242e-05 | 2.4691e-06 | 2.7953e-05 | 4.0704e-07 | 4.3508e-06 | 2.4027e-06 | 5.7264e-10 | 5.1373e-07 | 2.1983e-06 | 0 | 9.7393e-08 | 0.00012903 | 0.0002241
7339 | 0 | 6.1187e-07 | 2.5483e-06 | 0 | 0 | 1.3168e-06 | 5.697e-06 | 4.366e-07 | 2.8269e-05 | 4.0679e-07 | 7.4024e-07 | 1.4916e-06 | 9.0369e-10 | 9.7305e-08 | 6.9174e-06 | 0 | 0 | 0.00016441 | 0.00021134
7340 | 0 | 1.9266e-06 | 1.0028e-06 | 0 | 0 | 7.8095e-07 | 1.0034e-06 | 4.0436e-07 | 4.724e-06 | 0 | 0 | 9.611e-07 | 5.0106e-10 | 1.0174e-08 | 2.5281e-06 | 0 | 0 | 0.00017464 | 0.00022532
7341 | 0 | 4.8177e-08 | 1.8426e-07 | 0 | 0 | 2.3067e-08 | 7.6402e-07 | 1.5399e-07 | 4.3359e-07 | 0 | 0 | 2.7169e-07 | 5.5474e-10 | 1.0744e-11 | 0 | 0 | 0 | 0.00016641 | 0.00022557
7342 | 0 | 2.6278e-10 | 7.6785e-10 | 0 | 0 | 0 | 2.8796e-07 | 0 | 1.1639e-07 | 0 | 0 | 9.7327e-09 | 7.8737e-10 | 0 | 0 | 0 | 0 | 0.00016771 | 0.00021701
7343 | 0 | 2.6278e-10 | 0 | 0 | 0 | 0 | 0 | 0 | 0 | 0 | 0 | 0 | 8.4106e-10 | 0 | 0 | 0 | 0 | 0.00020004 | 0.00022717
7344 | 0 | 0 | 4.7991e-11 | 0 | 0 | 0 | 0 | 1.2134e-09 | 0 | 0 | 1.1548e-09 | 0 | 6.979e-10 | 0 | 0 | 0 | 0 | 0.0001671 | 0.00023096
7345 | 0 | 2.2818e-07 | 0 | 0 | 0 | 4.3559e-09 | 0 | 0 | 0 | 0 | 0 | 3.302e-07 | 7.6948e-10 | 0 | 0 | 0 | 0 | 0.0001461 | 0.00021653
7346 | 0 | 0 | 0 | 0 | 0 | 0 | 0 | 0 | 0 | 0 | 0 | 4.2782e-07 | 7.6948e-10 | 0 | 0 | 0 | 0 | 0.00015874 | 0.00022283
7347 | 0 | 0 | 0 | 0 | 0 | 0 | 0 | 0 | 1.2949e-07 | 0 | 0 | 4.2926e-07 | 8.0527e-10 | 0 | 0 | 0 | 0 | 0.00018036 | 0.00022972
7348 | 0 | 0 | 2.3995e-11 | 0 | 0 | 0 | 0 | 0 | 1.2233e-07 | 0 | 0 | 2.9431e-08 | 7.8737e-10 | 1.0744e-11 | 0 | 0 | 0 | 0.00020658 | 0.00021701
7349 | 0 | 0 | 0 | 0 | 0 | 0 | 0 | 0 | 0 | 0 | 0 | 0 | 7.6948e-10 | 0 | 0 | 0 | 0 | 0.00021779 | 0.00021285
7350 | 3.1773e-09 | 5.4309e-10 | 2.9514e-10 | 4.0484e-09 | 0 | 1.7083e-09 | 2.9796e-09 | 1.3001e-09 | 9.0725e-09 | 0 | 4.0419e-10 | 5.5631e-09 | 7.4756e-09 | 7.2325e-09 | 1.3592e-10 | 0 | 3.4505e-09 | 0.00023512 | 0.00021933
7351 | 4.6256e-06 | 9.3686e-06 | 1.8845e-05 | 4.5017e-06 | 3.9626e-06 | 2.266e-06 | 1.9288e-05 | 5.9565e-06 | 1.0349e-05 | 6.5072e-06 | 1.7725e-05 | 4.8178e-06 | 3.4132e-06 | 6.7232e-06 | 1.7642e-05 | 7.5625e-06 | 3.7009e-06 | 0.000258 | 0.0001995
7352 | 2.1671e-05 | 9.3158e-05 | 0.00014467 | 3.718e-05 | 4.6619e-05 | 3.3002e-05 | 0.00014865 | 4.3305e-05 | 8.3982e-05 | 8.0734e-05 | 0.0001342 | 0.00011246 | 3.9598e-05 | 5.6759e-05 | 0.00013908 | 6.1502e-05 | 1.6706e-05 | 0.0002452 | 0.00019841
7353 | 6.814e-05 | 0.00025308 | 0.00029917 | 0.00015555 | 0.00012527 | 9.9717e-05 | 0.0003089 | 8.3181e-05 | 0.00017933 | 0.00025751 | 0.00026883 | 0.00013419 | 0.00010236 | 0.00018251 | 0.00030825 | 0.00016232 | 4.3326e-05 | 0.00023001 | 0.00020009
7354 | 0.00016944 | 0.00032654 | 0.00036059 | 0.00029582 | 0.00030665 | 0.00017534 | 0.00040255 | 0.00017634 | 0.00019606 | 0.00021166 | 0.00034694 | 0.00016272 | 0.00015689 | 0.00023817 | 0.00041333 | 0.00037656 | 0.00010972 | 0.00021594 | 0.00015388
7355 | 0.00022967 | 0.00038949 | 0.00042525 | 0.00036564 | 0.00045482 | 0.00025745 | 0.00045186 | 0.00021796 | 0.00020156 | 0.00031337 | 0.00039549 | 0.00028395 | 0.00025983 | 0.00026507 | 0.0004674 | 0.00046941 | 0.00019846 | 0.00019471 | 3.85e-05
7356 | 0.00019864 | 0.00039471 | 0.00044158 | 0.00040947 | 0.00050097 | 0.00028861 | 0.00044379 | 0.00020141 | 0.00017903 | 0.00026916 | 0.0004262 | 0.00043359 | 0.00024598 | 0.00030485 | 0.00047999 | 0.00049172 | 0.00019377 | 0.00016817 | 2.1477e-06
7357 | 0.00025788 | 0.00034599 | 0.00043287 | 0.00049227 | 0.00046867 | 0.00026769 | 0.00043695 | 0.00024172 | 0.00018205 | 0.0003279 | 0.00039113 | 0.00042036 | 0.00019965 | 0.00030445 | 0.00044097 | 0.00046526 | 0.00016899 | 0.00016945 | 3.4876e-06
7358 | 0.00021271 | 0.00029114 | 0.00037331 | 0.00025402 | 0.00034542 | 0.00018558 | 0.00037292 | 0.00028702 | 0.00016843 | 0.00037795 | 0.00034784 | 0.00036305 | 0.0001705 | 0.00030548 | 0.00037795 | 0.00039251 | 0.00016175 | 0.00017253 | 1.0326e-05
7359 | 0.0001222 | 0.000218 | 0.00026477 | 0.00012929 | 0.00025658 | 0.00011435 | 0.0002449 | 0.00021625 | 0.00013398 | 0.00021551 | 0.00026036 | 0.00026797 | 0.00015147 | 0.00025129 | 0.00024965 | 0.0002634 | 0.00010999 | 0.00014114 | 1.0635e-05
7360 | 6.5213e-05 | 0.00011658 | 0.00011691 | 0.0001106 | 9.7883e-05 | 7.985e-05 | 0.00010181 | 9.266e-05 | 7.3602e-05 | 0.0001262 | 0.00014308 | 0.00012841 | 0.00011362 | 0.0001406 | 0.000103 | 0.00010751 | 2.4326e-05 | 0.00010347 | 7.4512e-06
7361 | 1.7824e-05 | 8.6613e-05 | 7.3227e-05 | 6.2432e-05 | 4.9928e-06 | 3.1123e-05 | 3.8887e-05 | 3.7414e-05 | 3.7444e-05 | 2.5554e-05 | 9.3029e-05 | 4.8484e-05 | 1.6173e-05 | 0.00013696 | 7.289e-06 | 3.0779e-05 | 6.104e-06 | 9.4605e-05 | 4.5284e-06
7362 | 1.0708e-05 | 8.7059e-05 | 7.0461e-05 | 7.0762e-05 | 0 | 4.9714e-05 | 4.3381e-05 | 3.6222e-05 | 4.9219e-05 | 2.0481e-05 | 9.4051e-05 | 4.9796e-05 | 4.9109e-06 | 0.00013245 | 2.2019e-06 | 2.4447e-05 | 3.2334e-06 | 0.0001085 | 1.1955e-05
7363 | 3.6606e-06 | 7.9248e-05 | 6.5777e-05 | 3.6143e-05 | 0 | 4.1768e-05 | 4.402e-05 | 2.3723e-05 | 4.9087e-05 | 1.388e-05 | 6.4663e-05 | 4.9201e-05 | 6.0087e-06 | 0.00012114 | 7.365e-06 | 2.0458e-05 | 5.2147e-06 | 9.4724e-05 | 3.318e-05
7364 | 2.077e-08 | 4.729e-05 | 3.2198e-05 | 6.3639e-06 | 0 | 2.8322e-05 | 3.0296e-05 | 1.3341e-05 | 3.7636e-05 | 1.1674e-05 | 9.5087e-06 | 3.0136e-05 | 2.3914e-06 | 8.5503e-05 | 7.519e-06 | 1.8951e-05 | 1.8421e-07 | 7.5244e-05 | 5.4055e-05
7365 | 0 | 1.8545e-05 | 1.2378e-05 | 0 | 0 | 1.1134e-05 | 1.1683e-05 | 3.8215e-06 | 1.2036e-05 | 1.0633e-05 | 0 | 1.6135e-05 | 9.9031e-07 | 2.4622e-05 | 7.5064e-06 | 9.2787e-06 | 0 | 5.4865e-05 | 3.0645e-05
7366 | 0 | 1.0051e-05 | 5.0149e-06 | 0 | 0 | 2.8967e-06 | 3.7351e-06 | 8.3423e-07 | 1.1937e-06 | 8.5272e-06 | 3.4645e-08 | 5.3422e-06 | 2.4894e-07 | 6.0599e-06 | 5.5564e-06 | 0 | 0 | 4.5962e-05 | 4.8825e-05
7367 | 0 | 3.34e-06 | 1.5559e-06 | 0 | 0 | 1.9484e-07 | 1.5053e-06 | 0 | 5.1161e-07 | 7.7869e-07 | 0 | 1.3279e-06 | 7.8737e-10 | 1.0733e-07 | 1.0874e-08 | 0 | 0 | 4.0975e-05 | 7.64e-05
7368 | 0 | 1.5417e-08 | 3.7181e-07 | 0 | 0 | 4.9771e-08 | 4.9924e-08 | 0 | 6.7556e-08 | 0 | 1.1548e-09 | 1.7755e-07 | 7.3369e-10 | 7.1447e-09 | 0 | 0 | 0 | 4.6845e-05 | 7.3743e-05
7369 | 0 | 5.6543e-07 | 4.144e-08 | 0 | 0 | 2.27e-07 | 0 | 0 | 1.2996e-07 | 0 | 0 | 3.5543e-07 | 8.7685e-10 | 1.0099e-10 | 0 | 0 | 0 | 5.0988e-05 | 7.7897e-05
7370 | 0 | 6.2236e-07 | 2.4475e-09 | 0 | 0 | 2.8086e-07 | 0 | 0 | 1.7172e-07 | 0 | 0 | 4.2674e-07 | 8.4106e-10 | 0 | 0 | 0 | 0 | 4.3517e-05 | 6.7675e-05
7371 | 0 | 6.2227e-07 | 1.4397e-10 | 0 | 0 | 2.712e-07 | 0 | 0 | 1.7106e-07 | 0 | 0 | 4.2567e-07 | 8.5895e-10 | 0 | 0 | 0 | 0 | 3.9878e-05 | 7.5898e-05
7372 | 0 | 2.0401e-07 | 0 | 0 | 0 | 3.9506e-08 | 0 | 0 | 1.0218e-07 | 0 | 0 | 3.3379e-08 | 7.8737e-10 | 0 | 0 | 0 | 0 | 3.7985e-05 | 7.3485e-05
7373 | 0 | 0 | 0 | 0 | 0 | 0 | 0 | 0 | 0 | 0 | 0 | 0 | 6.8001e-10 | 0 | 0 | 0 | 0 | 3.8165e-05 | 0.00011508
7374 | 2.0156e-07 | 2.4452e-08 | 3.8171e-09 | 1.0857e-08 | 0 | 6.2755e-08 | 6.4967e-09 | 8.2706e-08 | 1.0298e-08 | 2.2662e-08 | 5.7741e-10 | 1.1927e-08 | 4.4426e-08 | 4.1958e-08 | 2.7184e-10 | 0 | 3.1486e-07 | 4.1459e-05 | 9.6213e-05
7375 | 4.2133e-05 | 2.0618e-05 | 2.3509e-05 | 1.9199e-05 | 2.2343e-05 | 2.0201e-05 | 2.1163e-05 | 2.6737e-05 | 1.7524e-05 | 2.3175e-05 | 1.7576e-05 | 2.5695e-05 | 2.5496e-05 | 2.9812e-05 | 1.8514e-05 | 2.1651e-05 | 3.7034e-05 | 4.8238e-05 | 6.671e-05
7376 | 0.00018875 | 0.00012534 | 0.00015839 | 9.087e-05 | 0.00015893 | 0.00010328 | 0.00014351 | 0.00013607 | 0.0001164 | 0.0001504 | 0.00012979 | 0.00016813 | 0.00017585 | 0.00018001 | 0.00013715 | 0.00014719 | 0.00018726 | 3.966e-05 | 0.00010996
7377 | 0.00033442 | 0.00027689 | 0.0003149 | 0.0002018 | 0.00031986 | 0.00021632 | 0.00030654 | 0.0002819 | 0.00025146 | 0.00031662 | 0.00026221 | 0.00031636 | 0.00033515 | 0.00034399 | 0.00031167 | 0.00031091 | 0.00035676 | 2.9226e-05 | 5.632e-05
7378 | 0.00040948 | 0.0003612 | 0.00037087 | 0.00044179 | 0.00043628 | 0.00032189 | 0.00040193 | 0.00039025 | 0.00035558 | 0.00040533 | 0.00034137 | 0.00026488 | 0.00041208 | 0.00031387 | 0.00041537 | 0.00041187 | 0.00041883 | 2.1365e-05 | 6.5826e-05
7379 | 0.00044189 | 0.00042314 | 0.00042143 | 0.00061723 | 0.00051033 | 0.00039455 | 0.00046128 | 0.00044615 | 0.000433 | 0.00046041 | 0.00039467 | 0.00029859 | 0.0004702 | 0.00034511 | 0.00047497 | 0.00049566 | 0.00042657 | 1.6605e-05 | 1.0865e-05
7380 | 0.000485 | 0.00043865 | 0.0004338 | 0.00063118 | 0.00052648 | 0.00040815 | 0.00047474 | 0.00045737 | 0.00044908 | 0.00048039 | 0.0004271 | 0.00030891 | 0.00044913 | 0.00036004 | 0.00048814 | 0.00051526 | 0.00045765 | 1.6325e-05 | 2.4294e-05
7381 | 0.00045282 | 0.00042222 | 0.00040676 | 0.0005984 | 0.00048336 | 0.00039511 | 0.00043664 | 0.00045405 | 0.00042299 | 0.00043867 | 0.00040581 | 0.00030682 | 0.00037849 | 0.00037814 | 0.00044575 | 0.00047642 | 0.00045889 | 1.7075e-05 | 0.00011077
7382 | 0.00037297 | 0.00037007 | 0.00032624 | 0.00045679 | 0.0003845 | 0.00034622 | 0.00032637 | 0.00039022 | 0.00036118 | 0.00035008 | 0.00032669 | 0.00036202 | 0.00033227 | 0.00040007 | 0.00031449 | 0.00033977 | 0.0003879 | 2.1254e-05 | 0.000115
7383 | 0.0002418 | 0.00024521 | 0.00023759 | 0.00030637 | 0.00016905 | 0.00024158 | 0.00019622 | 0.00025893 | 0.00023139 | 0.00027175 | 0.00016907 | 0.00025693 | 0.00022324 | 0.00030801 | 0.00021656 | 0.00019107 | 0.00025424 | 3.2195e-05 | 9.8055e-05
7384 | 8.8699e-05 | 0.00010522 | 9.483e-05 | 0.00014619 | 5.5823e-05 | 0.0001012 | 8.4532e-05 | 0.00010442 | 9.233e-05 | 0.00012457 | 0.00011046 | 0.0001267 | 9.4521e-05 | 0.00015265 | 7.928e-05 | 0.00011141 | 8.0673e-05 | 4.3716e-05 | 8.1614e-05
7385 | 1.7874e-05 | 8.4312e-05 | 7.2366e-05 | 6.276e-05 | 5.4672e-06 | 3.569e-05 | 3.8126e-05 | 3.9469e-05 | 5.1091e-05 | 2.8089e-05 | 9.2588e-05 | 4.9293e-05 | 1.3693e-05 | 0.00013764 | 3.2048e-06 | 4.8057e-05 | 5.3381e-06 | 6.4006e-05 | 8.1239e-05
7386 | 1.7752e-05 | 8.9994e-05 | 7.0857e-05 | 7.6695e-05 | 0 | 5.9267e-05 | 4.265e-05 | 4.2673e-05 | 7.2975e-05 | 2.0498e-05 | 9.2116e-05 | 5.2018e-05 | 5.6598e-06 | 0.00013808 | 2.2001e-06 | 4.234e-05 | 3.214e-06 | 0.00010301 | 6.4041e-05
7387 | 1.651e-05 | 8.8315e-05 | 6.5624e-05 | 6.5811e-05 | 0 | 5.9962e-05 | 4.45e-05 | 4.3322e-05 | 8.6949e-05 | 1.6742e-05 | 6.462e-05 | 5.5284e-05 | 7.9764e-06 | 0.00013122 | 7.3469e-06 | 4.0424e-05 | 5.8308e-06 | 0.00011918 | 6.6853e-05
7388 | 1.2416e-05 | 5.6803e-05 | 3.142e-05 | 2.9851e-05 | 0 | 4.5891e-05 | 3.0857e-05 | 3.1104e-05 | 6.5933e-05 | 1.7887e-05 | 1.2437e-05 | 3.573e-05 | 6.2478e-06 | 9.3389e-05 | 7.4991e-06 | 1.8892e-05 | 6.0239e-06 | 0.00013173 | 4.8621e-05
7389 | 1.8864e-06 | 2.1487e-05 | 1.3269e-05 | 9.5695e-06 | 0 | 2.6627e-05 | 1.2683e-05 | 1.6967e-05 | 3.0539e-05 | 1.3238e-05 | 0 | 1.9395e-05 | 3.7795e-06 | 3.2898e-05 | 7.4973e-06 | 9.335e-06 | 5.5258e-06 | 0.00014479 | 4.3125e-05
7390 | 3.1909e-07 | 1.1182e-05 | 5.0898e-06 | 1.342e-06 | 0 | 9.7501e-06 | 4.088e-06 | 5.2014e-06 | 1.1043e-05 | 5.9758e-06 | 0 | 8.2594e-06 | 6.6182e-07 | 9.1801e-06 | 5.2302e-06 | 4.4821e-07 | 2.2723e-06 | 0.00016056 | 2.6714e-05
7391 | 4.4754e-08 | 5.3079e-06 | 1.1939e-06 | 0 | 0 | 1.7035e-06 | 1.2979e-06 | 1.7004e-06 | 4.1528e-06 | 9.6746e-07 | 0 | 2.1995e-06 | 4.8155e-08 | 1.0983e-06 | 2.5372e-08 | 0 | 0 | 0.00016849 | 9.5492e-06
7392 | 0 | 1.3575e-06 | 4.2465e-07 | 0 | 0 | 1.2867e-07 | 1.7919e-08 | 2.2847e-07 | 7.4134e-07 | 0 | 0 | 2.0942e-07 | 0 | 1.7114e-07 | 0 | 0 | 0 | 0.00017879 | 1.154e-06
7393 | 0 | 5.6543e-07 | 1.7164e-07 | 0 | 0 | 2.4863e-07 | 0 | 4.9576e-09 | 1.4339e-07 | 0 | 0 | 3.5801e-07 | 8.0527e-10 | 1.9721e-08 | 0 | 0 | 0 | 0.00018375 | 9.1691e-08
7394 | 0 | 6.2236e-07 | 3.7913e-09 | 0 | 0 | 2.8086e-07 | 0 | 0 | 1.8381e-07 | 0 | 0 | 4.304e-07 | 8.0527e-11 | 1.0314e-10 | 0 | 0 | 0 | 0.00019088 | 0
7395 | 0 | 6.2236e-07 | 0 | 0 | 0 | 2.7651e-07 | 0 | 0 | 1.8246e-07 | 0 | 0 | 4.3152e-07 | 0 | 1.2893e-11 | 0 | 0 | 0 | 0.00019878 | 0
7396 | 0 | 3.3855e-07 | 1.4397e-10 | 0 | 0 | 4.5453e-08 | 0 | 0 | 1.8209e-07 | 0 | 0 | 5.5272e-08 | 0 | 6.4463e-11 | 0 | 0 | 0 | 0.00020398 | 0
7397 | 0 | 0 | 0 | 0 | 0 | 0 | 0 | 0 | 3.0352e-08 | 0 | 0 | 6.4604e-10 | 0 | 2.7182e-09 | 0 | 0 | 0 | 0.00020153 | 0
7398 | 1.9344e-07 | 4.1958e-09 | 1.6005e-09 | 4.0945e-09 | 0 | 6.4593e-08 | 1.0591e-08 | 5.2401e-08 | 4.6741e-09 | 9.6352e-09 | 4.0419e-10 | 9.0984e-09 | 4.4947e-08 | 3.6467e-08 | 2.7184e-10 | 0 | 1.9889e-07 | 0.00019221 | 0
7399 | 4.1445e-05 | 6.4971e-06 | 1.769e-05 | 1.9624e-05 | 5.7259e-06 | 1.7043e-05 | 1.3376e-05 | 2.4209e-05 | 1.0026e-05 | 1.865e-05 | 1.2345e-05 | 5.8035e-06 | 3.182e-05 | 2.3005e-05 | 6.4781e-06 | 9.2993e-06 | 4.0444e-05 | 0.00018407 | 0
7400 | 0.00018459 | 6.6562e-05 | 8.8134e-05 | 9.0726e-05 | 7.3453e-05 | 6.7136e-05 | 7.3206e-05 | 0.00012877 | 6.4537e-05 | 3.9766e-05 | 9.9423e-05 | 4.3497e-05 | 0.00018142 | 8.4486e-05 | 9.0657e-05 | 8.0693e-05 | 0.00019779 | 0.00017215 | 2.4425e-09
7401 | 0.00032447 | 0.00012823 | 0.00020532 | 0.00015848 | 0.00021087 | 0.00013809 | 0.00020118 | 0.00024699 | 0.00018488 | 3.9109e-05 | 0.00018028 | 0.00012101 | 0.00034066 | 0.00012769 | 0.00023294 | 0.00020914 | 0.00035559 | 0.000174 | 2.6868e-08
7402 | 0.00041471 | 0.00018754 | 0.00027012 | 0.00013838 | 0.00023101 | 0.00018299 | 0.00027002 | 0.00029621 | 0.00023335 | 5.9466e-05 | 0.00017126 | 0.00020045 | 0.00038796 | 0.00013439 | 0.00027534 | 0.00024903 | 0.00044679 | 0.00021357 | 7.3276e-08
7403 | 0.00045165 | 0.00025633 | 0.00034927 | 0.00042994 | 0.00036882 | 0.0002328 | 0.00034528 | 0.00027919 | 0.00029458 | 0.00026122 | 0.0002446 | 0.00029646 | 0.000355 | 0.00020892 | 0.00035949 | 0.00036275 | 0.00032715 | 0.00022263 | 4.1201e-07
7404 | 0.0004049 | 0.00026085 | 0.00035774 | 0.00050781 | 0.00034307 | 0.00029587 | 0.00040238 | 0.00029755 | 0.00031394 | 0.00038797 | 0.0003318 | 0.00032239 | 0.00020219 | 0.0002653 | 0.00042088 | 0.00031088 | 0.00030379 | 0.00019994 | 7.2291e-05
7405 | 0.000381 | 0.00028792 | 0.00036443 | 0.0003949 | 0.00034816 | 0.00025676 | 0.0003781 | 0.00036482 | 0.00029272 | 0.00039202 | 0.00032655 | 0.00036969 | 0.00010286 | 0.00028668 | 0.00039581 | 0.0003512 | 0.00045905 | 0.00020397 | 4.4585e-05
7406 | 0.00034228 | 0.00029199 | 0.00031434 | 0.00034291 | 0.00029549 | 0.00021943 | 0.00031251 | 0.00032637 | 0.00026171 | 0.00033909 | 0.00030503 | 0.00031571 | 0.00024894 | 0.00025265 | 0.00037643 | 0.00036773 | 0.00036398 | 0.00020311 | 3.175e-05
7407 | 0.00020983 | 0.00022793 | 0.00019451 | 0.00026368 | 0.00024254 | 0.00016993 | 0.00021184 | 0.00022473 | 0.00018506 | 0.0002016 | 0.00021814 | 0.00023381 | 0.00024639 | 0.00019734 | 0.0002106 | 0.00027738 | 0.00023049 | 0.00015906 | 3.6541e-05
7408 | 7.819e-05 | 0.00011672 | 7.5608e-05 | 0.00011336 | 0.00010062 | 8.6882e-05 | 9.9347e-05 | 8.7765e-05 | 9.4573e-05 | 0.0001127 | 0.00013882 | 0.00011819 | 0.00010488 | 0.00012141 | 8.6966e-05 | 0.00012342 | 6.0634e-05 | 0.00014928 | 2.9429e-05
7409 | 1.9165e-05 | 8.0985e-05 | 7.1271e-05 | 6.1353e-05 | 4.0919e-06 | 3.6018e-05 | 3.726e-05 | 3.9682e-05 | 5.285e-05 | 3.0417e-05 | 9.2788e-05 | 4.655e-05 | 1.1718e-05 | 0.00013629 | 5.1671e-06 | 4.7856e-05 | 4.9408e-06 | 0.00015243 | 8.746e-05
7410 | 1.7749e-05 | 7.7163e-05 | 7.1319e-05 | 7.1738e-05 | 0 | 5.3822e-05 | 4.3031e-05 | 4.2553e-05 | 6.9233e-05 | 2.4345e-05 | 8.7578e-05 | 4.4924e-05 | 6.1006e-06 | 0.00012845 | 2.1983e-06 | 4.0497e-05 | 3.2089e-06 | 0.00016512 | 0.0001323
7411 | 1.6359e-05 | 5.497e-05 | 6.0981e-05 | 4.5715e-05 | 0 | 4.4382e-05 | 3.7416e-05 | 4.0361e-05 | 7.0914e-05 | 1.3345e-05 | 2.4857e-05 | 4.2507e-05 | 6.2638e-06 | 0.00010077 | 7.3233e-06 | 3.6428e-05 | 5.8163e-06 | 0.00015937 | 0.00019434
7412 | 9.2238e-06 | 2.5109e-05 | 2.3835e-05 | 1.9576e-05 | 0 | 2.5224e-05 | 2.0134e-05 | 2.3524e-05 | 4.5807e-05 | 1.0509e-05 | 2.9332e-07 | 2.5267e-05 | 3.4386e-06 | 4.174e-05 | 7.4701e-06 | 1.323e-05 | 6.0038e-06 | 0.0001414 | 0.00019633
7413 | 1.4065e-06 | 1.1199e-05 | 7.7984e-06 | 2.4613e-06 | 0 | 8.6256e-06 | 6.3712e-06 | 1.1935e-05 | 1.5946e-05 | 5.1957e-06 | 0 | 1.1582e-05 | 1.7418e-06 | 9.7849e-06 | 6.6383e-06 | 0 | 5.4634e-06 | 0.00011614 | 0.00019247
7414 | 1.2252e-07 | 5.3883e-06 | 3.3811e-06 | 0 | 0 | 2.4251e-06 | 2.186e-06 | 2.5956e-06 | 3.149e-06 | 1.9467e-07 | 5.1967e-08 | 3.136e-06 | 1.7208e-07 | 3.6711e-07 | 1.5241e-06 | 0 | 1.5772e-06 | 9.5625e-05 | 0.00016
7415 | 0 | 8.4932e-07 | 7.7994e-07 | 0 | 0 | 4.3164e-07 | 4.6128e-07 | 1.0724e-07 | 1.0548e-06 | 0 | 0 | 5.2931e-07 | 7.9632e-10 | 1.0099e-08 | 0 | 0 | 0 | 9.7128e-05 | 0.00013808
7416 | 0 | 3.6615e-08 | 5.8789e-08 | 0 | 0 | 2.0454e-09 | 0 | 1.6179e-08 | 1.577e-07 | 0 | 1.1548e-09 | 1.2724e-07 | 3.4e-10 | 9.8199e-09 | 0 | 0 | 0 | 0.00010362 | 0.00013126
7417 | 0 | 5.663e-07 | 2.1836e-09 | 0 | 0 | 2.267e-07 | 0 | 0 | 1.4318e-07 | 0 | 0 | 3.5719e-07 | 9.4843e-10 | 1.676e-10 | 0 | 0 | 0 | 0.000102 | 0.0001415
7418 | 0 | 6.2587e-07 | 2.3995e-11 | 0 | 0 | 6.6475e-08 | 0 | 0 | 1.8857e-07 | 0 | 0 | 4.2818e-07 | 5.1895e-10 | 0 | 0 | 0 | 0 | 0.00010651 | 0.00012197
7419 | 0 | 2.0366e-07 | 1.1998e-10 | 0 | 0 | 0 | 0 | 0 | 1.8821e-07 | 0 | 0 | 2.6846e-07 | 5.0106e-10 | 1.0744e-11 | 0 | 0 | 0 | 0.00010259 | 9.891e-05
7420 | 0 | 0 | 0 | 0 | 0 | 0 | 0 | 0 | 1.881e-07 | 0 | 0 | 6.4604e-10 | 8.1422e-10 | 0 | 0 | 0 | 0 | 7.5262e-05 | 0.0001169
7421 | 0 | 0 | 0 | 0 | 0 | 0 | 0 | 0 | 3.9424e-08 | 0 | 0 | 0 | 6.0843e-10 | 0 | 0 | 0 | 0 | 7.0016e-05 | 0.00011307
7422 | 7.7071e-08 | 7.2529e-09 | 1.4661e-09 | 3.0087e-08 | 0 | 4.2434e-08 | 1.8753e-09 | 6.6474e-08 | 1.1663e-08 | 9.7827e-09 | 3.4645e-10 | 1.4132e-08 | 8.7774e-09 | 2.1745e-08 | 9.238e-08 | 0 | 1.2184e-07 | 7.3093e-05 | 0.00011119
7423 | 2.1899e-05 | 1.7832e-05 | 1.0072e-05 | 2.6289e-05 | 1.5722e-05 | 2.1304e-05 | 1.1397e-05 | 2.4553e-05 | 1.1828e-05 | 1.3665e-05 | 7.7901e-06 | 1.6432e-05 | 2.0809e-05 | 1.3793e-05 | 7.3288e-06 | 1.2564e-05 | 1.9449e-05 | 7.064e-05 | 0.00011552
7424 | 0.00010165 | 9.4512e-05 | 0.00011991 | 0.00014519 | 7.4323e-05 | 9.2934e-05 | 0.00011856 | 0.0001109 | 6.9505e-05 | 8.5079e-05 | 0.00012963 | 8.182e-05 | 9.7352e-05 | 8.2401e-05 | 0.00013357 | 7.8214e-05 | 8.9637e-05 | 6.3192e-05 | 0.00011913
7425 | 0.00015068 | 0.00025331 | 0.00032567 | 0.00020421 | 0.00027798 | 0.0001627 | 0.00029962 | 0.00017043 | 0.00017112 | 0.00022135 | 0.00026933 | 0.00022946 | 0.00012191 | 0.0002093 | 0.00031543 | 0.00028574 | 0.00011242 | 6.4172e-05 | 0.00013443
7426 | 0.0001918 | 0.00036292 | 0.000397 | 0.00029647 | 0.00044286 | 0.00026193 | 0.00036841 | 0.00024249 | 0.00022382 | 0.00043727 | 0.00034938 | 0.00040461 | 0.0002533 | 0.00031063 | 0.00038218 | 0.00041108 | 0.00015656 | 6.3835e-05 | 0.00011906
7427 | 0.00022604 | 0.00041315 | 0.00042816 | 0.00048136 | 0.00051416 | 0.00036839 | 0.00042065 | 0.00037515 | 0.0002399 | 0.00051135 | 0.00040716 | 0.00047173 | 0.00041518 | 0.00039989 | 0.00044524 | 0.00048246 | 0.00021189 | 8.2237e-05 | 1.8164e-05
7428 | 0.0003477 | 0.00042172 | 0.00045467 | 0.00057728 | 0.00053176 | 0.00039766 | 0.00042687 | 0.00045333 | 0.00024482 | 0.00053129 | 0.00041457 | 0.00048194 | 0.00045692 | 0.0004231 | 0.00043048 | 0.00052157 | 0.00028087 | 9.9997e-05 | 1.925e-05
7429 | 0.00038971 | 0.00039847 | 0.00045201 | 0.00058879 | 0.00049263 | 0.0003929 | 0.00039245 | 0.00044203 | 0.00023076 | 0.00049793 | 0.00036552 | 0.00047585 | 0.00044852 | 0.00043957 | 0.00038752 | 0.00049131 | 0.00043434 | 0.00012102 | 2.0547e-05
7430 | 0.00032254 | 0.00033575 | 0.00041444 | 0.00049911 | 0.00039726 | 0.00034219 | 0.00031706 | 0.00037749 | 0.00020568 | 0.00042699 | 0.00034115 | 0.00043252 | 0.00038628 | 0.00043484 | 0.00037392 | 0.00040299 | 0.00034008 | 0.00014114 | 5.0066e-05
7431 | 0.00021402 | 0.00022796 | 0.00029726 | 0.00032872 | 0.0002618 | 0.00023733 | 0.00023376 | 0.00026941 | 0.00014353 | 0.00029478 | 0.0002436 | 0.00031094 | 0.00031232 | 0.00034183 | 0.00021021 | 0.00027716 | 0.0001956 | 0.00015854 | 6.6008e-05
7432 | 7.9512e-05 | 0.00011274 | 0.0001268 | 0.00014129 | 9.0899e-05 | 0.00010162 | 0.00010132 | 0.00010546 | 7.3778e-05 | 0.00013245 | 0.00014247 | 0.00013755 | 0.00013085 | 0.00016182 | 9.0852e-05 | 0.00012485 | 6.5531e-05 | 0.00017443 | 0.00017986
7433 | 1.7744e-05 | 8.6642e-05 | 7.1796e-05 | 6.2104e-05 | 5.8511e-06 | 3.6385e-05 | 3.9468e-05 | 3.8895e-05 | 4.2171e-05 | 3.204e-05 | 9.2475e-05 | 4.898e-05 | 1.3458e-05 | 0.00013662 | 7.3761e-06 | 4.8176e-05 | 5.7161e-06 | 0.0001935 | 0.00022497
7434 | 1.7704e-05 | 9.2062e-05 | 7.028e-05 | 7.6883e-05 | 0 | 5.9931e-05 | 4.3762e-05 | 4.245e-05 | 5.5883e-05 | 2.8719e-05 | 9.3639e-05 | 5.2752e-05 | 6.0487e-06 | 0.00013839 | 2.1965e-06 | 4.2344e-05 | 3.219e-06 | 0.00020946 | 0.00022982
7435 | 1.3084e-05 | 8.9259e-05 | 6.595e-05 | 6.2641e-05 | 0 | 5.9422e-05 | 4.149e-05 | 4.4628e-05 | 6.2841e-05 | 2.1265e-05 | 6.6088e-05 | 5.5613e-05 | 8.3466e-06 | 0.00013143 | 7.3288e-06 | 4.0849e-05 | 5.8508e-06 | 0.00022343 | 0.00020638
7436 | 6.1001e-06 | 5.4454e-05 | 3.3817e-05 | 2.8249e-05 | 0 | 4.1311e-05 | 2.8283e-05 | 2.981e-05 | 4.2677e-05 | 1.2108e-05 | 1.2744e-05 | 3.6277e-05 | 5.9558e-06 | 9.3468e-05 | 7.4792e-06 | 1.8942e-05 | 3.9591e-06 | 0.00022044 | 0.0002
7437 | 7.6738e-07 | 2.1621e-05 | 1.2865e-05 | 8.7985e-06 | 0 | 2.4789e-05 | 1.0591e-05 | 1.5058e-05 | 1.1435e-05 | 8.8411e-06 | 0 | 2.0096e-05 | 3.0646e-06 | 3.2608e-05 | 7.4737e-06 | 1.8858e-05 | 7.8137e-07 | 0.00020488 | 0.00020984
7438 | 1.9286e-08 | 1.1627e-05 | 4.7634e-06 | 4.2693e-07 | 0 | 8.0729e-06 | 3.1039e-06 | 4.5571e-06 | 2.3679e-06 | 4.4627e-06 | 0 | 8.7935e-06 | 9.2294e-07 | 8.636e-06 | 5.0453e-06 | 2.4135e-06 | 6.5114e-08 | 0.00019811 | 0.0002241
7439 | 0 | 5.4758e-06 | 1.2003e-06 | 0 | 0 | 1.2336e-06 | 1.0041e-06 | 9.6155e-07 | 8.4606e-07 | 6.1941e-07 | 0 | 2.3215e-06 | 2.805e-08 | 9.1864e-07 | 7.249e-08 | 0 | 0 | 0.00019816 | 0.0002232
7440 | 0 | 1.1955e-06 | 4.3537e-07 | 0 | 0 | 8.4202e-08 | 1.4835e-08 | 8.5804e-08 | 3.1247e-07 | 0 | 0 | 2.6269e-07 | 5.7264e-10 | 1.5247e-07 | 0 | 0 | 0 | 0.00018433 | 0.00022722
7441 | 0 | 5.6586e-07 | 2.065e-07 | 0 | 0 | 2.487e-07 | 0 | 0 | 1.4254e-07 | 0 | 0 | 3.5665e-07 | 1.7626e-09 | 2.7676e-08 | 0 | 0 | 0 | 0.00018963 | 0.000218
7442 | 0 | 6.2236e-07 | 8.8303e-09 | 0 | 0 | 2.8086e-07 | 0 | 0 | 1.8317e-07 | 0 | 0 | 4.2818e-07 | 5.0106e-10 | 3.8678e-11 | 0 | 0 | 0 | 0.00018035 | 0.00021178
7443 | 0 | 6.2192e-07 | 1.9196e-10 | 0 | 0 | 2.8067e-07 | 0 | 0 | 1.8286e-07 | 0 | 1.1548e-09 | 4.2861e-07 | 5.9053e-10 | 1.2893e-11 | 0 | 0 | 0 | 0.00018802 | 0.00019629
7444 | 0 | 2.4308e-07 | 0 | 0 | 0 | 1.9821e-07 | 0 | 0 | 1.8282e-07 | 0 | 0 | 3.5819e-08 | 1.1184e-09 | 3.6529e-11 | 0 | 0 | 0 | 0.00017393 | 0.00022381
7445 | 0 | 0 | 3.1194e-10 | 0 | 0 | 0 | 0 | 0 | 1.5199e-08 | 0 | 0 | 6.4604e-10 | 5.3685e-10 | 2.7075e-09 | 0 | 0 | 0 | 0.00017359 | 0.00022071
7446 | 1.5094e-07 | 2.3068e-08 | 2.258e-09 | 4.5637e-08 | 0 | 5.1238e-08 | 5.2424e-09 | 6.6392e-08 | 1.1984e-08 | 1.6272e-08 | 4.0419e-10 | 1.1255e-08 | 2.4744e-08 | 3.9221e-08 | 1.8453e-07 | 0 | 1.3167e-07 | 0.00016703 | 0.0002054
7447 | 4.2139e-05 | 2.0856e-05 | 2.0768e-05 | 4.7065e-05 | 2.1113e-05 | 2.7688e-05 | 2.0288e-05 | 3.0681e-05 | 2.6781e-05 | 2.2946e-05 | 1.553e-05 | 2.5067e-05 | 2.7496e-05 | 2.5341e-05 | 1.8383e-05 | 2.3449e-05 | 3.9743e-05 | 0.00014721 | 0.00018702
7448 | 0.00020358 | 0.00014188 | 0.00016335 | 0.00024956 | 0.00017144 | 0.0001609 | 0.00015483 | 0.00018312 | 0.00016726 | 0.00014703 | 0.00013812 | 0.00017253 | 0.00017336 | 0.00016334 | 0.00014821 | 0.00015034 | 0.00021632 | 0.00014197 | 0.00015371
7449 | 0.00036278 | 0.00031191 | 0.00033384 | 0.00045805 | 0.00033554 | 0.00031535 | 0.00033309 | 0.00035632 | 0.00034159 | 0.00032482 | 0.00028862 | 0.0003383 | 0.00030953 | 0.00033001 | 0.0003402 | 0.0003091 | 0.00039351 | 0.000132 | 0.00014479
7450 | 0.00046672 | 0.00039081 | 0.0004001 | 0.00059199 | 0.00045422 | 0.00040322 | 0.00043925 | 0.00045449 | 0.00041385 | 0.00044595 | 0.00039162 | 0.00040806 | 0.00040886 | 0.00036814 | 0.00046411 | 0.00042163 | 0.00050619 | 0.00010272 | 4.9298e-05
7451 | 0.00051685 | 0.00044782 | 0.00044236 | 0.00066407 | 0.00052575 | 0.00045698 | 0.0005032 | 0.00051758 | 0.0004706 | 0.00051281 | 0.00044509 | 0.00047604 | 0.00050187 | 0.00041753 | 0.00053277 | 0.00050523 | 0.00056072 | 0.00011081 | 1.8727e-05
7452 | 0.00052018 | 0.00046314 | 0.00048266 | 0.00068832 | 0.00054528 | 0.00048015 | 0.00051909 | 0.00053667 | 0.00048817 | 0.00053335 | 0.00046343 | 0.000505 | 0.00051747 | 0.00044017 | 0.00054568 | 0.000543 | 0.00056438 | 0.00016314 | 1.9717e-05
7453 | 0.00048045 | 0.00044301 | 0.00047712 | 0.00069166 | 0.00050135 | 0.00046828 | 0.00049711 | 0.00051511 | 0.00047068 | 0.00051291 | 0.00044086 | 0.00050012 | 0.0004805 | 0.00045274 | 0.000511 | 0.00052161 | 0.00051916 | 0.00015583 | 2.0628e-05
7454 | 0.00039682 | 0.00039649 | 0.00042911 | 0.00057423 | 0.00041597 | 0.00040318 | 0.00042072 | 0.0004401 | 0.0004007 | 0.00044946 | 0.00037921 | 0.00044847 | 0.00036809 | 0.00044378 | 0.00043087 | 0.00044767 | 0.00042544 | 0.00015222 | 2.2643e-05
7455 | 0.00025887 | 0.00027074 | 0.00029625 | 0.0003635 | 0.00028904 | 0.00026569 | 0.00027458 | 0.0002934 | 0.000256 | 0.00030819 | 0.00027498 | 0.00031062 | 0.00024334 | 0.00032685 | 0.00029346 | 0.00029838 | 0.00027488 | 0.00014491 | 0.00011772
7456 | 9.1277e-05 | 0.00011998 | 0.00012261 | 0.00014671 | 0.00010452 | 0.00010777 | 0.00010414 | 0.00010742 | 9.8284e-05 | 0.00013232 | 0.0001296 | 0.00013358 | 0.00010984 | 0.00015623 | 0.00010153 | 0.00012922 | 8.0064e-05 | 0.0001386 | 0.00021217
7457 | 1.9285e-05 | 8.5969e-05 | 7.2597e-05 | 6.0912e-05 | 3.5484e-06 | 3.6174e-05 | 3.8408e-05 | 3.673e-05 | 5.0847e-05 | 3.1649e-05 | 3.7691e-05 | 4.8217e-05 | 1.1296e-05 | 0.00013616 | 4.264e-06 | 4.7121e-05 | 4.6115e-06 | 0.00012937 | 0.00020807
7458 | 1.9901e-05 | 9.3121e-05 | 7.1775e-05 | 7.2277e-05 | 0 | 5.7328e-05 | 4.3916e-05 | 4.0198e-05 | 7.3062e-05 | 2.8727e-05 | 3.8902e-05 | 5.2603e-05 | 6.0316e-06 | 0.00013802 | 2.2001e-06 | 4.2372e-05 | 3.2245e-06 | 0.00014626 | 0.0002123
7459 | 1.8677e-05 | 9.225e-05 | 6.753e-05 | 6.3175e-05 | 0 | 5.8271e-05 | 4.6033e-05 | 4.1978e-05 | 8.8542e-05 | 2.2577e-05 | 4.4214e-05 | 5.6231e-05 | 8.5053e-06 | 0.00013134 | 7.3451e-06 | 4.0908e-05 | 5.853e-06 | 0.00013435 | 0.00019573
7460 | 1.1441e-05 | 6.0858e-05 | 3.585e-05 | 3.2701e-05 | 0 | 4.6271e-05 | 3.4831e-05 | 3.058e-05 | 7.094e-05 | 1.2108e-05 | 2.9579e-05 | 3.7088e-05 | 5.7691e-06 | 9.3573e-05 | 7.49e-06 | 1.9048e-05 | 6.0289e-06 | 0.00011184 | 0.00014394
7461 | 1.3798e-06 | 2.3847e-05 | 1.4606e-05 | 1.1899e-05 | 0 | 2.8065e-05 | 1.3424e-05 | 1.7338e-05 | 3.4115e-05 | 8.2423e-06 | 0 | 2.0641e-05 | 3.315e-06 | 3.3116e-05 | 7.4991e-06 | 1.8898e-05 | 5.5425e-06 | 6.4629e-05 | 0.00012092
7462 | 3.6162e-07 | 1.1964e-05 | 4.9227e-06 | 3.4766e-06 | 0 | 9.3942e-06 | 4.3295e-06 | 6.479e-06 | 1.2351e-05 | 4.5571e-06 | 0 | 9.1132e-06 | 7.9491e-07 | 8.896e-06 | 6.4516e-06 | 6.6871e-06 | 2.4804e-06 | 4.6076e-05 | 5.9722e-05
7463 | 1.3105e-07 | 5.6311e-06 | 1.3126e-06 | 4.9686e-08 | 0 | 1.629e-06 | 1.4423e-06 | 1.8644e-06 | 5.0227e-06 | 6.4301e-07 | 0 | 2.4964e-06 | 3.511e-08 | 8.8103e-07 | 2.1566e-07 | 0 | 0 | 3.9268e-05 | 6.6079e-05
7464 | 0 | 1.2261e-06 | 4.383e-07 | 0 | 0 | 8.5565e-08 | 1.2085e-07 | 7.4062e-07 | 7.9472e-07 | 0 | 0 | 2.9843e-07 | 7.6948e-10 | 1.8909e-07 | 0 | 0 | 0 | 3.2495e-05 | 6.5157e-05
7465 | 0 | 5.663e-07 | 2.1521e-07 | 0 | 0 | 2.5022e-07 | 9.5013e-09 | 7.2658e-07 | 1.4822e-07 | 0 | 0 | 3.6634e-07 | 2.3711e-09 | 7.4646e-08 | 0 | 0 | 0 | 3.1258e-05 | 7.8267e-05
7466 | 0 | 6.228e-07 | 1.0942e-08 | 0 | 0 | 2.8086e-07 | 0 | 7.0724e-07 | 1.851e-07 | 0 | 0 | 4.271e-07 | 9.4843e-10 | 4.7872e-08 | 0 | 0 | 0 | 2.997e-05 | 6.8684e-05
7467 | 0 | 6.2192e-07 | 1.4397e-10 | 0 | 0 | 2.8067e-07 | 0 | 7.0828e-07 | 1.8357e-07 | 0 | 0 | 4.2929e-07 | 9.3053e-10 | 4.7729e-08 | 0 | 0 | 0 | 3.2903e-05 | 4.6957e-05
7468 | 0 | 3.6764e-07 | 0 | 0 | 0 | 2.2745e-07 | 0 | 5.8555e-07 | 1.8303e-07 | 0 | 0 | 5.1252e-08 | 1.0021e-09 | 4.7821e-08 | 0 | 0 | 0 | 3.1928e-05 | 1.2813e-05
7469 | 0 | 0 | 1.1998e-10 | 0 | 0 | 1.5151e-08 | 0 | 0 | 7.0436e-08 | 0 | 1.1548e-09 | 6.4604e-10 | 7.6948e-10 | 4.7273e-08 | 0 | 0 | 0 | 3.0045e-05 | 2.7412e-05
7470 | 7.8345e-08 | 2.468e-08 | 1.8764e-09 | 1.463e-08 | 0 | 2.5981e-08 | 3.688e-09 | 3.9167e-08 | 5.1548e-09 | 9.5861e-09 | 3.4645e-10 | 8.5133e-09 | 2.1686e-08 | 3.8762e-08 | 1.8453e-07 | 0 | 9.0867e-08 | 3.1552e-05 | 3.034e-05
7471 | 3.6327e-05 | 1.841e-05 | 2.1733e-05 | 4.243e-05 | 1.818e-05 | 2.4237e-05 | 1.8538e-05 | 2.8048e-05 | 2.4337e-05 | 2.1687e-05 | 1.151e-05 | 2.436e-05 | 2.4709e-05 | 3.0298e-05 | 1.6725e-05 | 1.9061e-05 | 3.5515e-05 | 2.862e-05 | 2.3305e-05
7472 | 0.00018863 | 0.00013317 | 0.00016593 | 0.00023077 | 0.00016331 | 0.00014473 | 0.00014897 | 0.00017468 | 0.00015954 | 0.00014731 | 0.00011134 | 0.00017505 | 0.00017254 | 0.00018735 | 0.00014296 | 0.00013658 | 0.00019549 | 1.8049e-05 | 1.1364e-05
7473 | 0.0003359 | 0.00030376 | 0.00033931 | 0.00042965 | 0.00033033 | 0.00029226 | 0.00032521 | 0.00033047 | 0.00033296 | 0.00032628 | 0.00024182 | 0.00034481 | 0.00035868 | 0.00036522 | 0.00033182 | 0.00030285 | 0.00034895 | 1.2009e-05 | 2.3801e-05
7474 | 0.00043002 | 0.00037983 | 0.0003978 | 0.00055646 | 0.00044952 | 0.00037352 | 0.00042996 | 0.00042587 | 0.00040448 | 0.00044442 | 0.00033206 | 0.00042374 | 0.0004698 | 0.00039417 | 0.00044983 | 0.00041774 | 0.00039254 | 8.0105e-06 | 2.136e-05
7475 | 0.00046599 | 0.00043499 | 0.00044357 | 0.00061911 | 0.00051769 | 0.00041546 | 0.00048809 | 0.00048582 | 0.00045889 | 0.00050324 | 0.00039482 | 0.00047369 | 0.00052109 | 0.00042383 | 0.00051039 | 0.0004975 | 0.00039805 | 6.2416e-06 | 2.9772e-05
7476 | 0.00041586 | 0.00044966 | 0.0004671 | 0.00063851 | 0.00053787 | 0.00042977 | 0.00050351 | 0.00049948 | 0.00047341 | 0.0005159 | 0.00043537 | 0.00048896 | 0.00048032 | 0.00043967 | 0.00052663 | 0.00053461 | 0.00036254 | 5.8244e-06 | 2.6744e-05
7477 | 0.00036097 | 0.0004347 | 0.00046618 | 0.00063416 | 0.00049659 | 0.0004098 | 0.00047924 | 0.00047331 | 0.00045093 | 0.00048189 | 0.00044161 | 0.00047524 | 0.0003784 | 0.00043381 | 0.00049491 | 0.00050422 | 0.00028992 | 4.6502e-06 | 2.609e-05
7478 | 0.00025197 | 0.0003839 | 0.00041557 | 0.0005239 | 0.00040485 | 0.00035702 | 0.00040412 | 0.0003625 | 0.00037332 | 0.00034261 | 0.00038373 | 0.00039888 | 0.00041275 | 0.00036663 | 0.00041909 | 0.00042196 | 0.00016746 | 6.5811e-06 | 3.2543e-05
7479 | 0.00014271 | 0.00025936 | 0.00028373 | 0.00031062 | 0.00026927 | 0.00022476 | 0.00026236 | 0.00019769 | 0.00023748 | 0.00020901 | 0.00027405 | 0.00025237 | 0.00022902 | 0.00025754 | 0.00028534 | 0.00027901 | 8.8008e-05 | 8.9689e-06 | 2.9658e-05
7480 | 5.6593e-05 | 0.00011514 | 0.0001185 | 0.00011444 | 9.2809e-05 | 9.0339e-05 | 9.8849e-05 | 8.4057e-05 | 9.501e-05 | 0.00011248 | 0.00011512 | 0.00011229 | 9.2942e-05 | 0.00012608 | 9.5319e-05 | 0.00012188 | 3.0578e-05 | 9.051e-06 | 2.4285e-05
7481 | 1.8227e-05 | 8.4779e-05 | 7.5312e-05 | 6.1675e-05 | 2.9095e-06 | 3.4803e-05 | 3.5862e-05 | 3.7681e-05 | 5.1886e-05 | 2.9251e-05 | 2.8738e-05 | 4.7252e-05 | 1.0776e-05 | 0.00013641 | 3.8779e-06 | 4.6532e-05 | 3.9492e-06 | 9.1035e-06 | 2.6167e-05
7482 | 1.9888e-05 | 9.2546e-05 | 7.3908e-05 | 7.2136e-05 | 0 | 5.8175e-05 | 4.1989e-05 | 4.1458e-05 | 7.3914e-05 | 2.8715e-05 | 3.3537e-05 | 5.2455e-05 | 6.1404e-06 | 0.00013826 | 2.1965e-06 | 4.2372e-05 | 3.2323e-06 | 1.5333e-05 | 2.2848e-05
7483 | 1.8406e-05 | 9.1497e-05 | 6.7956e-05 | 6.2706e-05 | 0 | 5.9466e-05 | 4.3678e-05 | 4.2694e-05 | 8.8516e-05 | 2.212e-05 | 3.7339e-05 | 5.485e-05 | 8.5636e-06 | 0.00013107 | 7.3306e-06 | 4.1226e-05 | 5.8591e-06 | 1.1667e-05 | 2.1174e-05
7484 | 9.4518e-06 | 6.1265e-05 | 3.5512e-05 | 3.2619e-05 | 0 | 4.5885e-05 | 3.2059e-05 | 3.1726e-05 | 6.9403e-05 | 1.2077e-05 | 1.8846e-05 | 3.5949e-05 | 6.3958e-06 | 9.323e-05 | 7.4737e-06 | 1.8976e-05 | 2.6914e-06 | 8.0693e-06 | 1.3172e-05
7485 | 1.3605e-06 | 2.3385e-05 | 1.42e-05 | 1.1856e-05 | 0 | 2.8215e-05 | 1.3281e-05 | 1.6862e-05 | 3.3087e-05 | 8.8728e-06 | 1.5527e-06 | 2.027e-05 | 3.5845e-06 | 3.2668e-05 | 7.4828e-06 | 1.8898e-05 | 8.6985e-07 | 6.4052e-06 | 1.0062e-05
7486 | 3.4345e-07 | 1.2092e-05 | 4.8083e-06 | 3.5019e-06 | 0 | 9.223e-06 | 4.5341e-06 | 5.5923e-06 | 1.2375e-05 | 4.5079e-06 | 0 | 8.384e-06 | 6.6947e-07 | 8.8143e-06 | 6.2813e-06 | 5.0333e-06 | 7.5131e-08 | 5.7062e-06 | 1.1094e-05
7487 | 5.8848e-08 | 5.7731e-06 | 1.2633e-06 | 5.7966e-08 | 0 | 1.212e-06 | 1.6106e-06 | 1.722e-06 | 4.8992e-06 | 6.902e-07 | 0 | 2.6403e-06 | 2.2682e-08 | 8.4937e-07 | 7.9739e-08 | 0 | 0 | 9.7583e-06 | 2.6091e-05
7488 | 0 | 1.1239e-06 | 4.3499e-07 | 0 | 0 | 8.3596e-08 | 1.0335e-07 | 2.5221e-07 | 8.0629e-07 | 0 | 0 | 2.3976e-07 | 8.2316e-10 | 1.8245e-07 | 0 | 0 | 0 | 1.089e-05 | 4.4968e-05
7489 | 0 | 6.1238e-07 | 2.0694e-07 | 0 | 0 | 2.4931e-07 | 2.667e-09 | 2.2176e-08 | 1.5263e-07 | 0 | 0 | 3.8755e-07 | 1.9863e-09 | 7.3325e-08 | 0 | 0 | 0 | 9.494e-06 | 4.6954e-05
7490 | 0 | 6.2192e-07 | 8.3504e-09 | 0 | 0 | 2.8105e-07 | 0 | 0 | 1.844e-07 | 0 | 0 | 4.2782e-07 | 4.6527e-10 | 5.7544e-09 | 0 | 0 | 0 | 6.9321e-06 | 3.6852e-05
7491 | 0 | 6.2149e-07 | 0 | 0 | 0 | 2.8067e-07 | 0 | 0 | 1.8319e-07 | 0 | 0 | 4.2857e-07 | 7.6053e-10 | 3.8678e-11 | 0 | 0 | 0 | 9.154e-06 | 4.2959e-05
7492 | 0 | 2.2994e-07 | 0 | 0 | 0 | 2.1931e-07 | 0 | 0 | 1.8275e-07 | 0 | 0 | 5.4124e-08 | 9.0369e-10 | 0 | 0 | 0 | 0 | 1.1279e-05 | 7.0292e-05
7493 | 0 | 0 | 3.5993e-10 | 0 | 0 | 1.1931e-08 | 0 | 0 | 6.0444e-08 | 0 | 0 | 6.4604e-10 | 4.6527e-10 | 2.9116e-09 | 0 | 0 | 0 | 1.6372e-05 | 4.5207e-05
7494 | 1.0472e-08 | 2.8057e-08 | 1.6821e-09 | 3.8184e-09 | 0 | 9.4959e-09 | 2.1628e-09 | 5.4097e-09 | 2.8412e-08 | 4.1294e-09 | 3.4645e-10 | 5.9615e-09 | 3.6391e-08 | 2.8668e-08 | 1.3841e-07 | 0 | 8.2923e-09 | 2.5393e-05 | 4.9813e-05
7495 | 1.5244e-05 | 1.7787e-05 | 2.0724e-05 | 3.0533e-05 | 1.61e-05 | 1.8829e-05 | 1.6957e-05 | 1.9175e-05 | 2.2078e-05 | 1.0975e-05 | 1.3143e-05 | 1.9117e-05 | 2.6433e-05 | 2.1854e-05 | 1.4842e-05 | 1.9979e-05 | 1.6728e-05 | 2.8829e-05 | 5.9433e-05
7496 | 0.00010195 | 0.00011923 | 0.00016365 | 0.00018507 | 0.00014401 | 0.00011672 | 0.00013973 | 0.00013867 | 0.00014221 | 0.00012752 | 0.00012568 | 0.00014616 | 0.0001601 | 0.0001307 | 0.000133 | 0.000127 | 0.00012682 | 1.9846e-05 | 6.2454e-05
7497 | 0.00025382 | 0.00026923 | 0.00034557 | 0.00039646 | 0.00020027 | 0.00025166 | 0.00031242 | 0.0002729 | 0.00030313 | 0.00025285 | 0.00026902 | 0.0002862 | 0.00030521 | 0.00025369 | 0.0003134 | 0.00028185 | 0.00024186 | 1.2043e-05 | 0.00015981
7498 | 0.00035985 | 0.00034057 | 0.00041299 | 0.00052893 | 0.000387 | 0.00034101 | 0.00041265 | 0.0003556 | 0.00038154 | 0.00035149 | 0.0003494 | 0.00037532 | 0.00036571 | 0.0002742 | 0.00043071 | 0.00038108 | 0.00027695 | 1.2124e-05 | 0.00010121
7499 | 0.00037648 | 0.00039352 | 0.00047129 | 0.00060651 | 0.00048499 | 0.00039851 | 0.0004695 | 0.00038803 | 0.00042991 | 0.00035558 | 0.00040361 | 0.00042216 | 0.00038646 | 0.00027836 | 0.00049135 | 0.00046251 | 0.0002895 | 7.2502e-06 | 9.7048e-05
7500 | 0.00037565 | 0.00036468 | 0.00049012 | 0.00060286 | 0.00050152 | 0.00040009 | 0.00048132 | 0.00039996 | 0.00043814 | 0.00037241 | 0.00045209 | 0.00042994 | 0.00029029 | 0.00025718 | 0.00050658 | 0.00049653 | 0.0002995 | 9.0824e-06 | 0.00012724
7501 | 0.000283 | 0.00034652 | 0.00047427 | 0.0005755 | 0.00045657 | 0.00036739 | 0.00045504 | 0.00031899 | 0.00039482 | 0.00032481 | 0.00042411 | 0.00036773 | 0.00026105 | 0.00024429 | 0.00047496 | 0.00045341 | 0.0003444 | 1.2463e-05 | 0.00012714
7502 | 0.00022026 | 0.00027125 | 0.0004095 | 0.00046863 | 0.00029783 | 0.00029977 | 0.00037967 | 0.00025816 | 0.00030935 | 0.00021347 | 0.00036846 | 0.0003107 | 0.00027425 | 0.00016157 | 0.00039998 | 0.00032673 | 0.00020656 | 1.7739e-05 | 0.00013371
7503 | 0.00014093 | 0.00018903 | 0.00027646 | 0.0002843 | 0.00019785 | 0.00018452 | 0.00024477 | 0.00014068 | 0.00019075 | 0.00013006 | 0.00026366 | 0.00018603 | 0.00017194 | 9.6735e-05 | 0.00026495 | 0.00019651 | 8.1037e-05 | 1.6953e-05 | 0.00017482
7504 | 5.2304e-05 | 9.683e-05 | 0.00010755 | 9.9497e-05 | 8.6656e-05 | 7.5869e-05 | 8.8571e-05 | 5.3964e-05 | 7.7947e-05 | 7.1081e-05 | 0.00013048 | 0.00010662 | 7.8539e-05 | 7.3322e-05 | 8.2412e-05 | 8.5237e-05 | 1.8052e-05 | 1.7831e-05 | 0.0001645
7505 | 1.8003e-05 | 8.3691e-05 | 7.4607e-05 | 5.9103e-05 | 2.0648e-06 | 3.3526e-05 | 3.6452e-05 | 3.5102e-05 | 5.0613e-05 | 2.7053e-05 | 9.1552e-05 | 5.0067e-05 | 9.2166e-06 | 0.0001323 | 2.8435e-06 | 4.3588e-05 | 2.7863e-06 | 1.9748e-05 | 0.00012632
7506 | 1.9684e-05 | 9.2422e-05 | 7.2215e-05 | 7.1984e-05 | 0 | 5.9247e-05 | 4.3614e-05 | 3.9758e-05 | 7.2911e-05 | 2.8726e-05 | 9.3139e-05 | 5.2105e-05 | 5.4771e-06 | 0.00013466 | 2.1928e-06 | 4.2367e-05 | 3.2312e-06 | 3.4599e-05 | 0.00011542
7507 | 1.6474e-05 | 8.7351e-05 | 6.7263e-05 | 6.2454e-05 | 0 | 5.9845e-05 | 4.5539e-05 | 3.5375e-05 | 8.3365e-05 | 1.5529e-05 | 6.1838e-05 | 5.362e-05 | 5.7683e-06 | 0.00010357 | 7.336e-06 | 4.0916e-05 | 5.4735e-06 | 4.0216e-05 | 8.4036e-05
7508 | 6.5195e-06 | 4.7973e-05 | 3.3517e-05 | 3.2934e-05 | 0 | 4.5392e-05 | 3.3392e-05 | 2.3075e-05 | 6.2707e-05 | 1.1983e-05 | 1.3677e-05 | 3.4091e-05 | 3.6423e-06 | 2.8576e-05 | 7.4846e-06 | 1.8929e-05 | 1.4486e-06 | 2.8894e-05 | 9.8601e-05
7509 | 1.0117e-06 | 1.6223e-05 | 1.3071e-05 | 1.1908e-05 | 0 | 2.606e-05 | 1.3884e-05 | 1.2851e-05 | 2.7862e-05 | 5.5157e-06 | 1.1548e-09 | 1.893e-05 | 2.0592e-06 | 3.3919e-06 | 7.49e-06 | 6.8715e-06 | 3.2056e-07 | 2.045e-05 | 8.4958e-05
7510 | 8.6542e-08 | 1.0378e-05 | 4.6253e-06 | 3.553e-06 | 0 | 8.2887e-06 | 3.9561e-06 | 3.4991e-06 | 1.1214e-05 | 1.2978e-07 | 0 | 6.4379e-06 | 7.3548e-09 | 4.4168e-07 | 5.7757e-06 | 0 | 0 | 1.5466e-05 | 8.8206e-05
7511 | 0 | 4.3622e-06 | 1.2155e-06 | 5.7966e-08 | 0 | 1.1996e-06 | 1.1996e-06 | 1.2531e-06 | 3.6792e-06 | 0 | 0 | 1.231e-06 | 9.3053e-10 | 1.0844e-07 | 7.249e-08 | 0 | 0 | 1.3842e-05 | 7.3715e-05
7512 | 0 | 4.1958e-08 | 4.286e-07 | 0 | 0 | 7.6626e-08 | 2.0753e-08 | 1.0562e-07 | 8.4202e-07 | 0 | 0 | 4.1852e-07 | 8.0527e-10 | 1.9468e-09 | 0 | 0 | 0 | 1.3572e-05 | 5.1991e-05
7513 | 0 | 5.6499e-07 | 1.1822e-07 | 0 | 0 | 2.3545e-07 | 0 | 0 | 1.9538e-07 | 0 | 0 | 6.2271e-07 | 2.4248e-09 | 2.0413e-10 | 0 | 0 | 0 | 1.2231e-05 | 4.8754e-05
7514 | 0 | 6.2324e-07 | 0 | 0 | 0 | 2.8086e-07 | 0 | 0 | 1.8352e-07 | 0 | 1.1548e-09 | 5.3298e-07 | 7.3369e-10 | 0 | 0 | 0 | 0 | 1.1767e-05 | 4.971e-05
7515 | 0 | 6.2236e-07 | 1.1998e-10 | 0 | 0 | 2.8067e-07 | 0 | 0 | 1.971e-07 | 0 | 0 | 4.271e-07 | 4.8316e-10 | 4.5124e-10 | 0 | 0 | 0 | 9.6079e-06 | 6.2376e-05
7516 | 0 | 1.4891e-07 | 2.3995e-11 | 0 | 0 | 2.017e-07 | 0 | 0 | 2.0761e-08 | 0 | 0 | 4.7017e-08 | 5.3685e-10 | 2.3594e-09 | 0 | 0 | 0 | 1.2486e-05 | 8.1354e-05
7517 | 0 | 0 | 0 | 0 | 0 | 5.4922e-09 | 0 | 0 | 0 | 0 | 0 | 2.8354e-09 | 5.3685e-10 | 0 | 0 | 0 | 0 | 1.3632e-05 | 8.0873e-05
7518 | 5.2364e-08 | 1.0292e-08 | 1.2766e-09 | 5.1526e-09 | 0 | 7.7848e-09 | 2.8879e-09 | 4.2918e-08 | 9.2952e-09 | 7.1773e-09 | 4.0419e-10 | 7.4294e-09 | 1.4195e-08 | 3.1189e-08 | 1.3855e-07 | 0 | 1.8421e-08 | 1.5298e-05 | 9.9224e-05
7519 | 3.3162e-05 | 1.6296e-05 | 1.9165e-05 | 2.8437e-05 | 1.1315e-05 | 1.6618e-05 | 1.5519e-05 | 2.133e-05 | 1.3812e-05 | 1.6726e-05 | 1.2591e-05 | 1.8306e-05 | 2.373e-05 | 1.9473e-05 | 1.3931e-05 | 1.5851e-05 | 3.264e-05 | 1.3094e-05 | 0.00011374
7520 | 0.00017946 | 0.00011327 | 0.00014901 | 0.00016942 | 9.0048e-05 | 9.9635e-05 | 0.00012675 | 0.00013151 | 0.00010396 | 0.00012743 | 0.00011181 | 0.00013766 | 0.00013001 | 0.00015569 | 0.00012289 | 0.00011859 | 0.00017257 | 1.8295e-05 | 0.0001055
7521 | 0.00032529 | 0.00026834 | 0.00032578 | 0.00037811 | 0.00024826 | 0.00021493 | 0.00029103 | 0.00029168 | 0.00024425 | 0.00029977 | 0.00025085 | 0.00029646 | 0.00013732 | 0.0003367 | 0.00029551 | 0.0002636 | 0.00029615 | 2.5779e-05 | 9.9275e-05
7522 | 0.00041678 | 0.00034597 | 0.00039766 | 0.00048932 | 0.00043014 | 0.00029614 | 0.00039133 | 0.00040646 | 0.00032383 | 0.00041165 | 0.00033273 | 0.00037766 | 0.00029779 | 0.00033107 | 0.00041342 | 0.00037101 | 0.0004089 | 1.873e-05 | 0.00011537
7523 | 0.00042895 | 0.00039684 | 0.00045276 | 0.00052314 | 0.00055947 | 0.00032693 | 0.00045246 | 0.00046074 | 0.00035734 | 0.00042927 | 0.00038627 | 0.00043231 | 0.00025828 | 0.00031712 | 0.00047321 | 0.00044097 | 0.00042741 | 1.131e-05 | 0.00014965
7524 | 0.00043757 | 0.00039218 | 0.00044184 | 0.00052312 | 0.00057742 | 0.00033388 | 0.00046714 | 0.00041647 | 0.00035287 | 0.00032121 | 0.00042264 | 0.00035383 | 0.00019227 | 0.00028892 | 0.00048966 | 0.00048313 | 0.00041964 | 1.1329e-05 | 0.0001373
7525 | 0.00030481 | 0.00031514 | 0.00034439 | 0.00040091 | 0.00042421 | 0.00025056 | 0.00043055 | 0.00030538 | 0.00030247 | 0.00041027 | 0.0003988 | 0.00029877 | 0.00018881 | 0.00027687 | 0.00045987 | 0.00038292 | 0.0003697 | 1.1411e-05 | 0.00013045
7526 | 0.00030001 | 0.00023059 | 0.00024822 | 0.00033197 | 0.0002949 | 0.00017705 | 0.0003448 | 0.00026443 | 0.00024014 | 0.00033324 | 0.00033322 | 0.00028535 | 0.00017591 | 0.00019756 | 0.00037952 | 0.00030296 | 0.00020848 | 1.0697e-05 | 0.00015265
7527 | 0.00017654 | 0.00013786 | 0.00017225 | 0.00021554 | 0.0001725 | 0.00011871 | 0.0001894 | 0.00015019 | 0.0001643 | 0.00015754 | 0.0001946 | 0.00018619 | 8.2349e-05 | 0.00012374 | 0.00022989 | 0.00016142 | 0.00010342 | 1.0986e-05 | 0.00014859
7528 | 4.109e-05 | 8.5965e-05 | 9.3667e-05 | 0.00011546 | 9.5886e-05 | 7.0061e-05 | 7.0611e-05 | 5.4209e-05 | 6.7158e-05 | 7.71e-05 | 0.00010261 | 8.1341e-05 | 3.9817e-05 | 7.9793e-05 | 4.7745e-05 | 0.00010687 | 4.7538e-05 | 1.4454e-05 | 0.00017808
7529 | 1.7897e-05 | 8.4794e-05 | 7.4199e-05 | 6.0845e-05 | 3.8368e-06 | 3.4501e-05 | 3.5773e-05 | 3.4507e-05 | 4.9295e-05 | 2.5395e-05 | 9.0346e-05 | 4.399e-05 | 6.1839e-06 | 0.00013139 | 3.545e-06 | 4.8608e-05 | 3.9187e-06 | 2.281e-05 | 0.00015191
7530 | 1.9859e-05 | 9.2282e-05 | 7.1576e-05 | 6.8917e-05 | 0 | 5.437e-05 | 4.2695e-05 | 4.0775e-05 | 6.7016e-05 | 2.8308e-05 | 9.3319e-05 | 5.2454e-05 | 5.1555e-06 | 0.00013772 | 2.2019e-06 | 4.2445e-05 | 3.2329e-06 | 4.0128e-05 | 0.00015018
7531 | 1.8076e-05 | 8.3928e-05 | 6.5482e-05 | 5.4812e-05 | 0 | 4.8644e-05 | 4.3463e-05 | 4.0552e-05 | 7.2706e-05 | 2.0802e-05 | 6.3377e-05 | 5.2804e-05 | 4.615e-06 | 0.00012265 | 7.3487e-06 | 4.0569e-05 | 5.8591e-06 | 3.823e-05 | 9.5813e-05
7532 | 1.0315e-05 | 3.9466e-05 | 2.7287e-05 | 2.2731e-05 | 0 | 3.4863e-05 | 3.0441e-05 | 2.8032e-05 | 5.3217e-05 | 1.1015e-05 | 9.0131e-06 | 3.1757e-05 | 2.2752e-06 | 5.6925e-05 | 7.4955e-06 | 1.8773e-05 | 5.7979e-06 | 3.2359e-05 | 0.00010849
7533 | 1.3091e-06 | 1.4937e-05 | 1.0461e-05 | 3.0032e-06 | 0 | 1.799e-05 | 1.1734e-05 | 1.3723e-05 | 1.9272e-05 | 8.0371e-06 | 3.8686e-08 | 1.6738e-05 | 3.6633e-07 | 7.7042e-06 | 7.5118e-06 | 0 | 1.1542e-06 | 3.8965e-05 | 0.00010824
7534 | 9.5319e-08 | 8.7294e-06 | 3.7207e-06 | 2.1365e-06 | 0 | 4.7975e-06 | 3.8126e-06 | 4.2544e-06 | 4.3346e-06 | 3.3384e-06 | 3.4645e-08 | 5.4778e-06 | 3.7132e-08 | 1.8949e-06 | 4.6937e-06 | 0 | 6.5114e-08 | 4.4777e-05 | 8.4734e-05
7535 | 0 | 4.2174e-06 | 1.0293e-06 | 5.7966e-08 | 0 | 4.4309e-07 | 1.2099e-06 | 1.0579e-06 | 1.563e-06 | 0 | 0 | 9.8517e-07 | 7.3369e-10 | 3.5875e-07 | 3.987e-08 | 0 | 0 | 4.0659e-05 | 3.3527e-05
7536 | 0 | 2.4334e-07 | 2.8262e-07 | 0 | 0 | 7.4505e-08 | 2.5337e-08 | 1.0023e-07 | 8.4237e-07 | 0 | 0 | 2.2133e-07 | 6.979e-10 | 9.8317e-08 | 0 | 0 | 0 | 4.1756e-05 | 4.2913e-05
7537 | 0 | 4.3535e-07 | 2.5291e-08 | 0 | 0 | 2.3374e-07 | 0 | 0 | 2.1043e-07 | 0 | 0 | 3.6587e-07 | 7.1579e-10 | 4.1901e-10 | 0 | 0 | 0 | 4.6736e-05 | 4.8031e-05
7538 | 0 | 4.8046e-07 | 1.1998e-10 | 0 | 0 | 2.8067e-07 | 0 | 6.0219e-07 | 1.7179e-07 | 0 | 0 | 4.2818e-07 | 6.0843e-10 | 1.2893e-11 | 0 | 0 | 0 | 4.4283e-05 | 6.1425e-05
7539 | 0 | 4.7958e-07 | 0 | 0 | 0 | 9.0906e-08 | 0 | 4.9507e-07 | 1.8524e-07 | 0 | 0 | 4.2818e-07 | 6.6211e-10 | 0 | 0 | 0 | 0 | 3.5557e-05 | 9.9006e-05
7540 | 0 | 1.1694e-07 | 0 | 0 | 0 | 0 | 0 | 0 | 1.7092e-07 | 0 | 0 | 4.3428e-08 | 6.0843e-10 | 9.6695e-11 | 0 | 0 | 0 | 3.3223e-05 | 0.00016619
7541 | 0 | 3.9418e-09 | 2.3995e-10 | 0 | 0 | 0 | 0 | 0 | 8.7874e-08 | 0 | 0 | 6.4604e-10 | 5.5474e-10 | 2.5785e-11 | 0 | 0 | 0 | 3.9816e-05 | 0.00016208
7542 | 2.9177e-09 | 1.2001e-09 | 2.9514e-10 | 3.6344e-09 | 0 | 2.355e-09 | 1.5419e-09 | 1.2654e-09 | 9.7441e-09 | 0 | 1.559e-09 | 1.0229e-08 | 5.8516e-09 | 7.568e-09 | 4.6394e-08 | 0 | 3.2835e-09 | 3.7597e-05 | 0.00015493
7543 | 1.1298e-05 | 5.14e-06 | 3.0334e-06 | 5.9843e-06 | 3.541e-06 | 5.6477e-06 | 4.815e-06 | 8.5162e-06 | 8.3538e-06 | 7.7587e-06 | 2.8249e-06 | 5.978e-06 | 5.8845e-07 | 5.6594e-06 | 6.1804e-06 | 4.5506e-06 | 1.3337e-05 | 3.3732e-05 | 7.9047e-05
7544 | 3.9534e-05 | 3.801e-05 | 5.765e-05 | 5.8561e-05 | 4.8424e-05 | 4.1706e-05 | 4.4479e-05 | 6.1941e-05 | 5.6491e-05 | 4.609e-05 | 2.9215e-05 | 5.3895e-05 | 1.3451e-05 | 3.8895e-05 | 4.2676e-05 | 3.8361e-05 | 5.9029e-05 | 3.4538e-05 | 2.4141e-05
7545 | 0.00010653 | 0.00010589 | 0.00018961 | 0.00013011 | 0.00014728 | 8.567e-05 | 9.9522e-05 | 0.00010912 | 0.00010554 | 8.9728e-05 | 0.00010303 | 0.00015567 | 2.201e-05 | 8.219e-05 | 0.00010755 | 0.00013482 | 0.00015044 | 2.7421e-05 | 0.0001249
7546 | 0.00015825 | 0.00021942 | 0.00027371 | 0.00019518 | 0.00036225 | 0.00014508 | 0.00025432 | 0.00013407 | 0.00014393 | 0.00014235 | 0.00019751 | 0.00017174 | 6.1678e-05 | 0.00010376 | 0.00026871 | 0.00035169 | 0.00015593 | 1.7608e-05 | 0.00011074
7547 | 0.00019091 | 0.00029204 | 0.00030893 | 0.00025099 | 0.00045419 | 0.0002301 | 0.00040084 | 0.00014444 | 0.00024364 | 0.00012479 | 0.00036009 | 0.00014128 | 0.00010364 | 9.5388e-05 | 0.0004151 | 0.00034128 | 0.00014252 | 1.0958e-05 | 5.4544e-05
7548 | 0.00013282 | 0.00028711 | 0.00037962 | 0.00027235 | 0.00031496 | 0.00023129 | 0.00046458 | 0.00014009 | 0.00036655 | 0.00012369 | 0.00039331 | 0.00010524 | 0.00010272 | 9.3633e-05 | 0.00048029 | 0.00028281 | 0.00017758 | 8.8472e-06 | 4.5166e-05
7549 | 0.0001169 | 0.00031109 | 0.0003919 | 0.00020101 | 0.0003128 | 0.00018451 | 0.00043573 | 0.00013461 | 0.00036546 | 8.4509e-05 | 0.0003759 | 0.00011928 | 6.8358e-05 | 7.8385e-05 | 0.00045667 | 0.00035214 | 0.00015553 | 8.382e-06 | 8.5902e-05
7550 | 0.0001212 | 0.00027928 | 0.00037171 | 0.0001194 | 0.00043706 | 0.00012352 | 0.00035921 | 0.00011171 | 0.00031787 | 9.3338e-05 | 0.00033764 | 0.00013079 | 4.5118e-05 | 7.9023e-05 | 0.00038156 | 0.00034308 | 0.0001224 | 6.5432e-06 | 0.0001185
7551 | 5.9067e-05 | 0.00020694 | 0.00026266 | 9.1903e-05 | 0.00028228 | 0.00010995 | 0.00022774 | 5.8847e-05 | 0.00020723 | 0.00010411 | 0.00024017 | 0.00017954 | 2.5238e-05 | 8.8264e-05 | 0.00025434 | 0.00024012 | 8.0397e-05 | 5.598e-06 | 8.2996e-05
7552 | 1.5814e-05 | 0.00010348 | 0.00010818 | 8.95e-05 | 8.4445e-05 | 7.8522e-05 | 8.5355e-05 | 2.7859e-05 | 8.1894e-05 | 7.0152e-05 | 0.00012403 | 9.9519e-05 | 1.0328e-05 | 7.2262e-05 | 7.6913e-05 | 0.00010522 | 1.4259e-05 | 4.3676e-06 | 7.7168e-05
7553 | 1.4868e-05 | 8.1405e-05 | 7.3143e-05 | 4.7164e-05 | 2.3244e-06 | 3.013e-05 | 3.6659e-05 | 2.3278e-05 | 4.8836e-05 | 1.4494e-05 | 9.0016e-05 | 3.8774e-05 | 1.7289e-06 | 9.5693e-05 | 2.6177e-06 | 4.5483e-05 | 2.5165e-06 | 9.4963e-06 | 6.2633e-05
7554 | 6.5548e-06 | 8.0892e-05 | 6.9354e-05 | 3.5909e-05 | 0 | 4.121e-05 | 4.3439e-05 | 1.4157e-05 | 6.4885e-05 | 1.0907e-05 | 9.0225e-05 | 2.8664e-05 | 6.3208e-07 | 1.7207e-05 | 2.1928e-06 | 4.0694e-05 | 3.1472e-06 | 2.3915e-05 | 6.0726e-05
7555 | 5.1888e-07 | 6.5695e-05 | 5.8831e-05 | 1.0448e-05 | 0 | 2.9628e-05 | 3.964e-05 | 7.3411e-06 | 6.7056e-05 | 5.8618e-06 | 5.4001e-05 | 1.6546e-05 | 9.9982e-07 | 2.0815e-06 | 7.3215e-06 | 3.666e-05 | 1.2639e-06 | 4.0345e-05 | 7.4037e-05
7556 | 1.6814e-08 | 3.1778e-05 | 2.183e-05 | 2.1282e-06 | 0 | 1.5422e-05 | 2.5994e-05 | 1.8074e-06 | 4.7945e-05 | 1.0213e-06 | 1.5873e-06 | 6.7014e-06 | 6.4422e-10 | 4.6337e-07 | 7.49e-06 | 7.6218e-06 | 0 | 4.6716e-05 | 6.4457e-05
7557 | 0 | 1.3205e-05 | 6.5671e-06 | 2.1282e-06 | 0 | 5.2307e-06 | 9.949e-06 | 1.8137e-07 | 1.7441e-05 | 1.1085e-07 | 7.5063e-08 | 2.0421e-06 | 6.0843e-10 | 1.0642e-08 | 7.3958e-06 | 0 | 0 | 5.0847e-05 | 6.351e-05
7558 | 0 | 6.8439e-06 | 2.6188e-06 | 7.9497e-07 | 0 | 9.3526e-07 | 2.6518e-06 | 1.1556e-09 | 3.3144e-06 | 2.4088e-08 | 1.7322e-08 | 6.0239e-07 | 5.5474e-10 | 4.8347e-10 | 3.0518e-06 | 0 | 0 | 5.0097e-05 | 5.3304e-05
7559 | 0 | 1.1619e-06 | 7.2463e-07 | 8.2809e-09 | 0 | 5.8937e-08 | 1.0573e-06 | 0 | 1.2839e-06 | 2.1139e-08 | 1.1548e-09 | 9.5865e-08 | 6.8001e-10 | 0 | 3.4433e-08 | 0 | 0 | 4.838e-05 | 4.5744e-05
7560 | 0 | 2.6892e-08 | 5.5165e-08 | 0 | 0 | 0 | 0 | 0 | 4.5479e-07 | 1.7206e-08 | 0 | 3.7685e-09 | 6.4422e-10 | 0 | 0 | 0 | 0 | 3.5541e-05 | 3.7887e-05
7561 | 0 | 4.3578e-07 | 2.1116e-09 | 0 | 0 | 2.2689e-07 | 0 | 0 | 2.0846e-07 | 1.7206e-08 | 0 | 3.4326e-07 | 6.979e-10 | 0 | 0 | 0 | 0 | 3.2873e-05 | 3.5294e-05
7562 | 0 | 4.8221e-07 | 0 | 0 | 0 | 2.2556e-07 | 0 | 0 | 1.8331e-07 | 1.7206e-08 | 0 | 3.2697e-07 | 6.6211e-10 | 0 | 0 | 0 | 0 | 3.6396e-05 | 2.3959e-05
7563 | 0 | 2.9257e-07 | 2.3995e-11 | 0 | 0 | 1.7424e-08 | 0 | 0 | 1.9663e-07 | 1.6714e-08 | 0 | 0 | 6.4422e-10 | 0 | 0 | 0 | 0 | 3.8138e-05 | 3.5404e-05
7564 | 0 | 0 | 0 | 0 | 0 | 0 | 0 | 0 | 1.8242e-07 | 1.7206e-08 | 0 | 8.9727e-09 | 7.3369e-10 | 0 | 0 | 0 | 0 | 3.3637e-05 | 4.5478e-05
7565 | 0 | 0 | 0 | 0 | 0 | 0 | 0 | 0 | 5.9572e-08 | 1.6714e-08 | 0 | 1.2562e-08 | 6.8001e-10 | 0 | 0 | 0 | 0 | 3.6969e-05 | 5.1771e-05
7566 | 3.3183e-08 | 9.434e-09 | 9.6221e-10 | 3.6344e-09 | 0 | 8.0243e-09 | 1.4169e-09 | 9.3301e-09 | 7.5408e-09 | 1.0913e-08 | 3.4645e-10 | 5.8933e-09 | 1.0571e-08 | 3.125e-08 | 1.3855e-07 | 0 | 7.0985e-08 | 4.3185e-05 | 5.7252e-05
7567 | 2.8832e-05 | 1.1003e-05 | 1.5202e-05 | 1.0254e-05 | 1.3314e-05 | 1.3338e-05 | 1.166e-05 | 1.7703e-05 | 1.3585e-05 | 1.2882e-05 | 9.2685e-06 | 1.4594e-05 | 1.9792e-05 | 2.0581e-05 | 1.1109e-05 | 9.9961e-06 | 2.7993e-05 | 4.9387e-05 | 5.614e-05
7568 | 0.00016999 | 8.1651e-05 | 0.00012637 | 7.4593e-05 | 0.00011791 | 8.4245e-05 | 0.00010421 | 0.0001171 | 9.782e-05 | 0.00010855 | 9.7233e-05 | 0.00011861 | 0.00016278 | 0.00015114 | 0.00010728 | 7.7059e-05 | 0.00017142 | 4.9263e-05 | 7.7667e-05
7569 | 0.00031708 | 0.00020748 | 0.0002936 | 0.00020392 | 0.00027102 | 0.00018397 | 0.00025862 | 0.00026343 | 0.00022428 | 0.00027839 | 0.00022953 | 0.00026811 | 0.00033691 | 0.0003206 | 0.00027596 | 0.00019666 | 0.00032574 | 3.7902e-05 | 6.3211e-05
7570 | 0.00040855 | 0.0003098 | 0.00037198 | 0.00042706 | 0.00042981 | 0.0002771 | 0.00037307 | 0.00038465 | 0.000322 | 0.00038853 | 0.0003179 | 0.00035223 | 0.00044569 | 0.00034281 | 0.00038187 | 0.00034819 | 0.00040173 | 3.3173e-05 | 2.7955e-05
7571 | 0.00042584 | 0.00038678 | 0.00042784 | 0.00056549 | 0.00051685 | 0.00035616 | 0.00043738 | 0.00045302 | 0.00038996 | 0.00044636 | 0.00037917 | 0.00038996 | 0.00050736 | 0.00039013 | 0.00045486 | 0.00042808 | 0.00039464 | 3.4666e-05 | 2.0505e-05
7572 | 0.0004134 | 0.00040135 | 0.00044968 | 0.00059159 | 0.0005381 | 0.00038217 | 0.00045141 | 0.00045834 | 0.00038957 | 0.00046577 | 0.00039153 | 0.00038504 | 0.00051897 | 0.00040726 | 0.00047051 | 0.00046734 | 0.00037142 | 2.681e-05 | 2.6909e-05
7573 | 0.00029159 | 0.00037639 | 0.00043936 | 0.00053643 | 0.00050401 | 0.00035289 | 0.00042086 | 0.00040567 | 0.00035116 | 0.00043634 | 0.00037278 | 0.00039848 | 0.00048879 | 0.00041279 | 0.00044146 | 0.00044637 | 0.00034922 | 2.5309e-05 | 2.2324e-05
7574 | 0.00025141 | 0.00032005 | 0.00036651 | 0.00045569 | 0.00040822 | 0.00028898 | 0.00034386 | 0.00033992 | 0.00028805 | 0.00036601 | 0.00031362 | 0.00035767 | 0.00040908 | 0.00039175 | 0.00037129 | 0.0003625 | 0.00026441 | 2.2073e-05 | 2.1884e-05
7575 | 0.00017585 | 0.00021295 | 0.000243 | 0.00028223 | 0.00025794 | 0.00019166 | 0.00021589 | 0.00023087 | 0.00017584 | 0.00023626 | 0.00022099 | 0.00024702 | 0.00027603 | 0.00028694 | 0.00024454 | 0.00022991 | 0.00013399 | 2.4082e-05 | 8.9521e-06
7576 | 6.1346e-05 | 9.6383e-05 | 9.1967e-05 | 0.00011534 | 7.5093e-05 | 8.0049e-05 | 7.7758e-05 | 8.389e-05 | 7.0253e-05 | 0.00010171 | 0.00011628 | 9.9484e-05 | 0.00010288 | 0.00012621 | 6.854e-05 | 9.8985e-05 | 2.6088e-05 | 2.6028e-05 | 8.1407e-06
7577 | 1.8257e-05 | 8.3985e-05 | 6.8676e-05 | 5.5047e-05 | 1.9365e-06 | 3.4674e-05 | 3.5074e-05 | 3.5691e-05 | 4.5941e-05 | 2.8764e-05 | 8.9917e-05 | 4.5751e-05 | 9.2157e-06 | 0.00013356 | 2.3498e-06 | 4.4981e-05 | 3.4276e-06 | 2.8553e-05 | 3.2894e-06
7578 | 1.988e-05 | 9.0701e-05 | 6.9536e-05 | 7.1945e-05 | 0 | 5.8077e-05 | 4.2551e-05 | 4.1854e-05 | 6.5885e-05 | 2.8961e-05 | 8.4031e-05 | 5.2784e-05 | 6.3299e-06 | 0.00013743 | 2.2001e-06 | 4.2414e-05 | 3.2123e-06 | 4.5668e-05 | 2.1852e-06
7579 | 1.7601e-05 | 8.9006e-05 | 6.3961e-05 | 6.1556e-05 | 0 | 5.45e-05 | 4.2308e-05 | 4.3565e-05 | 7.7252e-05 | 2.1498e-05 | 6.4667e-05 | 5.3989e-05 | 8.98e-06 | 0.00012898 | 7.3233e-06 | 4.0807e-05 | 5.8352e-06 | 4.3895e-05 | 5.269e-06
7580 | 7.4581e-06 | 5.2809e-05 | 2.8462e-05 | 3.1488e-05 | 0 | 4.0041e-05 | 2.8942e-05 | 2.9946e-05 | 5.8784e-05 | 1.202e-05 | 7.7683e-06 | 3.4314e-05 | 8.1525e-06 | 9.167e-05 | 7.4864e-06 | 1.8945e-05 | 5.4417e-06 | 2.9707e-05 | 1.0022e-05
7581 | 8.2561e-07 | 2.0474e-05 | 1.1818e-05 | 1.1383e-05 | 0 | 2.3477e-05 | 1.2717e-05 | 1.7928e-05 | 2.3876e-05 | 8.9288e-06 | 5.5431e-08 | 1.9526e-05 | 5.3516e-06 | 3.2599e-05 | 7.4774e-06 | 1.0195e-05 | 1.3373e-06 | 2.4164e-05 | 1.0498e-05
7582 | 8.4811e-08 | 1.1335e-05 | 4.4957e-06 | 1.9115e-06 | 0 | 6.741e-06 | 3.8977e-06 | 5.0905e-06 | 9.225e-06 | 4.5143e-06 | 6.9289e-08 | 7.5595e-06 | 1.0616e-06 | 8.8113e-06 | 4.0015e-06 | 0 | 8.5149e-08 | 2.9753e-05 | 7.839e-06
7583 | 0 | 5.1855e-06 | 1.3411e-06 | 1.6562e-08 | 0 | 7.9655e-07 | 1.2251e-06 | 1.3139e-06 | 2.5629e-06 | 6.7299e-07 | 0 | 1.9709e-06 | 2.5599e-08 | 8.6249e-07 | 5.9804e-08 | 0 | 0 | 4.6426e-05 | 3.3701e-06
7584 | 0 | 6.03e-07 | 4.5896e-07 | 0 | 0 | 3.7802e-08 | 8.5845e-09 | 1.8769e-07 | 5.5097e-07 | 1.7697e-08 | 0 | 2.4131e-07 | 5.7264e-10 | 1.4749e-07 | 0 | 0 | 0 | 6.562e-05 | 4.4149e-07
7585 | 0 | 4.3535e-07 | 1.517e-07 | 0 | 0 | 2.2689e-07 | 0 | 3.4091e-09 | 1.5338e-07 | 1.7206e-08 | 0 | 3.6009e-07 | 1.709e-09 | 2.9305e-08 | 0 | 0 | 0 | 8.6876e-05 | 2.5262e-06
7586 | 0 | 4.809e-07 | 1.5501e-08 | 0 | 0 | 2.8105e-07 | 0 | 0 | 1.8301e-07 | 2.2613e-08 | 0 | 4.0987e-07 | 5.9948e-10 | 1.3537e-10 | 0 | 0 | 0 | 0.00010649 | 1.5324e-05
7587 | 0 | 4.8002e-07 | 0 | 0 | 0 | 2.8067e-07 | 0 | 0 | 1.8268e-07 | 2.0647e-08 | 0 | 4.2926e-07 | 4.4737e-10 | 1.2893e-11 | 0 | 0 | 0 | 0.00014271 | 2.311e-05
7588 | 0 | 1.4234e-07 | 0 | 0 | 0 | 1.6401e-07 | 0 | 0 | 1.8211e-07 | 1.7206e-08 | 0 | 8.8148e-08 | 8.679e-10 | 0 | 0 | 0 | 0 | 0.0001782 | 2.5144e-05
7589 | 0 | 0 | 1.1998e-10 | 0 | 0 | 0 | 0 | 0 | 7.4253e-08 | 1.7697e-08 | 0 | 4.7376e-09 | 6.4422e-10 | 2.9008e-09 | 0 | 0 | 0 | 0.00019379 | 3.8378e-05
7590 | 2.8633e-08 | 8.6719e-10 | 1.2646e-09 | 3.5884e-09 | 0 | 7.9817e-09 | 1.5586e-09 | 6.9655e-09 | 8.2407e-09 | 1.9762e-08 | 3.4645e-10 | 2.1484e-08 | 9.869e-09 | 2.7337e-08 | 4.6394e-08 | 0 | 1.1798e-08 | 0.00019634 | 4.0071e-05
7591 | 2.5517e-05 | 7.5159e-06 | 1.085e-05 | 1.7707e-05 | 1.2474e-05 | 1.9523e-05 | 9.7271e-06 | 1.7547e-05 | 9.9144e-06 | 1.2682e-05 | 9.0986e-06 | 8.6073e-06 | 2.0125e-05 | 1.578e-05 | 1.0806e-05 | 6.2892e-06 | 2.4195e-05 | 0.00017458 | 4.3812e-05
7592 | 0.0001474 | 8.6882e-05 | 0.00012751 | 0.00011579 | 0.0001035 | 9.6143e-05 | 0.0001079 | 0.00011469 | 0.00010223 | 9.7217e-05 | 9.9554e-05 | 7.7365e-05 | 0.00013728 | 9.9641e-05 | 0.0001041 | 9.2569e-05 | 0.00015229 | 0.00015307 | 4.0102e-05
7593 | 0.00028602 | 0.00023351 | 0.00030001 | 0.00030036 | 0.00029243 | 0.00022622 | 0.00026255 | 0.00024901 | 0.0002644 | 0.0002092 | 0.00022954 | 0.0002086 | 0.00028423 | 0.00023919 | 0.00026312 | 0.00024445 | 0.0003073 | 0.00011775 | 5.0305e-05
7594 | 0.00037995 | 0.0003171 | 0.00038434 | 0.00046499 | 0.00042326 | 0.00032583 | 0.00036924 | 0.00035466 | 0.00034913 | 0.00030256 | 0.00030763 | 0.00031386 | 0.00041173 | 0.00025377 | 0.00039323 | 0.00034957 | 0.00040857 | 8.2242e-05 | 4.28e-05
7595 | 0.00042289 | 0.00039069 | 0.00046278 | 0.00055201 | 0.0005347 | 0.0003888 | 0.00044049 | 0.00042646 | 0.00041346 | 0.00035723 | 0.00037599 | 0.00037604 | 0.00049537 | 0.00030991 | 0.00046508 | 0.00043387 | 0.00045811 | 6.613e-05 | 2.8345e-05
7596 | 0.0004297 | 0.00041481 | 0.000485 | 0.00058451 | 0.0005526 | 0.00040841 | 0.000459 | 0.00044516 | 0.00043385 | 0.00029766 | 0.00040151 | 0.00040762 | 0.00050608 | 0.00031864 | 0.00047454 | 0.0004841 | 0.00046466 | 6.5638e-05 | 1.9326e-05
7597 | 0.00040218 | 0.00039344 | 0.00046555 | 0.00057104 | 0.00051749 | 0.00039243 | 0.00043133 | 0.00042709 | 0.00041514 | 0.00031966 | 0.00038829 | 0.00042034 | 0.00046008 | 0.00030191 | 0.00044697 | 0.00047407 | 0.00042631 | 6.8915e-05 | 1.8522e-05
7598 | 0.00032214 | 0.00033364 | 0.0003839 | 0.00048791 | 0.00043023 | 0.00033951 | 0.0003581 | 0.00036128 | 0.00034558 | 0.00026715 | 0.00032674 | 0.00036535 | 0.00037298 | 0.00026611 | 0.00036703 | 0.00039617 | 0.00034171 | 6.8868e-05 | 1.4649e-05
7599 | 0.00019997 | 0.00022201 | 0.00025635 | 0.00030289 | 0.00027304 | 0.00022463 | 0.00022506 | 0.00023053 | 0.00021418 | 0.00021826 | 0.00022255 | 0.00025527 | 0.0002365 | 0.00019654 | 0.0002324 | 0.00025359 | 0.00020912 | 5.6753e-05 | 2.5328e-05
7600 | 6.6223e-05 | 9.8661e-05 | 9.7838e-05 | 0.00012043 | 8.0336e-05 | 8.8518e-05 | 8.0591e-05 | 8.0424e-05 | 8.0324e-05 | 0.0001016 | 0.00011886 | 0.00010315 | 8.7621e-05 | 0.00011268 | 6.8469e-05 | 0.00010549 | 5.5522e-05 | 5.1055e-05 | 3.0016e-05
7601 | 1.8186e-05 | 8.3157e-05 | 6.0031e-05 | 5.4795e-05 | 2.1119e-06 | 3.4751e-05 | 3.5147e-05 | 3.5512e-05 | 4.9625e-05 | 2.8907e-05 | 8.9442e-05 | 4.5596e-05 | 1.084e-05 | 0.00013329 | 2.5194e-06 | 4.5284e-05 | 3.9011e-06 | 7.1312e-05 | 2.6862e-05
7602 | 1.9856e-05 | 9.2401e-05 | 5.88e-05 | 7.2082e-05 | 0 | 5.9403e-05 | 4.2554e-05 | 4.1651e-05 | 6.9302e-05 | 2.8127e-05 | 9.3959e-05 | 5.2888e-05 | 6.3902e-06 | 0.0001382 | 2.1983e-06 | 4.241e-05 | 3.2062e-06 | 0.00010236 | 4.2936e-05
7603 | 1.8084e-05 | 9.0301e-05 | 5.6285e-05 | 6.098e-05 | 0 | 6.0158e-05 | 4.3726e-05 | 4.2716e-05 | 8.2788e-05 | 1.4057e-05 | 5.5318e-05 | 5.3363e-05 | 8.0921e-06 | 0.00012672 | 7.3269e-06 | 3.9932e-05 | 5.8252e-06 | 0.00010081 | 5.0897e-05
7604 | 1.0764e-05 | 5.4329e-05 | 3.0762e-05 | 3.2255e-05 | 0 | 4.5195e-05 | 2.9654e-05 | 2.9443e-05 | 6.1507e-05 | 1.1687e-05 | 7.2589e-06 | 3.355e-05 | 6.0215e-06 | 6.7754e-05 | 7.4919e-06 | 1.8976e-05 | 6.0044e-06 | 9.5982e-05 | 9.0811e-05
7605 | 1.4472e-06 | 2.1384e-05 | 1.3084e-05 | 1.1677e-05 | 0 | 2.6728e-05 | 1.2768e-05 | 1.6139e-05 | 2.5255e-05 | 7.3793e-06 | 4.6193e-09 | 1.853e-05 | 4.2495e-06 | 1.7057e-05 | 7.5027e-06 | 1.3762e-05 | 5.4679e-06 | 8.3833e-05 | 6.6092e-05
7606 | 2.7001e-07 | 1.166e-05 | 5.1526e-06 | 2.0955e-06 | 0 | 8.3855e-06 | 3.951e-06 | 4.7151e-06 | 1.0611e-05 | 9.1437e-07 | 5.1967e-08 | 6.5987e-06 | 1.0957e-06 | 2.5757e-06 | 3.6789e-06 | 0 | 1.4381e-06 | 8.5136e-05 | 6.6065e-05
7607 | 1.088e-08 | 5.2061e-06 | 1.156e-06 | 8.2809e-09 | 0 | 1.2939e-06 | 1.2318e-06 | 1.2534e-06 | 4.044e-06 | 0 | 1.1548e-09 | 1.4808e-06 | 3.0636e-08 | 5.5609e-07 | 3.8057e-08 | 0 | 0 | 8.0765e-05 | 6.561e-05
7608 | 0 | 1.2149e-06 | 4.5298e-07 | 0 | 0 | 8.4959e-08 | 1.3919e-08 | 1.8704e-07 | 6.491e-07 | 2.0155e-08 | 0 | 2.0286e-07 | 8.4106e-10 | 1.0391e-07 | 0 | 0 | 0 | 6.7916e-05 | 4.8203e-05
7609 | 0 | 4.3578e-07 | 1.4815e-07 | 0 | 0 | 2.4689e-07 | 0 | 4.6225e-09 | 1.5324e-07 | 0 | 0 | 3.6214e-07 | 1.7448e-09 | 4.1256e-10 | 0 | 0 | 0 | 6.2002e-05 | 4.9611e-05
7610 | 0 | 4.809e-07 | 8.0864e-09 | 0 | 0 | 2.8086e-07 | 0 | 0 | 1.8348e-07 | 2.0647e-08 | 0 | 4.289e-07 | 8.5895e-10 | 6.4463e-11 | 0 | 0 | 0 | 6.4508e-05 | 2.906e-05
7611 | 0 | 4.8002e-07 | 1.1998e-10 | 0 | 0 | 2.8086e-07 | 0 | 0 | 1.8272e-07 | 1.8189e-08 | 0 | 4.3371e-07 | 8.4106e-10 | 0 | 0 | 0 | 0 | 6.4862e-05 | 1.7686e-05
7612 | 0 | 1.5679e-07 | 0 | 0 | 0 | 1.1799e-07 | 0 | 0 | 1.826e-07 | 1.8681e-08 | 0 | 5.3908e-08 | 8.679e-10 | 0 | 0 | 0 | 0 | 7.1605e-05 | 4.4917e-06
7613 | 0 | 0 | 1.1998e-10 | 0 | 0 | 0 | 0 | 0 | 7.5384e-08 | 2.6054e-08 | 0 | 0 | 1.1095e-09 | 0 | 0 | 0 | 0 | 6.9722e-05 | 1.2269e-05
7614 | 1.3525e-08 | 6.9638e-09 | 7.6065e-10 | 3.4504e-09 | 0 | 3.1419e-09 | 1.4335e-09 | 3.1261e-08 | 7.2333e-09 | 1.1897e-08 | 3.4645e-10 | 5.8251e-09 | 1.1466e-08 | 2.6533e-08 | 9.2244e-08 | 0 | 1.7085e-08 | 7.1477e-05 | 1.394e-05
7615 | 2.0571e-05 | 1.2463e-05 | 1.2169e-05 | 1.8229e-05 | 1.0749e-05 | 1.3589e-05 | 1.2348e-05 | 2.0217e-05 | 1.0948e-05 | 1.59e-05 | 8.7183e-06 | 1.395e-05 | 1.6723e-05 | 1.7729e-05 | 1.05e-05 | 6.9898e-06 | 1.2009e-05 | 7.2065e-05 | 2.4767e-05
7616 | 0.00012879 | 9.8963e-05 | 0.00012026 | 0.00016767 | 0.00011242 | 9.1543e-05 | 0.0001108 | 0.00013472 | 9.1245e-05 | 0.00011176 | 9.6199e-05 | 0.00011427 | 0.00013597 | 0.00013075 | 0.00010611 | 6.3365e-05 | 9.0557e-05 | 6.6148e-05 | 3.1229e-05
7617 | 0.00024915 | 0.00025097 | 0.00029808 | 0.00035195 | 0.00030396 | 0.00020492 | 0.00027185 | 0.00028787 | 0.00021861 | 0.00027329 | 0.00022859 | 0.00026974 | 0.00028559 | 0.00027345 | 0.00027024 | 0.00017692 | 0.00015831 | 5.3681e-05 | 3.9291e-05
7618 | 0.00034787 | 0.00033139 | 0.00036556 | 0.00048708 | 0.00044495 | 0.00027941 | 0.00037636 | 0.00038073 | 0.00030099 | 0.00038626 | 0.00031193 | 0.00035045 | 0.00038291 | 0.00031063 | 0.00039194 | 0.00035876 | 0.00020964 | 3.9959e-05 | 5.8507e-05
7619 | 0.00031869 | 0.00037695 | 0.00042505 | 0.00055097 | 0.00044098 | 0.00031339 | 0.00043793 | 0.00042109 | 0.0003502 | 0.00044901 | 0.00036577 | 0.00041215 | 0.000393 | 0.00035728 | 0.00045399 | 0.00043181 | 0.00020834 | 3.6682e-05 | 7.5161e-05
7620 | 0.00023561 | 0.00036692 | 0.00044212 | 0.00055273 | 0.00053606 | 0.00030318 | 0.00043366 | 0.00040514 | 0.00034333 | 0.00046953 | 0.00039762 | 0.00042409 | 0.00037965 | 0.00038357 | 0.00046768 | 0.00046952 | 0.00017532 | 2.9624e-05 | 0.0001144
7621 | 0.00022719 | 0.00031955 | 0.000423 | 0.00045953 | 0.00048822 | 0.00027644 | 0.00040561 | 0.00034706 | 0.00029447 | 0.00042626 | 0.00037142 | 0.0004146 | 0.00031894 | 0.00037686 | 0.00043316 | 0.000436 | 0.0001512 | 2.2618e-05 | 0.00012684
7622 | 0.00019776 | 0.00025879 | 0.0003525 | 0.0003695 | 0.00037622 | 0.00022588 | 0.00030888 | 0.00029278 | 0.00022436 | 0.00030331 | 0.00029412 | 0.00035559 | 0.00026044 | 0.00032701 | 0.00033288 | 0.00034403 | 0.00015424 | 2.2488e-05 | 0.00014742
7623 | 0.00019006 | 0.00017563 | 0.00022416 | 0.00023937 | 0.00024155 | 0.00016427 | 0.0001783 | 0.00018853 | 0.0001456 | 0.00020824 | 0.00015728 | 0.0002242 | 0.00017325 | 0.00022637 | 0.00019805 | 0.00021764 | 9.2911e-05 | 2.2688e-05 | 0.00016907
7624 | 6.3292e-05 | 8.7065e-05 | 8.8607e-05 | 0.00010357 | 7.4644e-05 | 7.6208e-05 | 6.8067e-05 | 7.0282e-05 | 6.6128e-05 | 9.2306e-05 | 8.5199e-05 | 9.2529e-05 | 7.6296e-05 | 0.00010399 | 4.4278e-05 | 9.9433e-05 | 3.1037e-05 | 2.4097e-05 | 0.00014688
7625 | 1.6817e-05 | 8.3508e-05 | 5.9718e-05 | 5.4631e-05 | 4.3287e-06 | 3.2215e-05 | 3.3988e-05 | 3.5989e-05 | 4.5483e-05 | 2.8622e-05 | 8.9199e-05 | 4.51e-05 | 8.7618e-06 | 0.00010871 | 1.4982e-06 | 4.7088e-05 | 3.1194e-06 | 3.1705e-05 | 0.00011956
7626 | 1.8163e-05 | 9.1897e-05 | 5.9416e-05 | 7.2001e-05 | 0 | 5.5078e-05 | 4.1203e-05 | 4.0294e-05 | 6.3019e-05 | 2.937e-05 | 9.3645e-05 | 5.3458e-05 | 6.484e-06 | 0.00010542 | 2.1892e-06 | 3.692e-05 | 2.6613e-06 | 5.411e-05 | 0.0001129
7627 | 1.1528e-05 | 8.2812e-05 | 5.7138e-05 | 5.9003e-05 | 0 | 5.033e-05 | 3.965e-05 | 3.6205e-05 | 6.8894e-05 | 2.1594e-05 | 5.6375e-05 | 5.4721e-05 | 8.5917e-06 | 9.7416e-05 | 7.3034e-06 | 3.6927e-05 | 8.309e-07 | 5.3146e-05 | 0.00013318
7628 | 3.2872e-06 | 4.5613e-05 | 2.8891e-05 | 2.9041e-05 | 0 | 3.8255e-05 | 2.6707e-05 | 2.5661e-05 | 4.7168e-05 | 1.2006e-05 | 4.575e-06 | 3.5107e-05 | 7.1921e-06 | 6.5192e-05 | 7.4737e-06 | 1.8958e-05 | 5.0088e-08 | 4.811e-05 | 6.8073e-05
7629 | 3.5464e-06 | 1.675e-05 | 1.1454e-05 | 8.3798e-06 | 0 | 2.0109e-05 | 1.0491e-05 | 1.5308e-05 | 1.5023e-05 | 8.7779e-06 | 5.4854e-08 | 1.9782e-05 | 5.0066e-06 | 1.5309e-05 | 7.3288e-06 | 6.734e-06 | 0 | 4.293e-05 | 4.0902e-05
7630 | 3.5487e-06 | 1.0743e-05 | 4.3058e-06 | 4.1773e-07 | 0 | 5.8042e-06 | 2.8075e-06 | 3.7566e-06 | 4.4806e-06 | 4.4008e-06 | 5.1967e-08 | 7.9591e-06 | 1.093e-06 | 3.7069e-06 | 3.1461e-06 | 0 | 0 | 4.8867e-05 | 6.7731e-05
7631 | 1.7803e-07 | 4.7257e-06 | 1.0698e-06 | 0 | 0 | 5.0485e-07 | 1.0361e-06 | 7.7368e-07 | 1.2827e-06 | 6.5529e-07 | 1.1548e-09 | 2.0783e-06 | 3.0895e-08 | 6.6454e-07 | 2.5372e-08 | 0 | 0 | 5.9835e-05 | 5.427e-05
7632 | 0 | 9.3259e-07 | 5.2166e-07 | 0 | 0 | 6.0566e-08 | 0 | 9.4472e-08 | 3.1304e-07 | 1.8189e-08 | 0 | 2.365e-07 | 7.8737e-10 | 1.587e-07 | 0 | 0 | 0 | 4.7129e-05 | 4.7472e-05
7633 | 0 | 1.3317e-06 | 1.2679e-07 | 0 | 0 | 2.2833e-07 | 0 | 0 | 1.3889e-07 | 1.7206e-08 | 0 | 3.6121e-07 | 8.0527e-10 | 3.2872e-08 | 0 | 0 | 0 | 4.8146e-05 | 0.00014155
7634 | 0 | 1.1633e-06 | 2.0876e-09 | 0 | 0 | 2.3351e-07 | 0 | 0 | 1.9707e-07 | 2.5071e-08 | 0 | 4.3299e-07 | 6.8001e-10 | 2.3594e-09 | 0 | 0 | 0 | 4.5569e-05 | 0.00016166
7635 | 0 | 4.6425e-07 | 1.4397e-10 | 0 | 0 | 2.195e-07 | 0 | 0 | 1.8242e-07 | 1.7206e-08 | 0 | 4.2933e-07 | 5.3685e-10 | 2.3636e-11 | 0 | 0 | 0 | 4.8885e-05 | 0.00015687
7636 | 0 | 4.8177e-09 | 0 | 0 | 0 | 1.0795e-08 | 0 | 0 | 1.822e-07 | 1.7206e-08 | 0 | 4.5043e-08 | 5.3685e-10 | 0 | 0 | 0 | 0 | 5.3067e-05 | 0.00010013
7637 | 0 | 0 | 0 | 0 | 0 | 0 | 0 | 0 | 6.0962e-08 | 2.6054e-08 | 0 | 1.2921e-09 | 7.7843e-10 | 3.8678e-11 | 0 | 0 | 0 | 5.558e-05 | 0.00011951
7638 | 7.5415e-09 | 6.2192e-10 | 5.6869e-10 | 5.8887e-09 | 0 | 3.9014e-09 | 1.6002e-09 | 3.945e-08 | 1.15e-08 | 1.7206e-08 | 3.4645e-10 | 6.3491e-09 | 9.1935e-09 | 1.9753e-08 | 9.238e-08 | 0 | 6.4557e-09 | 6.1414e-05 | 0.00013191
7639 | 2.7881e-05 | 1.1762e-05 | 7.0309e-06 | 1.6843e-05 | 5.8798e-06 | 1.4307e-05 | 6.6259e-06 | 1.749e-05 | 1.1776e-05 | 5.9252e-06 | 3.2505e-06 | 7.2973e-06 | 5.7192e-06 | 1.0118e-05 | 4.9462e-06 | 3.7663e-06 | 2.8156e-05 | 7.8331e-05 | 0.00011157
7640 | 0.00011653 | 6.3536e-05 | 3.7763e-05 | 0.00012276 | 7.848e-05 | 7.4655e-05 | 5.1027e-05 | 9.8624e-05 | 7.7281e-05 | 7.2114e-05 | 4.5998e-05 | 4.606e-05 | 4.9142e-05 | 8.8044e-05 | 4.1144e-05 | 6.168e-05 | 7.39e-05 | 6.2678e-05 | 5.5522e-05
7641 | 0.00021626 | 0.00011015 | 0.00011143 | 0.00016685 | 6.3546e-05 | 0.00013387 | 0.00010109 | 0.00016424 | 0.00019464 | 0.00019646 | 4.984e-05 | 0.00010531 | 0.00015657 | 0.0002411 | 8.9606e-05 | 7.6232e-05 | 0.00021118 | 5.753e-05 | 1.8434e-05
7642 | 0.0002579 | 0.00014172 | 0.00019364 | 0.00018462 | 0.00017928 | 0.00013267 | 0.00012243 | 0.00024916 | 0.00022073 | 0.00027808 | 6.9707e-05 | 0.00022835 | 0.00032404 | 0.00025474 | 5.7781e-05 | 0.00017774 | 0.00021356 | 4.729e-05 | 2.6302e-05
7643 | 0.0002916 | 0.00016686 | 0.00024277 | 0.00021511 | 0.0003804 | 0.00015604 | 0.00014578 | 0.00031321 | 0.00019804 | 0.00024951 | 0.00010156 | 0.00036103 | 0.00042027 | 0.00019897 | 0.00010599 | 0.00027099 | 0.00018761 | 3.3849e-05 | 2.6163e-05
7644 | 0.00038937 | 0.00024434 | 0.0003082 | 0.00035737 | 0.00048977 | 0.00022931 | 0.00017324 | 0.00037676 | 0.00015117 | 0.00015049 | 0.00013806 | 0.00031721 | 0.00040333 | 0.00018357 | 0.00013657 | 0.00033014 | 0.00022425 | 2.0992e-05 | 3.9823e-06
7645 | 0.00033129 | 0.00025908 | 0.00014618 | 0.00044253 | 0.0003677 | 0.00029431 | 0.00013319 | 0.00024225 | 0.00011499 | 0.00011726 | 7.3268e-05 | 0.0001285 | 0.00044192 | 0.00017366 | 8.4868e-05 | 0.00036156 | 0.00035888 | 1.2054e-05 | 2.8639e-06
7646 | 0.00020366 | 0.00011207 | 5.266e-05 | 0.00016705 | 0.00010617 | 0.00016412 | 7.4091e-05 | 0.00013113 | 9.6404e-05 | 7.878e-05 | 6.4729e-05 | 4.9497e-05 | 0.00037163 | 0.00016214 | 7.6654e-05 | 9.6924e-05 | 0.00022084 | 5.4663e-06 | 5.518e-05
7647 | 0.00010485 | 2.8908e-05 | 2.918e-05 | 7.6237e-05 | 2.8418e-05 | 6.8152e-05 | 2.6613e-05 | 8.3363e-05 | 4.3593e-05 | 9.2347e-05 | 2.4328e-05 | 3.281e-05 | 0.00017341 | 0.00014 | 3.0668e-05 | 2.7976e-05 | 0.00010035 | 1.183e-05 | 3.6512e-05
7648 | 4.7791e-05 | 3.9212e-05 | 3.0736e-05 | 4.5108e-05 | 6.9957e-06 | 3.1422e-05 | 1.8363e-05 | 4.9372e-05 | 2.4846e-05 | 5.6967e-05 | 4.1494e-05 | 3.7563e-05 | 5.0864e-05 | 9.1258e-05 | 5.7312e-06 | 3.4758e-05 | 1.7916e-05 | 2.6492e-05 | 3.9439e-05
7649 | 1.8164e-05 | 7.5455e-05 | 5.8803e-05 | 4.9645e-05 | 2.1622e-07 | 3.1156e-05 | 2.0279e-05 | 3.4989e-05 | 4.23e-05 | 2.1509e-05 | 1.8432e-05 | 4.2108e-05 | 5.5666e-06 | 0.00012921 | 2.0347e-07 | 4.0111e-05 | 2.5243e-06 | 3.7303e-05 | 1.4348e-05
7650 | 2.2578e-05 | 5.0889e-05 | 4.1711e-05 | 4.86e-05 | 0 | 4.5551e-05 | 1.0129e-05 | 3.6906e-05 | 3.7958e-05 | 1.4862e-05 | 7.6564e-07 | 4.1901e-05 | 4.9617e-06 | 0.0001113 | 1.7724e-06 | 3.6775e-05 | 3.2368e-06 | 3.749e-05 | 3.5354e-06
7651 | 1.8683e-05 | 1.4985e-05 | 1.5258e-05 | 2.4844e-05 | 0 | 3.4994e-05 | 3.6118e-06 | 3.4271e-05 | 2.282e-05 | 1.0512e-05 | 0 | 2.7088e-05 | 7.3037e-06 | 7.2386e-05 | 2.8869e-06 | 6.8975e-06 | 5.8402e-06 | 3.2175e-05 | 2.5751e-07
7652 | 6.1942e-06 | 9.643e-06 | 3.7864e-06 | 6.7236e-06 | 0 | 1.3814e-05 | 1.1833e-06 | 1.7559e-05 | 1.1865e-05 | 3.4719e-06 | 0 | 1.2754e-05 | 7.0853e-06 | 2.1277e-05 | 0 | 0 | 1.5672e-06 | 2.2282e-05 | 7.2565e-07
7653 | 3.5289e-06 | 6.1063e-06 | 1.4049e-06 | 2.8155e-07 | 0 | 2.9582e-06 | 1.3589e-07 | 4.7553e-06 | 2.957e-06 | 8.5021e-07 | 0 | 4.2313e-06 | 5.6472e-06 | 4.2345e-06 | 0 | 0 | 0 | 1.7203e-05 | 2.7562e-07
7654 | 1.3055e-07 | 1.1238e-06 | 5.0841e-07 | 0 | 0 | 3.6749e-07 | 0 | 1.5673e-06 | 5.1183e-07 | 0 | 0 | 1.1237e-06 | 2.0492e-06 | 3.9996e-07 | 0 | 0 | 0 | 1.4967e-05 | 6.558e-08
7655 | 0 | 4.4411e-08 | 2.0293e-07 | 0 | 0 | 1.909e-08 | 0 | 2.5797e-07 | 4.7366e-07 | 0 | 0 | 2.5073e-07 | 3.2998e-08 | 9.3568e-08 | 0 | 0 | 0 | 1.5572e-05 | 0
7656 | 5.9343e-09 | 0 | 2.0636e-08 | 0 | 0 | 0 | 0 | 0 | 5.797e-08 | 1.6714e-08 | 0 | 1.066e-08 | 8.9474e-10 | 3.481e-09 | 0 | 0 | 0 | 1.7231e-05 | 2.5793e-07
7657 | 0 | 4.3535e-07 | 1.4397e-10 | 0 | 0 | 2.267e-07 | 0 | 0 | 1.3795e-07 | 0 | 0 | 3.4279e-07 | 1.1542e-09 | 6.4463e-11 | 0 | 0 | 0 | 1.8327e-05 | 6.5176e-07
7658 | 0 | 1.8439e-07 | 0 | 0 | 0 | 1.4015e-07 | 0 | 0 | 1.8251e-07 | 1.9664e-08 | 0 | 4.2674e-07 | 7.2474e-10 | 0 | 0 | 0 | 0 | 1.9798e-05 | 1.5617e-07
7659 | 5.9343e-09 | 0 | 0 | 0 | 0 | 0 | 0 | 0 | 1.9641e-07 | 1.8189e-08 | 0 | 1.6438e-07 | 5.3685e-10 | 0 | 0 | 0 | 0 | 2.6828e-05 | 1.0208e-05
7660 | 5.9343e-09 | 0 | 0 | 0 | 0 | 0 | 0 | 0 | 9.7017e-08 | 1.8681e-08 | 0 | 0 | 6.2632e-10 | 1.0744e-11 | 0 | 0 | 0 | 2.6477e-05 | 2.2793e-05
7661 | 0 | 0 | 0 | 0 | 0 | 0 | 0 | 0 | 0 | 1.8189e-08 | 1.1548e-09 | 0 | 6.979e-10 | 0 | 0 | 0 | 0 | 2.7592e-05 | 1.8752e-05
7662 | 9.0869e-09 | 6.044e-10 | 9.1182e-11 | 3.6344e-09 | 0 | 1.428e-09 | 1.5252e-09 | 9.1438e-10 | 2.631e-09 | 8.3571e-09 | 3.4645e-10 | 8.9727e-10 | 6.3929e-09 | 1.006e-08 | 1.3592e-10 | 0 | 2.7826e-09 | 2.1712e-05 | 2.3895e-05
7663 | 3.6855e-06 | 8.3432e-07 | 1.7813e-06 | 7.2188e-07 | 4.0113e-07 | 2.5386e-06 | 1.7754e-06 | 3.5564e-06 | 1.9105e-06 | 8.2739e-07 | 1.2646e-06 | 1.4212e-06 | 5.9126e-07 | 1.9653e-06 | 1.1405e-06 | 8.2515e-07 | 8.7207e-06 | 2.097e-05 | 2.6846e-05
7664 | 3.4775e-05 | 1.7011e-05 | 2.8414e-05 | 2.161e-05 | 1.0723e-05 | 1.9945e-05 | 4.0285e-05 | 3.7082e-05 | 2.8236e-05 | 4.7527e-05 | 2.5698e-05 | 3.0581e-05 | 1.7318e-05 | 3.2178e-05 | 3.6009e-05 | 2.2298e-05 | 4.4863e-05 | 2.6731e-05 | 1.6873e-05
7665 | 8.4551e-05 | 8.6354e-05 | 7.9659e-05 | 7.6576e-05 | 0.00018451 | 4.8833e-05 | 0.00010631 | 8.2824e-05 | 0.00010101 | 0.00016157 | 8.4686e-05 | 8.07e-05 | 4.5042e-05 | 8.1205e-05 | 9.617e-05 | 0.00017671 | 9.9771e-05 | 4.4197e-05 | 2.4851e-05
7666 | 5.2339e-05 | 0.00016783 | 0.00015846 | 9.1042e-05 | 0.00040617 | 0.00011299 | 0.00023528 | 9.3518e-05 | 0.0002026 | 0.00013182 | 0.0001333 | 7.6226e-05 | 0.00010263 | 0.0001061 | 0.00021628 | 0.00030161 | 8.7978e-05 | 4.0758e-05 | 3.7104e-05
7667 | 7.3101e-05 | 0.00026562 | 0.0001725 | 0.0001029 | 0.00035805 | 0.00014121 | 0.00034438 | 0.00013108 | 0.00028991 | 7.9965e-05 | 0.00020856 | 0.00013722 | 0.00016395 | 0.00012523 | 0.0002727 | 0.0002871 | 0.00021256 | 5.3945e-05 | 2.0999e-05
7668 | 9.3541e-05 | 0.00021221 | 0.00027825 | 0.00016097 | 0.00034212 | 0.00017065 | 0.00034002 | 0.00012976 | 0.0002698 | 0.00011498 | 0.00033004 | 0.00020654 | 9.0516e-05 | 0.00013084 | 0.00041121 | 0.00031296 | 0.00016456 | 3.9326e-05 | 5.2615e-05
7669 | 0.0001282 | 0.00025137 | 0.00028534 | 0.00015068 | 0.00033613 | 0.0001579 | 0.00039794 | 0.00017282 | 0.00026661 | 0.00025668 | 0.0003308 | 0.00017732 | 6.5478e-05 | 0.00014516 | 0.00041134 | 0.0004086 | 0.00023486 | 4.0181e-05 | 6.2965e-05
7670 | 0.00017816 | 0.00025902 | 0.00033046 | 0.00013367 | 0.00034888 | 0.0001061 | 0.000331 | 0.00014895 | 0.00024665 | 0.00023788 | 0.00030591 | 0.00021737 | 4.694e-05 | 0.00010876 | 0.00035178 | 0.00037909 | 0.00018875 | 3.5479e-05 | 9.8615e-05
7671 | 9.6785e-05 | 0.00018651 | 0.00023943 | 0.00012528 | 0.00023147 | 0.00010387 | 0.00020025 | 7.7154e-05 | 0.00014934 | 9.7266e-05 | 0.00020987 | 0.00015947 | 2.255e-05 | 6.6048e-05 | 0.00022287 | 0.00023692 | 8.1812e-05 | 3.3672e-05 | 9.3216e-05
7672 | 3.107e-05 | 9.2991e-05 | 9.4407e-05 | 7.8426e-05 | 7.3246e-05 | 6.3199e-05 | 7.0814e-05 | 3.5302e-05 | 6.148e-05 | 5.7006e-05 | 9.9106e-05 | 8.1388e-05 | 1.7951e-05 | 5.4752e-05 | 6.1551e-05 | 9.7918e-05 | 2.1533e-05 | 4.5458e-05 | 0.00015745
7673 | 1.1161e-05 | 7.7089e-05 | 6.8276e-05 | 2.4675e-05 | 1.0918e-06 | 2.1076e-05 | 3.4835e-05 | 2.4509e-05 | 4.4453e-05 | 1.6729e-05 | 9.3475e-05 | 3.8241e-05 | 3.4276e-06 | 0.00011536 | 1.6021e-06 | 4.405e-05 | 2.671e-06 | 5.4951e-05 | 0.00017617
7674 | 4.3421e-06 | 7.7467e-05 | 6.3171e-05 | 1.9818e-05 | 0 | 3.2297e-05 | 3.9019e-05 | 1.6215e-05 | 5.8306e-05 | 1.4679e-05 | 6.7498e-05 | 3.232e-05 | 3.0698e-06 | 5.6166e-05 | 2.1946e-06 | 3.4481e-05 | 3.1244e-06 | 6.7483e-05 | 0.00021686
7675 | 4.0007e-07 | 3.9124e-05 | 4.0118e-05 | 7.6046e-07 | 0 | 1.9223e-05 | 3.4542e-05 | 7.5602e-06 | 6.1037e-05 | 1.2245e-05 | 2.0534e-05 | 2.0587e-05 | 1.6148e-06 | 7.8608e-06 | 7.3523e-06 | 1.764e-05 | 2.8561e-06 | 8.0365e-05 | 0.00018702
7676 | 0 | 1.745e-05 | 9.4427e-06 | 0 | 0 | 7.9759e-06 | 2.001e-05 | 2.4841e-06 | 3.9029e-05 | 4.8493e-06 | 5.93e-07 | 8.5522e-06 | 5.358e-07 | 1.5314e-06 | 7.4882e-06 | 0 | 0 | 9.2153e-05 | 0.00012566
7677 | 0 | 9.8519e-06 | 4.4507e-06 | 0 | 0 | 1.4165e-06 | 5.2653e-06 | 1.891e-07 | 1.0898e-05 | 4.648e-07 | 0 | 3.3148e-06 | 6.6211e-10 | 5.9723e-08 | 4.6013e-06 | 0 | 0 | 9.6735e-05 | 5.3951e-05
7678 | 0 | 5.1354e-06 | 2.0396e-06 | 0 | 0 | 1.6218e-07 | 1.892e-06 | 3.2328e-07 | 2.1745e-06 | 1.8189e-08 | 0 | 6.7992e-07 | 7.1579e-10 | 7.8831e-08 | 7.2853e-07 | 0 | 0 | 9.7107e-05 | 2.3821e-05
7679 | 0 | 3.3422e-07 | 3.2967e-07 | 0 | 0 | 3.3711e-09 | 7.177e-07 | 3.1288e-08 | 1.1389e-06 | 1.6714e-08 | 0 | 1.0932e-07 | 8.0527e-10 | 2.0071e-08 | 0 | 0 | 0 | 9.2726e-05 | 1.5396e-05
7680 | 5.9343e-09 | 1.7519e-08 | 4.108e-08 | 0 | 0 | 0 | 0 | 0 | 2.2341e-07 | 1.7206e-08 | 0 | 8.9368e-09 | 8.4106e-10 | 0 | 0 | 0 | 0 | 8.8701e-05 | 7.7061e-05
7681 | 0 | 4.3622e-07 | 2.2556e-09 | 0 | 0 | 4.2101e-07 | 0 | 0 | 9.426e-10 | 1.7206e-08 | 0 | 3.4276e-07 | 8.2316e-10 | 0 | 0 | 0 | 0 | 8.454e-05 | 0.00010925
7682 | 0 | 4.1958e-07 | 1.6797e-10 | 0 | 0 | 1.9867e-07 | 0 | 0 | 1.3774e-07 | 2.5563e-08 | 0 | 3.1979e-07 | 7.6948e-10 | 0 | 0 | 0 | 0 | 7.137e-05 | 0.0001463
7683 | 5.9343e-09 | 0 | 0 | 0 | 0 | 0 | 0 | 0 | 1.8562e-07 | 1.6714e-08 | 0 | 0 | 6.6211e-10 | 0 | 0 | 0 | 0 | 5.2822e-05 | 0.00023424
7684 | 0 | 0 | 0 | 0 | 0 | 0 | 0 | 0 | 1.9634e-07 | 1.6714e-08 | 0 | 0 | 7.5158e-10 | 0 | 0 | 0 | 0 | 5.2522e-05 | 0.000216
7685 | 0 | 3.679e-09 | 1.1998e-10 | 0 | 0 | 0 | 0 | 0 | 1.8206e-07 | 1.7206e-08 | 0 | 0 | 7.8737e-10 | 0 | 0 | 0 | 0 | 5.4278e-05 | 0.00019576
7686 | 2.8188e-09 | 9.3026e-09 | 6.6227e-10 | 3.6344e-09 | 0 | 1.4943e-09 | 1.5252e-09 | 9.3894e-10 | 6.6765e-08 | 2.5071e-08 | 1.559e-09 | 3.948e-09 | 6.129e-09 | 8.2118e-09 | 9.238e-08 | 0 | 5.5096e-09 | 6.9693e-05 | 0.00012483
7687 | 7.3767e-06 | 9.6489e-06 | 1.2245e-05 | 8.7368e-06 | 1.0399e-05 | 8.213e-06 | 1.0752e-05 | 6.6901e-06 | 1.2185e-05 | 4.2735e-06 | 1.0457e-05 | 1.0031e-05 | 9.955e-07 | 4.9498e-06 | 1.0734e-05 | 1.0678e-05 | 9.3813e-06 | 6.9827e-05 | 6.8627e-05
7688 | 8.8373e-05 | 9.8448e-05 | 0.00010078 | 0.00013934 | 0.00014073 | 8.5669e-05 | 8.9885e-05 | 0.00010273 | 0.0001019 | 6.604e-05 | 5.6529e-05 | 0.00011712 | 2.4945e-05 | 8.3651e-05 | 9.0577e-05 | 0.0001063 | 8.9911e-05 | 7.2869e-05 | 3.7764e-05
7689 | 0.00027147 | 0.00023245 | 0.00022745 | 0.00033505 | 0.00032289 | 0.00021262 | 0.00018903 | 0.00025418 | 0.00021748 | 0.00024384 | 0.00015488 | 0.00026452 | 0.00012102 | 0.00023631 | 0.00017448 | 0.00023389 | 0.0002662 | 7.3638e-05 | 4.9321e-06
7690 | 0.00034605 | 0.00026823 | 0.00035706 | 0.00048541 | 0.00043153 | 0.00028824 | 0.00030799 | 0.00036484 | 0.00027966 | 0.00029574 | 0.0002508 | 0.00019926 | 0.00017568 | 0.00018754 | 0.00035978 | 0.00028699 | 0.00036106 | 4.9961e-05 | 3.9718e-06
7691 | 0.00041313 | 0.00037628 | 0.00037353 | 0.00046674 | 0.00052625 | 0.00030547 | 0.00035211 | 0.00041907 | 0.00035864 | 0.00019508 | 0.00027479 | 0.00037608 | 0.00027254 | 0.00017844 | 0.0003764 | 0.00042622 | 0.00042687 | 3.2565e-05 | 4.1171e-06
7692 | 0.00039434 | 0.0003993 | 0.00032823 | 0.00053088 | 0.0005491 | 0.00035035 | 0.00032001 | 0.00043077 | 0.00035983 | 0.00015571 | 0.00022812 | 0.00040879 | 0.00022632 | 0.00026957 | 0.00032716 | 0.00044604 | 0.00039654 | 2.0839e-05 | 1.8255e-06
7693 | 0.00039186 | 0.00037155 | 0.00027422 | 0.00053558 | 0.00050126 | 0.00036004 | 0.0002632 | 0.00041315 | 0.00032523 | 0.00031589 | 7.8463e-05 | 0.00039564 | 0.00030482 | 0.00030852 | 0.00024233 | 0.000438 | 0.00042234 | 2.7441e-05 | 3.3642e-07
7694 | 0.00030925 | 0.00030963 | 0.00017692 | 0.00044742 | 0.00040815 | 0.00030264 | 0.00016223 | 0.00034759 | 0.00024236 | 0.00031796 | 1.5922e-05 | 0.00027261 | 0.00020333 | 0.00024505 | 4.8946e-05 | 0.00036153 | 0.00034424 | 3.6658e-05 | 1.0014e-06
7695 | 0.00018865 | 0.00019713 | 5.3697e-05 | 0.0002681 | 0.0002361 | 0.00019383 | 7.0004e-05 | 0.00021082 | 0.00013702 | 0.00014889 | 7.3283e-06 | 0.00010899 | 0.00011331 | 9.2054e-05 | 1.1534e-05 | 0.00021273 | 0.00020157 | 5.5477e-05 | 1.0741e-05
7696 | 5.9567e-05 | 8.1717e-05 | 1.9207e-05 | 0.00010413 | 4.8259e-05 | 7.5756e-05 | 2.1992e-05 | 6.8618e-05 | 5.113e-05 | 2.8346e-05 | 5.3117e-05 | 3.3125e-05 | 4.9018e-05 | 3.9952e-05 | 1.0045e-06 | 7.9954e-05 | 5.0058e-05 | 6.8486e-05 | 1.5975e-05
7697 | 1.733e-05 | 8.0808e-05 | 6.477e-05 | 5.3485e-05 | 6.2042e-07 | 3.3082e-05 | 3.2096e-05 | 3.451e-05 | 4.9478e-05 | 2.1585e-05 | 6.2739e-05 | 4.2203e-05 | 7.2523e-06 | 0.00012782 | 8.1551e-10 | 4.2764e-05 | 3.3779e-06 | 0.00011806 | 4.161e-06
7698 | 1.9563e-05 | 8.9255e-05 | 6.6072e-05 | 7.1848e-05 | 0 | 5.8399e-05 | 3.5666e-05 | 4.2113e-05 | 7.1303e-05 | 2.0062e-05 | 9.0572e-06 | 5.2761e-05 | 5.9292e-06 | 0.00012879 | 2.1983e-06 | 4.2393e-05 | 3.2067e-06 | 0.0001462 | 1.0845e-07
7699 | 1.6878e-05 | 8.7069e-05 | 5.391e-05 | 6.076e-05 | 0 | 5.4716e-05 | 2.981e-05 | 4.352e-05 | 6.8443e-05 | 1.3395e-05 | 6.5247e-07 | 5.2205e-05 | 6.6046e-06 | 6.5871e-05 | 7.3469e-06 | 4.0504e-05 | 5.8358e-06 | 0.00018319 | 2.9162e-07
7700 | 8.8301e-06 | 4.7366e-05 | 1.8574e-05 | 3.0376e-05 | 0 | 3.9549e-05 | 1.2106e-05 | 3.0531e-05 | 4.2412e-05 | 8.6525e-06 | 0 | 3.2199e-05 | 3.6219e-06 | 1.55e-05 | 5.2211e-06 | 1.8898e-05 | 5.9921e-06 | 0.00018671 | 4.0531e-06
7701 | 6.566e-07 | 1.9406e-05 | 7.957e-06 | 9.9988e-06 | 0 | 2.2723e-05 | 3.4285e-06 | 1.608e-05 | 2.096e-05 | 3.6457e-06 | 0 | 1.8042e-05 | 2.2996e-06 | 3.576e-06 | 4.73e-07 | 2.4197e-06 | 1.8966e-06 | 0.00020497 | 1.0687e-06
7702 | 4.4754e-08 | 1.1187e-05 | 3.0782e-06 | 5.9577e-07 | 0 | 6.599e-06 | 1.0988e-06 | 3.9691e-06 | 9.319e-06 | 1.8681e-08 | 0 | 6.6213e-06 | 2.3483e-07 | 1.3495e-06 | 0 | 0 | 2.7548e-07 | 0.00020664 | 1.3604e-05
7703 | 0 | 4.3828e-06 | 6.9226e-07 | 0 | 0 | 7.6244e-07 | 9.818e-08 | 1.2661e-06 | 2.9873e-06 | 1.7697e-08 | 1.1548e-09 | 1.1027e-06 | 6.0843e-10 | 3.3205e-07 | 0 | 0 | 0 | 0.00019506 | 9.8933e-05
7704 | 0 | 2.0453e-07 | 3.8988e-07 | 0 | 0 | 7.1323e-08 | 0 | 1.5115e-07 | 4.4641e-07 | 1.9664e-08 | 0 | 2.0253e-07 | 5.5474e-10 | 2.4659e-08 | 0 | 0 | 0 | 0.00021495 | 8.8918e-05
7705 | 0 | 4.3535e-07 | 1.0042e-07 | 0 | 0 | 2.3219e-07 | 0 | 5.7781e-10 | 1.5001e-07 | 2.3597e-08 | 0 | 3.6243e-07 | 5.5474e-10 | 1.676e-10 | 0 | 0 | 0 | 0.00025024 | 5.7488e-05
7706 | 0 | 4.8002e-07 | 3.3833e-09 | 0 | 0 | 2.8086e-07 | 0 | 0 | 1.8258e-07 | 1.7206e-08 | 0 | 4.2911e-07 | 4.4737e-10 | 3.2232e-11 | 0 | 0 | 0 | 0.00026332 | 8.7053e-05
7707 | 0 | 4.7871e-07 | 0 | 0 | 0 | 2.8067e-07 | 0 | 0 | 1.9644e-07 | 1.7206e-08 | 0 | 4.271e-07 | 5.3685e-10 | 0 | 0 | 0 | 0 | 0.00028506 | 0.00012578
7708 | 0 | 8.6719e-08 | 2.3995e-11 | 0 | 0 | 9.1095e-08 | 0 | 0 | 1.819e-07 | 2.5563e-08 | 0 | 3.9839e-08 | 6.2632e-10 | 0 | 0 | 0 | 0 | 0.00027511 | 0.00016417
7709 | 0 | 0 | 2.1596e-10 | 0 | 0 | 0 | 0 | 0 | 9.3034e-08 | 1.7206e-08 | 0 | 0 | 6.2632e-10 | 0 | 0 | 0 | 0 | 0.00026577 | 0.00018591
7710 | 4.7598e-09 | 5.6061e-10 | 4.0792e-11 | 3.7264e-09 | 0 | 1.3617e-09 | 1.3669e-09 | 7.9304e-10 | 3.6643e-09 | 1.6714e-08 | 3.4645e-10 | 5.6708e-09 | 5.8427e-09 | 1.7364e-08 | 1.3592e-10 | 0 | 3.1166e-09 | 0.00022907 | 0.00020364
7711 | 1.5397e-05 | 8.1978e-07 | 9.3319e-07 | 3.1269e-06 | 1.4396e-07 | 2.8913e-06 | 1.8817e-06 | 8.3739e-06 | 1.5209e-06 | 4.1727e-06 | 2.3649e-06 | 2.6153e-06 | 3.6728e-06 | 9.1672e-06 | 2.408e-06 | 2.7806e-07 | 4.5884e-06 | 0.00019866 | 0.00024912
7712 | 7.1102e-05 | 1.2298e-05 | 2.7492e-05 | 6.517e-05 | 1.5251e-05 | 2.4694e-05 | 3.4065e-05 | 5.2823e-05 | 1.7302e-05 | 5.7214e-05 | 3.3558e-05 | 2.2366e-05 | 8.0066e-05 | 6.1392e-05 | 2.9177e-05 | 1.0656e-05 | 5.1381e-05 | 0.00020417 | 0.00022481
7713 | 0.00014044 | 3.6396e-05 | 7.9573e-05 | 0.00010184 | 5.6685e-05 | 4.0612e-05 | 7.0099e-05 | 0.0001188 | 4.367e-05 | 0.00013765 | 6.9988e-05 | 4.8738e-05 | 0.00026311 | 0.00015113 | 7.3667e-05 | 4.8036e-05 | 0.00010033 | 0.00021207 | 0.0001841
7714 | 0.00020561 | 7.2445e-05 | 0.00014962 | 0.00013035 | 8.0292e-05 | 4.6395e-05 | 0.00013857 | 0.00018499 | 7.878e-05 | 8.1401e-05 | 0.00013132 | 7.1935e-05 | 0.00042572 | 0.00013506 | 0.00013158 | 8.7631e-05 | 0.00010093 | 0.00019845 | 1.6092e-05
7715 | 0.00024643 | 0.00011588 | 0.00018164 | 6.433e-05 | 0.00011708 | 4.7607e-05 | 0.00020216 | 0.00012122 | 0.00012838 | 7.182e-05 | 0.00022659 | 7.417e-05 | 0.00045802 | 0.00013276 | 0.00023796 | 0.00011139 | 0.00015649 | 0.00019106 | 5.3717e-05
7716 | 0.00012283 | 0.00013088 | 0.00017458 | 6.455e-05 | 0.00013773 | 4.8355e-05 | 0.00029321 | 8.602e-05 | 0.00018671 | 0.00016596 | 0.00022057 | 0.00010187 | 0.00044409 | 0.00013823 | 0.0002634 | 0.00014101 | 9.0023e-05 | 0.00017583 | 2.3235e-05
7717 | 7.5668e-05 | 0.00017119 | 0.00015763 | 6.8224e-05 | 0.00015742 | 6.0945e-05 | 0.00028723 | 6.1618e-05 | 0.00021708 | 0.00016595 | 0.00035531 | 9.826e-05 | 0.00047367 | 0.00012522 | 0.00046017 | 0.00016652 | 5.7388e-05 | 0.00017623 | 1.9207e-05
7718 | 4.7476e-05 | 0.0001412 | 0.00016645 | 5.7743e-05 | 0.00016155 | 4.7829e-05 | 0.00030563 | 5.3922e-05 | 0.00020251 | 0.00010754 | 0.00027417 | 8.1225e-05 | 0.00038093 | 8.4781e-05 | 0.00031872 | 0.00015188 | 5.4682e-05 | 0.00016564 | 1.9562e-05
7719 | 2.8897e-05 | 9.4654e-05 | 0.00018709 | 4.8031e-05 | 0.00011852 | 3.679e-05 | 0.00023078 | 2.4277e-05 | 0.00013841 | 9.1782e-05 | 0.00025895 | 7.2723e-05 | 0.00024559 | 9.2497e-05 | 0.00027166 | 0.00010397 | 2.4849e-05 | 0.00017286 | 0.00011271
7720 | 1.0584e-05 | 8.4662e-05 | 0.00010085 | 3.5853e-05 | 6.0501e-05 | 3.2367e-05 | 8.3785e-05 | 2.241e-05 | 6.4565e-05 | 7.9645e-05 | 0.00012781 | 6.5095e-05 | 6.1789e-05 | 7.8955e-05 | 7.3743e-05 | 9.1008e-05 | 4.8529e-06 | 0.00017427 | 0.00022938
7721 | 1.2778e-05 | 5.5048e-05 | 5.6628e-05 | 1.0326e-05 | 1.1455e-06 | 4.4209e-06 | 3.2866e-05 | 2.0046e-05 | 3.3271e-05 | 1.7246e-05 | 8.4363e-05 | 2.3846e-05 | 7.2202e-06 | 0.00012226 | 1.8467e-06 | 2.2149e-05 | 2.2866e-06 | 0.0001718 | 0.00022429
7722 | 4.5801e-06 | 3.041e-05 | 4.0066e-05 | 9.8051e-06 | 0 | 1.346e-05 | 3.0381e-05 | 1.2216e-05 | 4.054e-05 | 1.3126e-05 | 5.7778e-05 | 1.0652e-05 | 6.44e-06 | 6.6492e-05 | 2.1965e-06 | 0 | 1.0535e-06 | 0.00017967 | 0.00023435
7723 | 0 | 7.2488e-06 | 9.3622e-06 | 0 | 0 | 1.4118e-06 | 2.3869e-05 | 3.6868e-06 | 4.1604e-05 | 6.0798e-06 | 5.3705e-06 | 7.3847e-06 | 8.1912e-06 | 8.4065e-06 | 7.3451e-06 | 0 | 4.6748e-08 | 0.00018681 | 0.0002203
7724 | 0 | 6.58e-06 | 2.3529e-06 | 0 | 0 | 6.1469e-07 | 9.7622e-06 | 9.1321e-07 | 2.3713e-05 | 9.2223e-07 | 4.3999e-07 | 1.9274e-06 | 6.4293e-06 | 1.5201e-06 | 7.4538e-06 | 0 | 0 | 0.00018941 | 0.00023304
7725 | 0 | 1.9705e-06 | 1.4402e-06 | 0 | 0 | 0 | 3.0299e-06 | 3.249e-07 | 5.7831e-06 | 4.793e-08 | 0 | 7.1904e-07 | 4.8267e-06 | 2.0313e-07 | 2.7528e-06 | 0 | 0 | 0.00019601 | 0.00023443
7726 | 0 | 1.5881e-07 | 2.9224e-07 | 0 | 0 | 0 | 1.219e-06 | 1.73e-07 | 1.0284e-06 | 1.9664e-08 | 0 | 2.9359e-08 | 1.0843e-06 | 2.9223e-09 | 0 | 0 | 0 | 0.00020501 | 0.00022253
7727 | 0 | 0 | 2.21e-08 | 0 | 0 | 0 | 1.4785e-07 | 0 | 2.6731e-07 | 1.8681e-08 | 0 | 0 | 3.1477e-08 | 4.8347e-10 | 0 | 0 | 0 | 0.00021357 | 0.0002294
7728 | 0 | 0 | 0 | 0 | 0 | 0 | 1.1585e-08 | 0 | 0 | 1.8189e-08 | 1.1548e-09 | 1.2732e-08 | 7.3369e-10 | 0 | 0 | 0 | 0 | 0.00022504 | 0.00024087
7729 | 0 | 4.3535e-07 | 0 | 0 | 0 | 0 | 0 | 0 | 1.3842e-07 | 1.9172e-08 | 0 | 1.9935e-07 | 1.369e-09 | 0 | 0 | 0 | 0 | 0.00022292 | 0.00023427
7730 | 0 | 1.5855e-07 | 0 | 0 | 0 | 0 | 0 | 0 | 1.8341e-07 | 1.7206e-08 | 0 | 7.1782e-11 | 7.1579e-10 | 0 | 0 | 0 | 0 | 0.00021593 | 0.00022628
7731 | 0 | 0 | 0 | 0 | 0 | 0 | 0 | 0 | 1.8308e-07 | 1.6714e-08 | 0 | 0 | 1.5747e-09 | 0 | 0 | 0 | 0 | 0.00021539 | 0.00023564
7732 | 0 | 0 | 0 | 0 | 0 | 0 | 0 | 0 | 1.5647e-07 | 2.3597e-08 | 0 | 0 | 8.9474e-10 | 1.0744e-11 | 0 | 0 | 0 | 0.00021157 | 0.00022334
7733 | 0 | 0 | 0 | 0 | 0 | 0 | 0 | 0 | 0 | 1.0323e-08 | 0 | 0 | 8.7685e-10 | 0 | 0 | 0 | 0 | 0.00020095 | 0.00021066
7734 | 4.018e-09 | 1.0792e-08 | 5.183e-10 | 3.2664e-09 | 0 | 2.0293e-09 | 1.3502e-09 | 2.7951e-09 | 4.0909e-09 | 1.7697e-09 | 3.4645e-10 | 3.5891e-09 | 7.6366e-09 | 3.3594e-08 | 0 | 0 | 4.7305e-09 | 0.00018486 | 0.00022025
7735 | 2.2782e-05 | 9.939e-06 | 1.2269e-05 | 2.4732e-05 | 8.4393e-06 | 1.4571e-05 | 9.4636e-06 | 1.6306e-05 | 1.2752e-05 | 1.0114e-05 | 6.4061e-06 | 1.2189e-05 | 1.7966e-05 | 1.5137e-05 | 6.3756e-06 | 1.1232e-05 | 2.1496e-05 | 0.00018471 | 0.00022764
7736 | 0.00016433 | 0.00010233 | 0.00013165 | 0.00020376 | 0.00013793 | 0.00012396 | 0.00012038 | 0.00014723 | 0.00011943 | 0.00011774 | 0.00010405 | 0.00013422 | 0.0001566 | 0.0001223 | 0.00011757 | 0.0001192 | 0.0001672 | 0.00017288 | 0.00021819
7737 | 0.00032805 | 0.00026387 | 0.00031891 | 0.0004264 | 0.00034344 | 0.00028276 | 0.00030842 | 0.00031966 | 0.00028667 | 0.00030964 | 0.00026288 | 0.00032691 | 0.0003575 | 0.00025128 | 0.0003132 | 0.00027307 | 0.0003556 | 0.00017765 | 0.00017594
7738 | 0.0004353 | 0.00037472 | 0.00043821 | 0.00058216 | 0.00051123 | 0.00037825 | 0.00042951 | 0.00043747 | 0.00038118 | 0.00044531 | 0.00037562 | 0.00042559 | 0.00048649 | 0.00033966 | 0.00045851 | 0.00040816 | 0.0004813 | 0.00017216 | 2.296e-05
7739 | 0.00048982 | 0.00044155 | 0.00051351 | 0.00065547 | 0.00059921 | 0.00043626 | 0.00050001 | 0.0005058 | 0.00043948 | 0.00051561 | 0.00044563 | 0.00048576 | 0.00053684 | 0.00041053 | 0.00052556 | 0.00049662 | 0.00054874 | 0.00016129 | 7.4938e-05
7740 | 0.00050078 | 0.00046407 | 0.00054926 | 0.00066972 | 0.00062546 | 0.00045826 | 0.0005194 | 0.00053233 | 0.00046218 | 0.00053678 | 0.00048239 | 0.00051029 | 0.00056738 | 0.00046417 | 0.00053959 | 0.00054313 | 0.00055277 | 0.00014709 | 2.0626e-05
7741 | 0.00045845 | 0.00046099 | 0.00053074 | 0.00064287 | 0.00057606 | 0.0004459 | 0.00049453 | 0.0005059 | 0.00044545 | 0.00050966 | 0.0004847 | 0.00050003 | 0.00050304 | 0.00050554 | 0.00050221 | 0.0005124 | 0.0005031 | 0.00013931 | 1.7909e-05
7742 | 0.00037697 | 0.00039648 | 0.00045603 | 0.00053546 | 0.00046427 | 0.00037672 | 0.00041381 | 0.00042202 | 0.00036228 | 0.00043416 | 0.00041467 | 0.00043397 | 0.00044569 | 0.00044801 | 0.00042197 | 0.00042928 | 0.00040186 | 0.00013941 | 0.00011505
7743 | 0.00022709 | 0.00025141 | 0.00030364 | 0.00032256 | 0.00028875 | 0.00023761 | 0.00025537 | 0.00026691 | 0.00021827 | 0.00026854 | 0.0002676 | 0.00028705 | 0.00030707 | 0.00031591 | 0.00027947 | 0.0002777 | 0.00023552 | 0.00014673 | 0.00021712
7744 | 6.6503e-05 | 0.00012547 | 0.00013949 | 0.00013493 | 8.1683e-05 | 8.7566e-05 | 8.8369e-05 | 9.5687e-05 | 9.0611e-05 | 0.00010733 | 0.00015275 | 0.00011172 | 0.00010937 | 0.00020649 | 7.0478e-05 | 0.00012008 | 5.753e-05 | 0.00014175 | 0.00018646
7745 | 1.765e-05 | 8.6052e-05 | 7.4006e-05 | 6.1586e-05 | 1.6561e-06 | 3.3723e-05 | 3.5134e-05 | 3.4792e-05 | 4.8966e-05 | 2.7217e-05 | 9.2002e-05 | 4.3628e-05 | 1.0402e-05 | 0.00013934 | 1.4064e-06 | 4.4571e-05 | 3.4583e-06 | 0.00012661 | 0.0001558
7746 | 1.9645e-05 | 9.2676e-05 | 6.6092e-05 | 7.9197e-05 | 0 | 5.9515e-05 | 4.1971e-05 | 4.1885e-05 | 7.187e-05 | 2.8754e-05 | 7.1417e-05 | 5.136e-05 | 6.4497e-06 | 0.00013514 | 2.2055e-06 | 4.2311e-05 | 3.2384e-06 | 0.00011016 | 0.00012629
7747 | 1.822e-05 | 8.0875e-05 | 4.0627e-05 | 5.1109e-05 | 0 | 6.1468e-05 | 4.175e-05 | 3.7297e-05 | 8.3334e-05 | 2.1613e-05 | 3.4518e-05 | 5.0723e-05 | 8.3268e-06 | 0.00011482 | 7.3487e-06 | 4.0333e-05 | 5.858e-06 | 0.00011986 | 0.00010311
7748 | 1.1052e-05 | 4.3898e-05 | 2.146e-05 | 3.0827e-05 | 0 | 4.7589e-05 | 2.8859e-05 | 2.8549e-05 | 6.0078e-05 | 1.1131e-05 | 1.7219e-05 | 3.4266e-05 | 6.6414e-06 | 5.3239e-05 | 7.4955e-06 | 1.8917e-05 | 6.03e-06 | 0.00011046 | 6.9508e-05
7749 | 1.038e-06 | 1.7387e-05 | 9.9331e-06 | 1.1567e-05 | 0 | 2.8353e-05 | 1.004e-05 | 1.7348e-05 | 2.8703e-05 | 8.2349e-06 | 0 | 2.047e-05 | 4.9566e-06 | 1.4482e-05 | 7.5045e-06 | 7.9563e-06 | 5.5185e-06 | 9.831e-05 | 5.3468e-05
7750 | 5.1678e-08 | 1.1041e-05 | 4.6124e-06 | 2.2616e-06 | 0 | 9.4138e-06 | 3.7632e-06 | 5.7105e-06 | 1.1516e-05 | 6.0658e-06 | 0 | 9.1166e-06 | 1.1607e-06 | 3.7757e-06 | 4.9438e-06 | 0 | 2.4587e-06 | 7.751e-05 | 3.6178e-05
7751 | 0 | 5.6405e-06 | 1.392e-06 | 8.2809e-09 | 0 | 1.4705e-06 | 1.4797e-06 | 1.2358e-06 | 4.6978e-06 | 7.1379e-07 | 0 | 2.2322e-06 | 3.8009e-08 | 9.0281e-07 | 5.618e-08 | 0 | 0 | 8.1413e-05 | 3.2839e-05
7752 | 0 | 1.1916e-06 | 4.471e-07 | 0 | 0 | 8.6209e-08 | 1.2168e-07 | 2.1151e-07 | 8.8704e-07 | 2.5071e-08 | 0 | 2.7762e-07 | 6.8001e-10 | 1.6423e-07 | 0 | 0 | 0 | 8.2147e-05 | 2.4008e-05
7753 | 0 | 0 | 2.3033e-07 | 0 | 0 | 2.4567e-07 | 1.5502e-08 | 2.0258e-08 | 1.5027e-07 | 1.8189e-08 | 1.1548e-09 | 3.6185e-07 | 1.3958e-09 | 2.23e-08 | 0 | 0 | 0 | 7.7534e-05 | 2.1637e-05
7754 | 0 | 0 | 2.7619e-08 | 0 | 0 | 2.8067e-07 | 0 | 0 | 1.9e-07 | 1.8681e-08 | 0 | 4.3328e-07 | 1.1184e-09 | 1.1603e-10 | 0 | 0 | 0 | 7.6893e-05 | 3.1404e-05
7755 | 0 | 0 | 0 | 0 | 0 | 2.8067e-07 | 0 | 0 | 1.892e-07 | 2.5563e-08 | 0 | 4.2678e-07 | 1.2616e-09 | 0 | 0 | 0 | 0 | 7.1559e-05 | 2.9403e-05
7756 | 0 | 0 | 1.4397e-10 | 0 | 0 | 9.6209e-08 | 0 | 0 | 1.8885e-07 | 1.7206e-08 | 0 | 3.5101e-08 | 1.0469e-09 | 0 | 0 | 0 | 0 | 6.7392e-05 | 2.9439e-05
7757 | 0 | 0 | 0 | 0 | 0 | 0 | 0 | 0 | 1.1877e-08 | 1.7206e-08 | 0 | 0 | 8.7685e-10 | 0 | 0 | 0 | 0 | 5.6836e-05 | 4.2577e-05
7758 | 4.0798e-09 | 1.0082e-08 | 5.4949e-10 | 3.4504e-09 | 0 | 1.4791e-09 | 1.4252e-09 | 1.6612e-09 | 2.7877e-09 | 8.8487e-09 | 4.0419e-10 | 5.9579e-09 | 7.3458e-09 | 2.9147e-08 | 9.2244e-08 | 0 | 3.0053e-09 | 6.0256e-05 | 4.3691e-05
7759 | 1.3655e-05 | 9.2936e-06 | 1.2207e-05 | 1.6667e-05 | 8.5657e-06 | 1.1624e-05 | 9.1299e-06 | 1.4968e-05 | 1.1749e-05 | 3.1621e-06 | 6.3275e-06 | 1.0326e-05 | 7.109e-06 | 7.8637e-06 | 6.6116e-06 | 1.0866e-05 | 1.2691e-05 | 4.9395e-05 | 9.7456e-05
7760 | 0.00014724 | 9.7999e-05 | 0.00011813 | 0.00017612 | 0.00012852 | 0.00010329 | 0.00011062 | 0.00012744 | 0.00011144 | 4.2852e-05 | 8.8096e-05 | 0.00010591 | 7.7656e-05 | 6.9414e-05 | 0.00010842 | 0.00011215 | 8.9436e-05 | 4.51e-05 | 7.8517e-05
7761 | 0.00030861 | 0.00024802 | 0.00026101 | 0.0003771 | 0.0003094 | 0.00024526 | 0.00023125 | 0.00023869 | 0.00025865 | 0.00013302 | 0.00013548 | 0.00023812 | 0.00018113 | 0.00017347 | 0.00018361 | 0.00025699 | 0.00024531 | 5.2453e-05 | 0.00011193
7762 | 0.00023339 | 0.00030554 | 0.00032754 | 0.00051503 | 0.00047105 | 0.00033291 | 0.00025032 | 0.00028598 | 0.0003019 | 0.00026746 | 0.00021405 | 0.00034282 | 0.00026328 | 0.00025976 | 0.00030687 | 0.00037 | 0.00035255 | 4.2773e-05 | 0.00014962
7763 | 0.00023173 | 0.00033462 | 0.0002774 | 0.00058232 | 0.00045097 | 0.0003599 | 0.00030627 | 0.0002872 | 0.00025905 | 0.00037797 | 0.00025671 | 0.00034024 | 0.00032091 | 0.00034875 | 0.00036326 | 0.00034768 | 0.00033073 | 2.3263e-05 | 0.00018654
7764 | 0.00029444 | 0.0003156 | 0.00035185 | 0.00050346 | 0.00046166 | 0.00029226 | 0.00038205 | 0.00032228 | 0.00026655 | 0.00041705 | 0.0002069 | 0.00027098 | 0.00025932 | 0.00031774 | 0.00029186 | 0.00035495 | 0.000229 | 1.3661e-05 | 0.00017826
7765 | 0.00025771 | 0.00029069 | 0.00037293 | 0.00036462 | 0.00051163 | 0.00023815 | 0.00032301 | 0.00028193 | 0.00023239 | 0.00029404 | 0.00029688 | 0.00023208 | 0.00018523 | 0.00027453 | 0.00034283 | 0.00044355 | 0.00017294 | 1.4705e-05 | 0.00016265
7766 | 0.0001873 | 0.00023495 | 0.00031536 | 0.00028461 | 0.00025846 | 0.00021047 | 0.0002772 | 0.00021371 | 0.00017514 | 0.00023739 | 0.00025025 | 0.00014796 | 0.00023164 | 0.00020057 | 0.00028817 | 0.00028587 | 0.00012446 | 1.5744e-05 | 0.0001756
7767 | 9.9379e-05 | 0.00012698 | 0.00020548 | 0.00013321 | 0.00011546 | 0.00011056 | 0.00019739 | 0.00011242 | 0.00013593 | 0.00016396 | 0.00017326 | 7.9314e-05 | 9.1527e-05 | 0.00011796 | 0.00019601 | 0.00011057 | 8.426e-05 | 2.0927e-05 | 0.00012605
7768 | 4.2845e-05 | 7.3333e-05 | 0.00011159 | 8.7752e-05 | 2.6458e-05 | 5.0131e-05 | 7.0812e-05 | 5.9458e-05 | 7.7582e-05 | 5.4528e-05 | 0.00013839 | 6.2547e-05 | 3.7368e-05 | 0.00014678 | 7.4104e-05 | 8.1602e-05 | 2.272e-05 | 2.7604e-05 | 0.00010959
7769 | 1.6806e-05 | 5.9014e-05 | 7.3226e-05 | 5.9669e-05 | 4.7206e-07 | 3.2297e-05 | 3.5e-05 | 3.5135e-05 | 4.9931e-05 | 2.2363e-05 | 9.2689e-05 | 4.3116e-05 | 4.7001e-06 | 0.00013625 | 1.6895e-06 | 4.4565e-05 | 1.3299e-06 | 3.3802e-05 | 7.6732e-05
7770 | 1.9339e-05 | 6.3496e-05 | 6.5452e-05 | 7.8755e-05 | 0 | 5.673e-05 | 3.6126e-05 | 4.0725e-05 | 6.1393e-05 | 1.8889e-05 | 4.6322e-05 | 4.4266e-05 | 4.5093e-06 | 0.00013035 | 2.2001e-06 | 4.2356e-05 | 2.1087e-06 | 3.3904e-05 | 5.1561e-05
7771 | 8.6472e-06 | 5.7424e-05 | 3.2291e-05 | 5.1411e-05 | 0 | 5.4273e-05 | 2.9798e-05 | 3.0798e-05 | 6.0403e-05 | 1.3763e-05 | 8.8906e-06 | 2.8669e-05 | 5.1549e-06 | 7.5844e-05 | 7.3433e-06 | 3.8078e-05 | 2.7192e-06 | 3.7226e-05 | 2.1913e-05
7772 | 7.0556e-07 | 2.7718e-05 | 1.4148e-05 | 2.8029e-05 | 0 | 4.0426e-05 | 1.6141e-05 | 1.8633e-05 | 2.9284e-05 | 1.0867e-05 | 3.6492e-07 | 1.6277e-05 | 1.6564e-06 | 1.5284e-05 | 7.49e-06 | 0 | 5.5096e-08 | 4.4098e-05 | 6.2157e-05
7773 | 7.2942e-08 | 1.2478e-05 | 6.0547e-06 | 1.0491e-05 | 0 | 2.0877e-05 | 5.35e-06 | 7.0613e-06 | 1.1378e-05 | 6.2167e-06 | 0 | 7.6632e-06 | 2.1282e-07 | 5.2056e-06 | 4.5016e-06 | 0 | 0 | 5.7229e-05 | 8.6851e-05
7774 | 0 | 7.664e-06 | 3.028e-06 | 1.3976e-06 | 0 | 5.3949e-06 | 1.7613e-06 | 2.0586e-06 | 3.269e-06 | 3.2445e-07 | 0 | 1.7888e-06 | 1.1632e-09 | 2.0308e-06 | 4.585e-07 | 0 | 0 | 6.4288e-05 | 4.9338e-05
7775 | 0 | 1.7868e-06 | 8.0353e-07 | 8.2809e-09 | 0 | 4.183e-07 | 4.5656e-07 | 2.7907e-07 | 6.1531e-07 | 0 | 1.1548e-09 | 3.0694e-07 | 9.8422e-10 | 2.5039e-07 | 0 | 0 | 0 | 7.5569e-05 | 3.0655e-05
7776 | 0 | 3.6089e-08 | 1.5796e-07 | 0 | 0 | 1.5757e-08 | 0 | 0 | 1.1782e-09 | 1.7206e-08 | 0 | 3.686e-08 | 8.5895e-10 | 2.195e-08 | 0 | 0 | 0 | 8.9023e-05 | 2.882e-05
7777 | 0 | 0 | 2.2076e-09 | 0 | 0 | 2.267e-07 | 0 | 0 | 4.713e-10 | 6.3907e-09 | 0 | 3.4495e-07 | 1.02e-09 | 3.004e-09 | 0 | 0 | 0 | 0.00011418 | 4.698e-05
7778 | 0 | 0 | 0 | 0 | 0 | 2.8086e-07 | 0 | 0 | 2.3565e-10 | 1.8189e-08 | 0 | 4.2854e-07 | 5.5474e-10 | 1.2893e-11 | 0 | 0 | 0 | 0.00013132 | 3.3056e-05
7779 | 0 | 0 | 0 | 0 | 0 | 1.5568e-07 | 0 | 0 | 2.3565e-10 | 2.3105e-08 | 0 | 4.2929e-07 | 5.3685e-10 | 0 | 0 | 0 | 0 | 0.00014836 | 2.1984e-05
7780 | 0 | 3.7666e-09 | 1.1998e-10 | 0 | 0 | 0 | 0 | 0 | 0 | 1.8189e-08 | 0 | 3.2661e-08 | 4.8316e-10 | 0 | 0 | 0 | 0 | 0.00017063 | 3.1456e-05
7781 | 0 | 0 | 0 | 0 | 0 | 0 | 0 | 0 | 0 | 1.6714e-08 | 0 | 0 | 6.4422e-10 | 0 | 0 | 0 | 0 | 0.00018298 | 6.0122e-05
7782 | 3.0166e-09 | 2.1636e-09 | 9.8741e-10 | 3.3124e-09 | 0 | 1.7613e-09 | 1.4085e-09 | 1.5023e-09 | 3.6182e-08 | 1.7697e-09 | 4.0419e-10 | 5.2724e-09 | 4.505e-09 | 1.611e-09 | 4.6122e-08 | 0 | 3.0609e-09 | 0.00017766 | 4.8626e-05
7783 | 1.9631e-05 | 7.9942e-06 | 7.6565e-06 | 2.0581e-05 | 1.1548e-05 | 1.3851e-05 | 4.6401e-06 | 1.4732e-05 | 1.043e-05 | 8.6505e-06 | 2.81e-06 | 1.1822e-05 | 2.3426e-07 | 6.5212e-06 | 1.2529e-06 | 9.1301e-06 | 2.2727e-05 | 0.00014874 | 2.8006e-05
7784 | 0.00011469 | 6.8142e-05 | 8.575e-05 | 0.00014972 | 8.5608e-05 | 8.7021e-05 | 4.7392e-05 | 0.00010463 | 6.9287e-05 | 5.6202e-05 | 5.9435e-05 | 0.00012208 | 7.8796e-06 | 6.4409e-05 | 4.1038e-05 | 7.314e-05 | 0.00014403 | 0.0001173 | 2.6404e-05
7785 | 0.00028576 | 0.00016738 | 0.00021837 | 0.0003234 | 0.00022716 | 0.00020651 | 9.5243e-05 | 0.00021899 | 0.00016621 | 0.00025162 | 0.00014719 | 0.00025694 | 2.5407e-05 | 0.0001755 | 0.00010588 | 0.00019095 | 0.00032975 | 9.1999e-05 | 4.1211e-05
7786 | 0.00039793 | 0.00022327 | 0.00028602 | 0.00047282 | 0.0003338 | 0.00031661 | 0.00015315 | 0.00033165 | 0.00024657 | 0.0003255 | 0.00014813 | 0.0003349 | 5.2638e-05 | 0.00023967 | 0.00012196 | 0.00021536 | 0.00042382 | 7.4602e-05 | 3.9087e-05
7787 | 0.00046725 | 0.00024104 | 0.00023862 | 0.0005298 | 0.00039583 | 0.00035756 | 0.00015462 | 0.00037615 | 0.00025902 | 0.00043288 | 0.00011797 | 0.00037259 | 7.7151e-05 | 0.0002919 | 0.00025659 | 0.00023235 | 0.00044474 | 6.6789e-05 | 3.5771e-05
7788 | 0.00046395 | 0.00021183 | 0.0001666 | 0.00053022 | 0.0003789 | 0.00035585 | 0.0001315 | 0.00038858 | 0.00028047 | 0.00035195 | 9.492e-05 | 0.0003371 | 0.00011776 | 0.00035019 | 0.00015754 | 0.00026063 | 0.00049326 | 6.0685e-05 | 3.1015e-05
7789 | 0.00042131 | 0.00017352 | 0.0001096 | 0.00047176 | 0.00031038 | 0.00030671 | 0.00011377 | 0.00036218 | 0.00023031 | 0.00036869 | 2.8737e-05 | 0.00027103 | 8.4375e-05 | 0.00031885 | 6.9345e-05 | 0.00022928 | 0.00042511 | 6.4363e-05 | 2.6026e-05
7790 | 0.00033863 | 0.00010658 | 5.5569e-05 | 0.00037159 | 0.00014943 | 0.00024035 | 6.4868e-05 | 0.00026092 | 0.00017779 | 0.00021863 | 1.7101e-05 | 0.00023338 | 5.8325e-05 | 0.00019099 | 3.5341e-05 | 0.00012204 | 0.00035119 | 7.4943e-05 | 5.9423e-05
7791 | 0.00019166 | 6.269e-05 | 2.7783e-05 | 0.00019077 | 7.6065e-05 | 0.00014022 | 3.7182e-05 | 0.00015954 | 0.00010453 | 0.00012255 | 1.1809e-05 | 0.00012807 | 3.5112e-05 | 0.00010917 | 1.4443e-05 | 0.00010441 | 0.00021782 | 9.1248e-05 | 4.4078e-05
7792 | 5.1846e-05 | 7.3808e-05 | 6.0891e-05 | 0.00010356 | 2.714e-05 | 6.1946e-05 | 2.7354e-05 | 7.3329e-05 | 5.9534e-05 | 6.4239e-05 | 6.211e-05 | 7.6151e-05 | 1.213e-05 | 0.00014857 | 8.6907e-06 | 7.5105e-05 | 5.1861e-05 | 0.00011022 | 5.6929e-05
7793 | 1.6957e-05 | 7.8266e-05 | 5.8454e-05 | 6.0377e-05 | 8.1753e-07 | 3.3114e-05 | 1.8559e-05 | 3.3262e-05 | 4.9266e-05 | 2.4275e-05 | 6.8801e-07 | 4.4136e-05 | 2.547e-06 | 0.00013001 | 2.7129e-07 | 4.3948e-05 | 1.7964e-06 | 0.00011687 | 6.7755e-05
7794 | 2.0783e-05 | 5.694e-05 | 3.0481e-05 | 7.9096e-05 | 0 | 5.9467e-05 | 7.8495e-06 | 3.1527e-05 | 6.5828e-05 | 2.8715e-05 | 5.1851e-07 | 5.1765e-05 | 1.2456e-06 | 0.00012491 | 2.1675e-06 | 2.3279e-05 | 2.1065e-06 | 0.00011585 | 7.1112e-05
7795 | 1.7828e-05 | 2.1108e-05 | 1.7218e-05 | 5.3935e-05 | 0 | 5.7446e-05 | 2.697e-06 | 3.1368e-05 | 5.6326e-05 | 1.5278e-05 | 0 | 4.594e-05 | 1.1585e-06 | 8.5168e-05 | 4.2515e-06 | 1.748e-05 | 4.7288e-06 | 0.00013295 | 9.1709e-05
7796 | 1.0346e-05 | 8.197e-06 | 8.5035e-06 | 2.9301e-05 | 0 | 4.2237e-05 | 8.1378e-07 | 2.2689e-05 | 2.6155e-05 | 1.1525e-05 | 0 | 2.7493e-05 | 7.5158e-10 | 2.031e-05 | 0 | 0 | 4.9013e-06 | 0.00014078 | 8.9852e-05
7797 | 1.0005e-06 | 6.3957e-06 | 2.6441e-06 | 1.1464e-05 | 0 | 2.1663e-05 | 6.1175e-08 | 1.2382e-05 | 1.2988e-05 | 6.6274e-06 | 0 | 1.6797e-05 | 8.0527e-10 | 5.5144e-06 | 0 | 0 | 4.3637e-06 | 0.00016259 | 8.3268e-05
7798 | 6.1445e-08 | 3.693e-06 | 8.8991e-07 | 1.9419e-06 | 0 | 5.6433e-06 | 0 | 2.3931e-06 | 6.4212e-06 | 9.0257e-07 | 0 | 5.4343e-06 | 8.5895e-10 | 9.3478e-07 | 0 | 0 | 2.8383e-07 | 0.00015457 | 9.1297e-05
7799 | 0 | 2.2416e-07 | 4.3487e-07 | 8.2809e-09 | 0 | 6.8567e-07 | 0 | 2.7158e-07 | 1.6114e-06 | 0 | 0 | 1.0811e-06 | 9.3053e-10 | 1.5549e-07 | 0 | 0 | 0 | 0.00016361 | 0.00010875
7800 | 0 | 0 | 1.648e-07 | 0 | 0 | 1.5681e-08 | 0 | 2.4268e-08 | 1.9905e-07 | 2.0155e-08 | 1.1548e-09 | 2.1183e-07 | 8.9474e-10 | 5.4547e-08 | 0 | 0 | 0 | 0.00014977 | 0.00013129
7801 | 0 | 0 | 2.2796e-09 | 0 | 0 | 2.2651e-07 | 0 | 0 | 1.383e-07 | 9.8319e-09 | 0 | 3.6017e-07 | 7.3369e-10 | 9.1194e-09 | 0 | 0 | 0 | 0.00015484 | 0.00011496
7802 | 0 | 0 | 1.1998e-10 | 0 | 0 | 2.8067e-07 | 0 | 0 | 1.9738e-07 | 1.8681e-08 | 0 | 4.2811e-07 | 6.4422e-10 | 4.7058e-09 | 0 | 0 | 0 | 0.00015775 | 0.00011029
7803 | 0 | 0 | 0 | 0 | 0 | 6.6286e-08 | 0 | 0 | 1.8291e-07 | 1.8681e-08 | 0 | 4.2714e-07 | 6.8001e-10 | 3.2232e-11 | 0 | 0 | 0 | 0.00015297 | 8.9136e-05
7804 | 0 | 0 | 0 | 0 | 0 | 6.1362e-09 | 0 | 0 | 1.8277e-07 | 2.6054e-08 | 0 | 2.8354e-08 | 6.6211e-10 | 0 | 0 | 0 | 0 | 0.00016021 | 6.3026e-05
7805 | 0 | 0 | 0 | 0 | 0 | 0 | 0 | 0 | 4.8072e-08 | 1.7206e-08 | 0 | 0 | 6.2632e-10 | 0 | 0 | 0 | 0 | 0.00016026 | 5.2303e-05
7806 | 2.5715e-09 | 1.4366e-09 | 8.3984e-10 | 3.3124e-09 | 0 | 1.5227e-09 | 1.4669e-09 | 1.0083e-09 | 3.92e-09 | 8.3571e-09 | 3.4645e-10 | 5.0247e-09 | 5.789e-09 | 2.2789e-08 | 2.7184e-10 | 0 | 2.6713e-09 | 0.00016242 | 3.6014e-05
7807 | 1.8614e-05 | 5.4066e-06 | 5.1822e-06 | 9.0256e-06 | 7.6728e-06 | 1.0037e-05 | 3.7186e-06 | 1.3472e-05 | 6.3444e-06 | 6.1994e-06 | 4.0123e-06 | 8.6125e-06 | 8.3058e-06 | 1.0242e-05 | 5.1032e-06 | 6.0139e-06 | 1.7658e-05 | 0.00013085 | 4.4421e-05
7808 | 0.00013062 | 6.0397e-05 | 5.3512e-05 | 0.00011146 | 8.5399e-05 | 8.0252e-05 | 4.9867e-05 | 0.00010634 | 5.5592e-05 | 8.3782e-05 | 6.0695e-05 | 6.3603e-05 | 9.5937e-05 | 7.9462e-05 | 4.2799e-05 | 7.1794e-05 | 0.0001333 | 0.00010963 | 1.8991e-05
7809 | 0.00028451 | 0.00013963 | 0.00012965 | 0.00029229 | 0.00023589 | 0.00018548 | 0.00013083 | 0.00025213 | 0.00013302 | 0.00021592 | 0.0001276 | 0.00013041 | 0.00028569 | 0.00018915 | 0.00010932 | 0.000148 | 0.00030416 | 0.00012762 | 9.2725e-06
7810 | 0.0003962 | 0.0001852 | 0.00015922 | 0.00042741 | 0.00038046 | 0.00027818 | 0.00018707 | 0.0003608 | 0.00019362 | 0.00016961 | 0.00015154 | 0.00019114 | 0.00042298 | 0.00023128 | 0.00019336 | 0.00018778 | 0.00041706 | 0.00014863 | 9.18e-06
7811 | 0.00045368 | 0.00019236 | 0.00020226 | 0.00050117 | 0.00028125 | 0.0003138 | 0.0002103 | 0.00040065 | 0.00018929 | 0.00016727 | 0.00024712 | 0.00029408 | 0.00047426 | 0.00022055 | 0.00027079 | 0.00013685 | 0.00048316 | 0.00016781 | 5.3627e-06
7812 | 0.00045479 | 0.00014772 | 0.00022607 | 0.00047939 | 0.00015772 | 0.00025855 | 0.00022516 | 0.00038143 | 0.00017716 | 0.00027981 | 0.00022306 | 0.00026113 | 0.00047773 | 0.00026203 | 0.00029979 | 0.00012255 | 0.00049068 | 0.00019247 | 9.7798e-07
7813 | 0.00041693 | 0.00013337 | 0.00023283 | 0.000388 | 0.00014449 | 0.00019637 | 0.00020901 | 0.0003332 | 0.00018528 | 0.0002813 | 7.7961e-05 | 0.0002561 | 0.00046325 | 0.00024404 | 0.00018774 | 9.1547e-05 | 0.00043317 | 0.00020065 | 1.0722e-06
7814 | 0.00032435 | 0.00014712 | 0.00022976 | 0.00027594 | 0.00010525 | 0.00015818 | 0.00012279 | 0.00025836 | 0.00014052 | 0.00024717 | 0.00014412 | 0.00024158 | 0.00038376 | 0.00020766 | 7.9496e-05 | 0.00016071 | 0.00032022 | 0.00019243 | 4.8774e-06
7815 | 0.00018373 | 0.00010217 | 0.00014711 | 0.00016416 | 0.00012806 | 0.00011759 | 8.2321e-05 | 0.00016177 | 7.9614e-05 | 0.0001491 | 0.00017344 | 0.00015384 | 0.00020522 | 0.0001605 | 0.00013611 | 0.00014283 | 0.00018754 | 0.00017042 | 1.2906e-05
7816 | 5.3853e-05 | 8.4797e-05 | 9.3302e-05 | 0.00011008 | 5.2978e-05 | 5.975e-05 | 5.0164e-05 | 7.6209e-05 | 5.3914e-05 | 7.9997e-05 | 0.0001297 | 7.8739e-05 | 7.2199e-05 | 0.00016564 | 5.1112e-05 | 9.7938e-05 | 4.4874e-05 | 0.00015117 | 2.7326e-05
7817 | 1.6899e-05 | 6.7995e-05 | 5.9753e-05 | 6.3624e-05 | 1.3369e-06 | 3.1736e-05 | 2.6822e-05 | 3.5167e-05 | 4.1274e-05 | 2.4352e-05 | 4.9634e-05 | 4.0026e-05 | 7.2352e-06 | 0.00013657 | 9.7015e-07 | 3.1493e-05 | 1.8419e-06 | 0.00014062 | 3.5754e-05
7818 | 2.2962e-05 | 2.5018e-05 | 4.6201e-05 | 7.8293e-05 | 0 | 5.322e-05 | 1.7178e-05 | 4.2641e-05 | 3.9505e-05 | 1.8021e-05 | 1.7683e-05 | 3.8439e-05 | 5.0545e-06 | 0.00011723 | 2.1983e-06 | 5.7023e-06 | 2.1042e-06 | 0.00016308 | 6.0394e-05
7819 | 2.1218e-05 | 9.591e-06 | 1.4398e-05 | 4.2049e-05 | 0 | 4.6076e-05 | 8.8112e-06 | 3.5752e-05 | 2.6485e-05 | 1.2227e-05 | 3.0123e-06 | 2.8977e-05 | 7.5074e-06 | 5.9523e-05 | 7.2418e-06 | 0 | 4.721e-06 | 0.00017374 | 9.907e-05
7820 | 1.2904e-05 | 6.7097e-06 | 5.747e-06 | 1.9165e-05 | 0 | 2.9439e-05 | 2.3435e-06 | 2.4691e-05 | 1.8431e-05 | 2.674e-06 | 3.2797e-07 | 1.4485e-05 | 6.0818e-06 | 1.4148e-05 | 3.4614e-06 | 0 | 4.9025e-06 | 0.00018811 | 0.00010718
7821 | 1.1347e-06 | 2.1489e-06 | 3.292e-06 | 2.3757e-06 | 0 | 9.8521e-06 | 7.3622e-07 | 1.3133e-05 | 9.5224e-06 | 6.0368e-07 | 0 | 5.2499e-06 | 4.1933e-06 | 4.2684e-06 | 0 | 0 | 4.3504e-06 | 0.00019424 | 8.0093e-05
7822 | 9.3465e-08 | 6.1772e-07 | 1.3755e-06 | 0 | 0 | 2.286e-06 | 8.5095e-08 | 2.4e-06 | 3.6964e-06 | 2.0647e-08 | 0 | 1.4164e-06 | 9.1543e-07 | 1.1557e-06 | 0 | 0 | 7.8749e-07 | 0.00018627 | 7.8433e-05
7823 | 0 | 1.7169e-08 | 5.0532e-07 | 0 | 0 | 2.9628e-07 | 0 | 1.0018e-06 | 5.5909e-07 | 2.4088e-08 | 0 | 1.866e-07 | 2.5017e-08 | 7.9214e-08 | 0 | 0 | 0 | 0.00018756 | 7.4716e-05
7824 | 0 | 0 | 1.9967e-07 | 0 | 0 | 6.8179e-10 | 0 | 9.0542e-08 | 0 | 1.7206e-08 | 0 | 8.6569e-08 | 8.2316e-10 | 2.8579e-09 | 0 | 0 | 0 | 0.00019793 | 9.0486e-05
7825 | 0 | 0 | 2.2556e-09 | 0 | 0 | 2.1079e-07 | 0 | 5.3043e-09 | 1.2935e-07 | 1.7206e-08 | 0 | 3.5453e-07 | 9.0369e-10 | 2.5141e-09 | 0 | 0 | 0 | 0.00023691 | 0.00010464
7826 | 0 | 0 | 2.3995e-11 | 0 | 0 | 2.8598e-08 | 0 | 0 | 1.7146e-07 | 1.7206e-08 | 0 | 1.5864e-07 | 9.5738e-10 | 6.4463e-11 | 0 | 0 | 0 | 0.00024909 | 0.00010442
7827 | 0 | 0 | 0 | 0 | 0 | 0 | 0 | 0 | 9.1644e-08 | 1.7206e-08 | 1.1548e-09 | 0 | 8.7685e-10 | 0 | 0 | 0 | 0 | 0.0002575 | 0.00010144
7828 | 0 | 0 | 0 | 0 | 0 | 0 | 0 | 0 | 0 | 2.6054e-08 | 0 | 0 | 8.9474e-10 | 0 | 0 | 0 | 0 | 0.00024845 | 0.00010421
7829 | 0 | 0 | 0 | 0 | 0 | 1.9772e-08 | 0 | 0 | 2.4955e-08 | 1.6714e-08 | 0 | 0 | 8.9474e-10 | 0 | 0 | 0 | 0 | 0.00022721 | 6.6887e-05
7830 | 2.8188e-09 | 4.4761e-09 | 3.5993e-10 | 3.4044e-09 | 0 | 1.375e-09 | 1.446e-09 | 9.0282e-10 | 1.3915e-09 | 0 | 3.4645e-10 | 5.7426e-09 | 4.6303e-09 | 2.4268e-08 | 4.6122e-08 | 0 | 3.2835e-09 | 0.00021713 | 0.00010006
7831 | 1.7517e-05 | 7.4237e-06 | 8.4492e-06 | 1.6864e-05 | 6.2302e-06 | 1.0789e-05 | 6.6437e-06 | 1.2321e-05 | 9.0082e-06 | 7.387e-06 | 4.2077e-06 | 8.6695e-06 | 4.4395e-06 | 8.6404e-06 | 4.929e-06 | 8.1788e-06 | 1.6709e-05 | 0.00020763 | 0.00017381
7832 | 0.00011991 | 8.2336e-05 | 0.00010664 | 0.00015916 | 0.00010982 | 0.00010107 | 9.4442e-05 | 0.00011368 | 8.6504e-05 | 8.8444e-05 | 8.3407e-05 | 9.4364e-05 | 4.2611e-05 | 8.1648e-05 | 9.3428e-05 | 9.7647e-05 | 0.00013733 | 0.00020126 | 0.00019663
7833 | 0.00028649 | 0.00022267 | 0.00027739 | 0.00036166 | 0.00030222 | 0.00024854 | 0.00026326 | 0.00027591 | 0.00021141 | 0.00023928 | 0.0002343 | 0.00026846 | 0.00017887 | 0.00019354 | 0.00026677 | 0.00023979 | 0.00033455 | 0.00017996 | 0.00014842
7834 | 0.00042301 | 0.00033311 | 0.00039801 | 0.00051404 | 0.00046391 | 0.00034567 | 0.00038495 | 0.00039205 | 0.00029853 | 0.00037748 | 0.00034946 | 0.00037005 | 0.00035465 | 0.00025841 | 0.00041432 | 0.00037159 | 0.00046254 | 0.00015668 | 9.8297e-05
7835 | 0.00049097 | 0.00040112 | 0.00047517 | 0.00059312 | 0.00055543 | 0.00040511 | 0.00045807 | 0.00045671 | 0.00034595 | 0.0004637 | 0.00041373 | 0.00043931 | 0.00041763 | 0.00030011 | 0.00048164 | 0.0004582 | 0.00052495 | 0.00012247 | 0.00015326
7836 | 0.00049559 | 0.00042455 | 0.00051665 | 0.00062843 | 0.00057871 | 0.00042493 | 0.00048088 | 0.00048064 | 0.00035878 | 0.00048598 | 0.00045562 | 0.00046327 | 0.00039335 | 0.00034513 | 0.00049861 | 0.00050036 | 0.00053015 | 0.00010868 | 0.00020188
7837 | 0.00045328 | 0.00040816 | 0.00050709 | 0.00061605 | 0.00052685 | 0.00041008 | 0.00045221 | 0.00046358 | 0.00034405 | 0.00047329 | 0.00045163 | 0.0004571 | 0.00041995 | 0.0003535 | 0.00046557 | 0.00047178 | 0.00047918 | 0.00011247 | 0.00018526
7838 | 0.00036533 | 0.00034902 | 0.00043311 | 0.00051209 | 0.00042494 | 0.0003417 | 0.00036932 | 0.0003848 | 0.00027255 | 0.00039767 | 0.00038777 | 0.00039282 | 0.00037919 | 0.00033166 | 0.00038419 | 0.00039085 | 0.00037982 | 0.00011083 | 0.00014599
7839 | 0.00021878 | 0.00021818 | 0.00028127 | 0.00029393 | 0.00026007 | 0.00021037 | 0.00022619 | 0.00023817 | 0.00016776 | 0.00024632 | 0.00025087 | 0.00025503 | 0.00024949 | 0.00027541 | 0.00023923 | 0.0002484 | 0.00021635 | 0.00011169 | 0.00016544
7840 | 6.1561e-05 | 0.00011902 | 0.00012975 | 0.00012576 | 7.0416e-05 | 7.7707e-05 | 8.2623e-05 | 8.5797e-05 | 7.7778e-05 | 0.00010002 | 0.00014749 | 0.0001011 | 7.6365e-05 | 0.0001973 | 5.8642e-05 | 0.00010928 | 4.9882e-05 | 0.00011932 | 0.00015601
7841 | 1.7325e-05 | 8.8449e-05 | 7.3026e-05 | 6.3397e-05 | 8.4049e-07 | 3.4129e-05 | 3.5405e-05 | 3.5716e-05 | 5.3609e-05 | 2.5574e-05 | 9.555e-05 | 4.3938e-05 | 6.6131e-06 | 0.00013865 | 1.2159e-06 | 4.4469e-05 | 2.0523e-06 | 0.00012629 | 0.00014021
7842 | 2.154e-05 | 9.5267e-05 | 6.8494e-05 | 7.8489e-05 | 0 | 6.0832e-05 | 4.2239e-05 | 4.334e-05 | 7.3107e-05 | 2.8075e-05 | 7.7233e-05 | 5.1781e-05 | 5.0678e-06 | 0.00013481 | 2.2019e-06 | 4.2389e-05 | 2.1009e-06 | 0.00013723 | 0.00012046
7843 | 1.8301e-05 | 7.7362e-05 | 4.0578e-05 | 5.387e-05 | 0 | 6.235e-05 | 4.0118e-05 | 3.7341e-05 | 7.5688e-05 | 2.0988e-05 | 3.86e-05 | 4.9556e-05 | 7.2784e-06 | 9.9039e-05 | 7.336e-06 | 4.0921e-05 | 4.7155e-06 | 0.00014889 | 0.00012598
7844 | 1.3141e-05 | 3.6587e-05 | 2.1163e-05 | 3.3224e-05 | 0 | 4.6828e-05 | 2.7955e-05 | 2.8468e-05 | 4.4471e-05 | 1.2059e-05 | 1.1433e-05 | 3.2544e-05 | 6.1561e-06 | 2.5852e-05 | 7.4719e-06 | 1.7397e-05 | 4.9019e-06 | 0.0001539 | 0.00013815
7845 | 1.1393e-06 | 1.3256e-05 | 1.0473e-05 | 1.2088e-05 | 0 | 2.6569e-05 | 1.0567e-05 | 1.7366e-05 | 1.8532e-05 | 8.0147e-06 | 0 | 2.0695e-05 | 3.8969e-06 | 7.6787e-06 | 7.4774e-06 | 0 | 4.347e-06 | 0.00013536 | 0.00013383
7846 | 9.4454e-08 | 5.8151e-06 | 4.2113e-06 | 3.9762e-06 | 0 | 8.6864e-06 | 3.7684e-06 | 5.5675e-06 | 8.191e-06 | 4.0709e-06 | 0 | 8.9696e-06 | 1.0019e-06 | 3.381e-06 | 3.1968e-06 | 0 | 1.7586e-06 | 0.00011173 | 0.0001224
7847 | 0 | 1.3189e-06 | 1.0751e-06 | 4.9686e-08 | 0 | 1.4817e-06 | 1.2426e-06 | 1.5337e-06 | 2.2842e-06 | 5.963e-07 | 0 | 2.4602e-06 | 3.7794e-08 | 8.5467e-07 | 1.1417e-07 | 0 | 0 | 0.00010753 | 9.5272e-05
7848 | 0 | 4.6075e-08 | 4.1205e-07 | 0 | 0 | 8.4846e-08 | 2.4753e-08 | 2.1136e-07 | 6.9869e-08 | 1.8189e-08 | 0 | 2.7102e-07 | 8.5895e-10 | 1.5014e-07 | 0 | 0 | 0 | 0.00010516 | 9.2319e-05
7849 | 0 | 0 | 1.5715e-07 | 0 | 0 | 2.4749e-07 | 0 | 1.1602e-08 | 2.3565e-10 | 1.8189e-08 | 0 | 3.6174e-07 | 1.539e-09 | 2.8837e-08 | 0 | 0 | 0 | 9.9791e-05 | 9.8222e-05
7850 | 0 | 0 | 2.5675e-09 | 0 | 0 | 2.8067e-07 | 0 | 0 | 1.5678e-07 | 2.5071e-08 | 0 | 4.3313e-07 | 1.0916e-09 | 5.099e-09 | 0 | 0 | 0 | 9.3032e-05 | 7.4493e-05
7851 | 0 | 0 | 1.4397e-10 | 0 | 0 | 2.5492e-07 | 0 | 0 | 1.8913e-07 | 1.6714e-08 | 0 | 4.2961e-07 | 1.1811e-09 | 0 | 0 | 0 | 0 | 8.528e-05 | 6.2188e-05
7852 | 0 | 0 | 0 | 0 | 0 | 3.1817e-08 | 0 | 0 | 1.8883e-07 | 1.7697e-08 | 0 | 2.8749e-08 | 8.9474e-10 | 0 | 0 | 0 | 0 | 8.8785e-05 | 6.2591e-05
7853 | 0 | 0 | 0 | 0 | 0 | 0 | 0 | 0 | 1.8868e-07 | 2.5563e-08 | 0 | 0 | 8.9474e-10 | 0 | 0 | 0 | 0 | 8.8471e-05 | 5.5686e-05
7854 | 4.698e-09 | 1.384e-09 | 5.9748e-10 | 3.4964e-09 | 0 | 1.5132e-09 | 1.4085e-09 | 9.5483e-10 | 4.0119e-08 | 1.7206e-08 | 3.4645e-10 | 6.6757e-09 | 8.2137e-09 | 2.2455e-08 | 4.6122e-08 | 0 | 3.2835e-09 | 7.6681e-05 | 6.8065e-05
7855 | 1.7212e-05 | 5.5223e-06 | 6.7835e-06 | 1.7824e-05 | 5.3314e-06 | 1.1111e-05 | 5.6065e-06 | 1.1039e-05 | 4.8859e-06 | 9.7553e-06 | 4.5984e-06 | 4.8727e-06 | 1.1276e-05 | 8.1842e-06 | 5.3657e-06 | 4.8963e-06 | 2.2534e-05 | 7.0232e-05 | 5.6096e-05
7856 | 0.00012274 | 7.0264e-05 | 8.0256e-05 | 0.00010406 | 9.5053e-05 | 7.7707e-05 | 7.9621e-05 | 8.8093e-05 | 6.6755e-05 | 8.2792e-05 | 6.689e-05 | 6.8867e-05 | 0.00012318 | 8.0377e-05 | 8.6323e-05 | 7.9556e-05 | 0.00013649 | 7.4087e-05 | 5.0562e-05
7857 | 0.00025463 | 0.00020701 | 0.00023788 | 0.00024402 | 0.00028826 | 0.0001883 | 0.00023544 | 0.00018889 | 0.00019482 | 0.00022849 | 0.00021049 | 0.00023922 | 0.00029324 | 0.00021912 | 0.00024529 | 0.00020748 | 0.00019542 | 7.8964e-05 | 3.6813e-05
7858 | 0.00032429 | 0.00030213 | 0.00035573 | 0.00046271 | 0.00045562 | 0.00028237 | 0.00034918 | 0.00028078 | 0.00026887 | 0.00038067 | 0.00031707 | 0.00035621 | 0.00038963 | 0.00031238 | 0.00036626 | 0.00032704 | 0.0002751 | 8.2998e-05 | 3.7661e-05
7859 | 0.00043893 | 0.00033283 | 0.00041916 | 0.00052941 | 0.00054415 | 0.00033633 | 0.00042048 | 0.00040595 | 0.00030375 | 0.00040748 | 0.00036159 | 0.00038755 | 0.00043013 | 0.00036582 | 0.00044127 | 0.0003527 | 0.00035889 | 6.7853e-05 | 3.2522e-05
7860 | 0.00044502 | 0.00033874 | 0.00046644 | 0.00056811 | 0.00053138 | 0.00032321 | 0.00044845 | 0.00042913 | 0.00030353 | 0.00048868 | 0.00040879 | 0.00043186 | 0.00046225 | 0.00039658 | 0.00048286 | 0.00037179 | 0.00035766 | 4.8876e-05 | 3.3816e-05
7861 | 0.00042254 | 0.00035831 | 0.00046203 | 0.00045957 | 0.00046172 | 0.00028504 | 0.00042564 | 0.00039287 | 0.00026095 | 0.00046633 | 0.00040743 | 0.00043247 | 0.0004589 | 0.00042104 | 0.00044882 | 0.00044008 | 0.00030721 | 4.9827e-05 | 3.1217e-05
7862 | 0.00031211 | 0.00032096 | 0.00039508 | 0.00040174 | 0.00042775 | 0.00023912 | 0.00035011 | 0.00033362 | 0.00023307 | 0.00038618 | 0.00035874 | 0.00037242 | 0.00037825 | 0.00038583 | 0.0003491 | 0.00037091 | 0.0001901 | 5.2996e-05 | 3.274e-05
7863 | 0.00016461 | 0.00021483 | 0.00025231 | 0.00024651 | 0.00025948 | 0.00016865 | 0.00022017 | 0.00020543 | 0.00014705 | 0.00023171 | 0.0002293 | 0.00023508 | 0.00024182 | 0.00024798 | 0.00021192 | 0.00023268 | 0.00011967 | 4.6882e-05 | 5.4957e-05
7864 | 4.5003e-05 | 0.00011818 | 0.00012099 | 0.00012036 | 6.8509e-05 | 7.2776e-05 | 8.1503e-05 | 7.2437e-05 | 7.1217e-05 | 9.3914e-05 | 0.00014209 | 9.6172e-05 | 7.8348e-05 | 0.00017945 | 5.6331e-05 | 0.00010551 | 3.8527e-05 | 5.3434e-05 | 4.8999e-05
7865 | 1.3457e-05 | 8.7e-05 | 7.3821e-05 | 6.1415e-05 | 8.411e-07 | 3.2954e-05 | 3.5244e-05 | 3.5056e-05 | 4.9606e-05 | 2.5375e-05 | 9.5404e-05 | 4.421e-05 | 6.4906e-06 | 0.00013691 | 7.4511e-07 | 4.4561e-05 | 2.0104e-06 | 5.7093e-05 | 4.2403e-05
7866 | 1.9266e-05 | 9.2807e-05 | 6.8504e-05 | 7.6591e-05 | 0 | 5.7444e-05 | 4.0904e-05 | 4.1922e-05 | 6.085e-05 | 2.8045e-05 | 7.76e-05 | 5.1739e-05 | 4.9934e-06 | 0.00013471 | 2.1965e-06 | 4.2402e-05 | 2.1059e-06 | 5.1976e-05 | 3.1274e-05
7867 | 1.4622e-05 | 7.1116e-05 | 4.137e-05 | 4.6531e-05 | 0 | 5.5675e-05 | 3.8339e-05 | 3.4552e-05 | 6.0768e-05 | 2.0959e-05 | 3.4597e-05 | 4.8146e-05 | 7.0537e-06 | 0.00011398 | 7.3523e-06 | 3.9827e-05 | 2.8116e-06 | 5.2409e-05 | 2.6668e-05
7868 | 9.7293e-06 | 3.002e-05 | 2.0509e-05 | 2.8096e-05 | 0 | 4.2098e-05 | 2.6168e-05 | 2.4753e-05 | 3.5018e-05 | 1.115e-05 | 5.1631e-06 | 3.0901e-05 | 4.9196e-06 | 4.9006e-05 | 7.4828e-06 | 6.3057e-06 | 8.9768e-07 | 4.5139e-05 | 2.3122e-05
7869 | 9.0349e-07 | 1.3007e-05 | 1.046e-05 | 1.1021e-05 | 0 | 2.2604e-05 | 9.358e-06 | 1.366e-05 | 1.3245e-05 | 7.4926e-06 | 5.8896e-08 | 1.9812e-05 | 3.4102e-06 | 1.1694e-05 | 7.3342e-06 | 0 | 2.048e-07 | 3.7219e-05 | 1.7726e-05
7870 | 8.9261e-08 | 7.4905e-06 | 3.9171e-06 | 8.7134e-07 | 0 | 5.5697e-06 | 3.2875e-06 | 4.2758e-06 | 3.1555e-06 | 5.4326e-06 | 5.1967e-08 | 7.9698e-06 | 1.109e-06 | 3.2806e-06 | 2.8416e-06 | 0 | 0 | 3.3967e-05 | 2.7417e-05
7871 | 0 | 3.8296e-06 | 1.0085e-06 | 0 | 0 | 5.1185e-07 | 7.6224e-07 | 9.4431e-07 | 7.716e-07 | 1.64e-06 | 1.1548e-09 | 2.0017e-06 | 3.6541e-08 | 7.5892e-07 | 9.0613e-08 | 0 | 0 | 2.9827e-05 | 2.335e-05
7872 | 0 | 8.6123e-07 | 3.9734e-07 | 0 | 0 | 5.7422e-08 | 0 | 4.1602e-08 | 2.5705e-07 | 0 | 0 | 2.4072e-07 | 6.6211e-10 | 1.8867e-07 | 0 | 0 | 0 | 3.0682e-05 | 1.6906e-05
7873 | 0 | 0 | 1.0623e-07 | 0 | 0 | 2.2829e-07 | 0 | 5.7781e-10 | 1.3064e-07 | 0 | 0 | 3.6192e-07 | 1.9684e-09 | 4.6143e-08 | 0 | 0 | 0 | 2.6649e-05 | 1.6743e-05
7874 | 0 | 0 | 1.7757e-09 | 0 | 0 | 2.8067e-07 | 0 | 0 | 1.7238e-07 | 0 | 0 | 4.5908e-07 | 7.3369e-10 | 9.6695e-11 | 0 | 0 | 0 | 2.6062e-05 | 1.238e-05
7875 | 0 | 0 | 2.3995e-11 | 0 | 0 | 2.1552e-07 | 0 | 0 | 1.7158e-07 | 0 | 0 | 4.355e-07 | 1.029e-09 | 7.7356e-11 | 0 | 0 | 0 | 3.0029e-05 | 1.0332e-05
7876 | 0 | 0 | 1.1998e-10 | 0 | 0 | 1.9696e-08 | 0 | 0 | 1.7146e-07 | 0 | 0 | 1.1521e-08 | 8.7685e-10 | 0 | 0 | 0 | 0 | 3.2677e-05 | 5.0752e-06
7877 | 0 | 0 | 0 | 0 | 0 | 0 | 0 | 0 | 1.1933e-07 | 0 | 0 | 6.4604e-10 | 7.1579e-10 | 9.7468e-09 | 0 | 0 | 0 | 3.7081e-05 | 9.9375e-06
7878 | 2.9671e-09 | 5.3608e-09 | 2.1596e-10 | 3.6804e-09 | 0 | 1.6098e-09 | 1.4252e-09 | 1.0935e-09 | 4.8379e-09 | 0 | 3.4645e-10 | 3.2661e-09 | 6.7553e-09 | 4.3611e-08 | 4.6122e-08 | 0 | 2.727e-09 | 3.3379e-05 | 1.1165e-05
7879 | 8.606e-06 | 6.3824e-06 | 7.2659e-06 | 9.6198e-06 | 5.3763e-06 | 7.8008e-06 | 5.6024e-06 | 9.6284e-06 | 7.5471e-06 | 5.1899e-06 | 3.7798e-06 | 7.0819e-06 | 1.0489e-05 | 6.8038e-06 | 4.2694e-06 | 6.735e-06 | 8.8847e-06 | 2.9933e-05 | 1.7261e-05
7880 | 0.00011787 | 7.9647e-05 | 9.7813e-05 | 0.00012418 | 0.00011213 | 8.5625e-05 | 8.8307e-05 | 9.598e-05 | 9.014e-05 | 9.3161e-05 | 7.6826e-05 | 9.6112e-05 | 9.8664e-05 | 7.5914e-05 | 8.8007e-05 | 9.2925e-05 | 8.9805e-05 | 1.5759e-05 | 1.1712e-05
7881 | 0.00027998 | 0.00021948 | 0.00026118 | 0.00030837 | 0.00031088 | 0.00022746 | 0.00025501 | 0.00023596 | 0.00023889 | 0.0002405 | 0.00021938 | 0.00026019 | 0.00020582 | 0.00014881 | 0.00025087 | 0.00023019 | 0.00025435 | 2.6692e-05 | 1.1482e-05
7882 | 0.00038493 | 0.00032613 | 0.00038363 | 0.00049995 | 0.00045013 | 0.00031499 | 0.00037646 | 0.00034539 | 0.0003353 | 0.00030651 | 0.00032563 | 0.00035232 | 0.00025545 | 0.00022773 | 0.00038152 | 0.00035218 | 0.00033673 | 2.0321e-05 | 1.454e-05
7883 | 0.00037291 | 0.00039307 | 0.00045301 | 0.00057121 | 0.00052887 | 0.00035511 | 0.00044504 | 0.00041564 | 0.00039544 | 0.00034512 | 0.00038227 | 0.00040769 | 0.0002277 | 0.00028925 | 0.00044463 | 0.00043487 | 0.0002706 | 7.3634e-06 | 2.9417e-05
7884 | 0.00033408 | 0.00041285 | 0.00048847 | 0.00054137 | 0.00055306 | 0.00035139 | 0.00046258 | 0.00039419 | 0.0004158 | 0.00040711 | 0.0004165 | 0.00042893 | 0.00021452 | 0.00033728 | 0.00046207 | 0.00048065 | 0.00020398 | 5.0543e-06 | 4.8407e-05
7885 | 0.00026655 | 0.00040035 | 0.00047016 | 0.00056558 | 0.00050976 | 0.00034298 | 0.00043147 | 0.00032883 | 0.00039947 | 0.00041728 | 0.00040064 | 0.00042112 | 0.00020861 | 0.00033987 | 0.00043035 | 0.00045259 | 0.0002587 | 6.6893e-06 | 4.4688e-05
7886 | 0.00020343 | 0.00034234 | 0.00039941 | 0.00044275 | 0.00041095 | 0.00029603 | 0.000349 | 0.00030923 | 0.00032288 | 0.00035834 | 0.00034228 | 0.00036603 | 0.00017242 | 0.00032979 | 0.0003491 | 0.00037358 | 0.00016614 | 8.178e-06 | 4.2971e-05
7887 | 0.00015126 | 0.00021362 | 0.00025121 | 0.00026445 | 0.00024186 | 0.00018693 | 0.00020894 | 0.00020069 | 0.00019033 | 0.00022051 | 0.00021212 | 0.00023395 | 9.0239e-05 | 0.00023981 | 0.0002098 | 0.00023081 | 0.0001266 | 9.2993e-06 | 0.00011669
7888 | 5.2762e-05 | 0.00011615 | 0.00012068 | 0.00011863 | 6.3182e-05 | 7.1024e-05 | 7.6857e-05 | 8.0282e-05 | 7.8859e-05 | 8.818e-05 | 0.00013862 | 9.3394e-05 | 4.2174e-05 | 0.00017401 | 5.0382e-05 | 0.00010375 | 3.4095e-05 | 1.0576e-05 | 7.8291e-05
7889 | 1.3495e-05 | 8.7759e-05 | 7.336e-05 | 6.1e-05 | 1.0789e-06 | 3.3526e-05 | 3.4716e-05 | 3.5602e-05 | 5.3292e-05 | 2.4194e-05 | 9.5239e-05 | 4.4215e-05 | 5.4921e-06 | 0.00013601 | 9.7957e-07 | 4.4536e-05 | 1.5898e-06 | 1.0578e-05 | 3.0084e-05
7890 | 1.8724e-05 | 9.4622e-05 | 6.7989e-05 | 7.9653e-05 | 0 | 5.9109e-05 | 4.0713e-05 | 4.2445e-05 | 7.3003e-05 | 2.8063e-05 | 7.6342e-05 | 5.0245e-05 | 4.2934e-06 | 0.00013171 | 2.1928e-06 | 4.2378e-05 | 2.1053e-06 | 1.0802e-05 | 9.6902e-06
7891 | 1.31e-05 | 7.9712e-05 | 4.1818e-05 | 5.4041e-05 | 0 | 5.6581e-05 | 3.8824e-05 | 3.6407e-05 | 8.0057e-05 | 1.716e-05 | 3.6021e-05 | 4.5616e-05 | 5.7529e-06 | 9.573e-05 | 7.3414e-06 | 3.9654e-05 | 3.8801e-06 | 1.2277e-05 | 1.0224e-06
7892 | 5.4607e-06 | 3.5713e-05 | 2.1182e-05 | 2.9886e-05 | 0 | 4.3644e-05 | 2.6523e-05 | 2.3713e-05 | 4.9922e-05 | 1.1976e-05 | 6.4959e-06 | 2.9187e-05 | 4.7291e-06 | 2.2892e-05 | 7.4756e-06 | 1.4997e-05 | 5.0644e-08 | 1.3896e-05 | 2.3043e-06
7893 | 1.2116e-07 | 1.376e-05 | 1.0086e-05 | 1.1125e-05 | 0 | 2.4786e-05 | 1.0093e-05 | 1.3249e-05 | 2.0707e-05 | 7.0586e-06 | 4.2151e-08 | 1.8327e-05 | 3.2412e-06 | 7.2799e-06 | 7.2454e-06 | 0 | 0 | 1.8837e-05 | 1.6933e-06
7894 | 4.154e-08 | 7.8787e-06 | 4.0411e-06 | 5.5436e-07 | 0 | 8.1912e-06 | 3.5026e-06 | 4.065e-06 | 9.6521e-06 | 1.0348e-06 | 5.3122e-08 | 7.4587e-06 | 9.5745e-07 | 1.971e-06 | 2.8779e-06 | 0 | 0 | 1.9322e-05 | 2.5655e-06
7895 | 0 | 4.0621e-06 | 1.056e-06 | 0 | 0 | 1.305e-06 | 9.9256e-07 | 8.2795e-07 | 3.0983e-06 | 0 | 0 | 1.8411e-06 | 7.3369e-10 | 1.8426e-07 | 5.2555e-08 | 0 | 0 | 1.5616e-05 | 4.7773e-06
7896 | 0 | 1.1902e-06 | 4.1301e-07 | 0 | 0 | 8.1588e-08 | 3.0338e-08 | 1.6179e-08 | 4.474e-07 | 0 | 0 | 2.1994e-07 | 7.5158e-10 | 5.2215e-09 | 0 | 0 | 0 | 1.6596e-05 | 5.6436e-06
7897 | 0 | 0 | 1.3425e-07 | 0 | 0 | 2.4287e-07 | 0 | 0 | 1.3948e-07 | 2.0155e-08 | 0 | 2.0479e-07 | 1.8521e-09 | 3.0942e-10 | 0 | 0 | 0 | 1.7368e-05 | 4.7237e-06
7898 | 0 | 0 | 3.6473e-09 | 0 | 0 | 2.8067e-07 | 0 | 0 | 1.7789e-07 | 2.7529e-08 | 0 | 2.1499e-07 | 8.0527e-10 | 9.0248e-11 | 0 | 0 | 0 | 3.1934e-05 | 5.9127e-06
7899 | 0 | 0 | 0 | 0 | 0 | 2.3541e-07 | 0 | 0 | 1.7169e-07 | 1.8681e-08 | 0 | 1.8843e-07 | 7.3369e-10 | 0 | 0 | 0 | 0 | 5.2767e-05 | 7.4007e-06
7900 | 0 | 0 | 1.1998e-10 | 0 | 0 | 2.5946e-08 | 0 | 0 | 1.7136e-07 | 1.7206e-08 | 0 | 3.2733e-08 | 8.9474e-10 | 4.5253e-08 | 0 | 0 | 0 | 5.915e-05 | 7.3494e-06
7901 | 0 | 0 | 0 | 0 | 0 | 0 | 0 | 0 | 1.494e-08 | 0 | 0 | 2.4406e-08 | 7.5158e-10 | 3.8678e-11 | 0 | 0 | 0 | 5.5387e-05 | 1.3213e-05
7902 | 2.9053e-09 | 4.5374e-09 | 1.6797e-10 | 3.3584e-09 | 0 | 1.4128e-09 | 1.4169e-09 | 8.1037e-10 | 3.8434e-09 | 1.7697e-08 | 3.4645e-10 | 1.0193e-08 | 8.0124e-09 | 1.322e-08 | 4.6122e-08 | 0 | 2.8939e-09 | 5.7141e-05 | 1.6676e-05
7903 | 1.353e-05 | 6.0447e-06 | 6.5207e-06 | 1.2086e-05 | 4.3667e-06 | 7.8705e-06 | 5.3473e-06 | 9.8801e-06 | 7.4861e-06 | 6.6184e-06 | 3.3599e-06 | 8.1787e-06 | 6.9641e-06 | 8.5297e-06 | 3.9477e-06 | 6.2092e-06 | 1.1413e-05 | 6.5672e-05 | 1.849e-05
7904 | 0.00012211 | 7.5795e-05 | 8.3322e-05 | 0.00012113 | 9.6569e-05 | 8.1576e-05 | 8.2705e-05 | 9.8596e-05 | 8.6627e-05 | 9.256e-05 | 7.2017e-05 | 6.6008e-05 | 7.1879e-05 | 8.4432e-05 | 8.3998e-05 | 8.9976e-05 | 9.2115e-05 | 7.8951e-05 | 1.183e-05
7905 | 0.00024652 | 0.00020983 | 0.00023157 | 0.00032631 | 0.00027219 | 0.00020304 | 0.00024264 | 0.00024909 | 0.00023252 | 0.00024299 | 0.00020855 | 0.00020821 | 0.00016891 | 0.00020731 | 0.00024266 | 0.00022527 | 0.00016829 | 9.7618e-05 | 1.8173e-05
7906 | 0.00028239 | 0.00031627 | 0.00033821 | 0.00048401 | 0.00041661 | 0.00029619 | 0.00035523 | 0.00035969 | 0.0003317 | 0.00036868 | 0.00029305 | 0.00034388 | 0.00023331 | 0.00027907 | 0.00035776 | 0.0003427 | 0.00017552 | 9.3323e-05 | 4.0683e-05
7907 | 0.00030129 | 0.00037789 | 0.00040273 | 0.0005564 | 0.00050633 | 0.00032865 | 0.00041408 | 0.00040733 | 0.00038718 | 0.0003582 | 0.00034373 | 0.00039052 | 0.00025322 | 0.00023358 | 0.00038742 | 0.00042131 | 0.00019709 | 0.00010051 | 2.0485e-05
7908 | 0.00029509 | 0.00038052 | 0.00034245 | 0.00055134 | 0.00050806 | 0.00031752 | 0.00039987 | 0.00031781 | 0.00038812 | 0.00028971 | 0.00034428 | 0.00031907 | 0.00024379 | 0.00023028 | 0.00041598 | 0.00042112 | 0.00032191 | 0.00010054 | 3.8001e-05
7909 | 0.00020048 | 0.00029529 | 0.00028996 | 0.0004331 | 0.00037293 | 0.00025686 | 0.00029753 | 0.00021433 | 0.00034184 | 0.00029707 | 0.00026544 | 0.00029182 | 0.00019648 | 0.00019808 | 0.00027266 | 0.0003504 | 0.00024876 | 9.3342e-05 | 4.7137e-05
7910 | 0.00017906 | 0.00022708 | 0.00019703 | 0.00028058 | 0.00026501 | 0.00017169 | 0.00021489 | 0.00014824 | 0.0002223 | 0.00023118 | 0.0001492 | 0.00021127 | 0.00010431 | 0.00016404 | 0.00022713 | 0.00024066 | 0.00016187 | 0.00010862 | 4.2928e-05
7911 | 0.00013612 | 0.00013911 | 0.00013172 | 8.8437e-05 | 0.00015845 | 8.8237e-05 | 0.00011851 | 9.9775e-05 | 0.00012097 | 0.00013682 | 0.00011487 | 0.00010739 | 4.4707e-05 | 0.00013849 | 8.092e-05 | 0.0001542 | 9.6194e-05 | 0.00013072 | 3.6797e-05
7912 | 4.6992e-05 | 0.0001045 | 8.9258e-05 | 8.4672e-05 | 4.0762e-05 | 4.6299e-05 | 6.144e-05 | 5.6428e-05 | 6.5955e-05 | 6.523e-05 | 0.00011885 | 6.6243e-05 | 1.3796e-05 | 0.00015601 | 3.9281e-05 | 9.0204e-05 | 4.4094e-05 | 0.00015621 | 2.2874e-05
7913 | 1.7004e-05 | 8.7534e-05 | 7.2324e-05 | 6.0183e-05 | 1.7282e-07 | 3.1011e-05 | 3.2938e-05 | 3.5258e-05 | 5.301e-05 | 2.4832e-05 | 9.446e-05 | 4.3376e-05 | 3.1466e-06 | 0.00013426 | 3.2634e-07 | 4.3329e-05 | 1.9763e-06 | 0.00017937 | 4.3261e-05
7914 | 2.1365e-05 | 9.193e-05 | 6.3281e-05 | 7.7467e-05 | 0 | 5.5906e-05 | 3.8697e-05 | 4.2377e-05 | 7.1535e-05 | 2.4891e-05 | 5.7946e-05 | 5.0982e-05 | 4.0278e-06 | 0.00011121 | 2.2019e-06 | 4.2387e-05 | 2.1053e-06 | 0.00022133 | 6.9356e-05
7915 | 9.4385e-06 | 6.8066e-05 | 2.9466e-05 | 4.8401e-05 | 0 | 5.3074e-05 | 3.378e-05 | 3.1115e-05 | 7.4593e-05 | 1.3802e-05 | 1.3307e-05 | 4.4137e-05 | 4.2499e-06 | 3.5321e-05 | 7.3541e-06 | 3.872e-05 | 4.3532e-06 | 0.00026093 | 6.3827e-05
7916 | 7.858e-07 | 2.8934e-05 | 1.5319e-05 | 2.8599e-05 | 0 | 4.0806e-05 | 2.0655e-05 | 1.8184e-05 | 4.0702e-05 | 1.0208e-05 | 2.6907e-07 | 2.6822e-05 | 1.9808e-06 | 8.5764e-06 | 7.4955e-06 | 1.7101e-06 | 2.0313e-07 | 0.00028053 | 1.4076e-05
7917 | 4.154e-08 | 1.1412e-05 | 6.2437e-06 | 8.4185e-06 | 0 | 2.1308e-05 | 6.299e-06 | 1.0053e-05 | 1.8471e-05 | 2.5219e-06 | 0 | 1.5433e-05 | 7.4738e-08 | 3.463e-06 | 4.0939e-06 | 0 | 0 | 0.00028551 | 0.00013255
7918 | 4.154e-08 | 6.6166e-06 | 2.8041e-06 | 2.2312e-07 | 0 | 5.4305e-06 | 1.5199e-06 | 3.0952e-06 | 8.1521e-06 | 1.8681e-08 | 1.1548e-09 | 4.7651e-06 | 5.0106e-10 | 5.0948e-07 | 5.0018e-07 | 0 | 0 | 0.00027935 | 0.00019823
7919 | 0 | 2.8668e-06 | 6.7506e-07 | 0 | 0 | 2.6878e-07 | 3.4955e-07 | 4.0443e-07 | 1.8962e-06 | 9.8319e-09 | 0 | 8.172e-07 | 5.7264e-10 | 1.3528e-07 | 0 | 0 | 0 | 0.00027091 | 0.0001867
7920 | 0 | 4.9316e-08 | 3.0904e-07 | 0 | 0 | 3.0454e-08 | 0 | 0 | 1.218e-07 | 9.3403e-09 | 0 | 1.7002e-07 | 6.8001e-10 | 1.386e-08 | 0 | 0 | 0 | 0.00026745 | 0.00016777
7921 | 0 | 0 | 1.9364e-08 | 0 | 0 | 2.267e-07 | 0 | 0 | 1.3896e-07 | 1.8189e-08 | 0 | 1.9769e-07 | 5.7264e-10 | 3.0556e-09 | 0 | 0 | 0 | 0.00027811 | 0.0002169
7922 | 0 | 0 | 1.1998e-10 | 0 | 0 | 2.8086e-07 | 0 | 0 | 1.999e-07 | 1.8681e-08 | 0 | 2.1535e-07 | 5.9053e-10 | 1.0744e-11 | 0 | 0 | 0 | 0.00027255 | 0.00023069
7923 | 0 | 0 | 0 | 0 | 0 | 2.4715e-07 | 0 | 0 | 1.8277e-07 | 1.9172e-08 | 0 | 2.1355e-07 | 4.8316e-10 | 0 | 0 | 0 | 0 | 0.00026027 | 0.00022619
7924 | 0 | 0 | 0 | 0 | 0 | 3.3711e-08 | 0 | 0 | 1.8237e-07 | 2.3597e-08 | 0 | 3.5891e-11 | 6.2632e-10 | 0 | 0 | 0 | 0 | 0.00027055 | 0.00024481
7925 | 0 | 0 | 1.4397e-10 | 0 | 0 | 0 | 0 | 0 | 4.5598e-08 | 1.7206e-08 | 0 | 0 | 6.2632e-10 | 0 | 0 | 0 | 0 | 0.00027807 | 0.00023673
7926 | 2.9424e-09 | 6.3068e-10 | 9.2382e-11 | 3.5884e-09 | 0 | 1.5265e-09 | 1.6586e-09 | 9.4905e-10 | 1.2725e-10 | 0 | 4.0419e-10 | 0 | 4.7466e-09 | 6.2046e-10 | 2.7184e-10 | 0 | 2.9496e-09 | 0.00027588 | 0.00023279
7927 | 3.3841e-07 | 6.6261e-08 | 2.7265e-07 | 9.063e-09 | 4.4292e-08 | 9.6e-08 | 2.178e-08 | 5.0456e-08 | 5.6986e-08 | 1.2192e-08 | 5.6326e-08 | 6.4708e-08 | 4.3491e-07 | 1.79e-07 | 2.1656e-08 | 4.2539e-08 | 5.7982e-07 | 0.00028289 | 0.0002473
7928 | 6.2827e-06 | 3.2352e-06 | 1.5364e-05 | 1.8422e-06 | 4.4009e-06 | 2.3575e-06 | 6.454e-06 | 5.5254e-06 | 4.1953e-06 | 1.6523e-05 | 1.5258e-05 | 1.0121e-05 | 9.5546e-06 | 2.5227e-05 | 8.9744e-06 | 8.6135e-06 | 1.2296e-05 | 0.00034963 | 0.00024443
7929 | 2.5366e-05 | 2.064e-05 | 0.00012002 | 4.3962e-05 | 3.5714e-05 | 1.7919e-05 | 6.9839e-05 | 4.051e-05 | 1.8267e-05 | 0.00011395 | 7.8911e-05 | 8.1306e-05 | 3.1915e-05 | 9.3283e-05 | 6.3984e-05 | 4.8472e-05 | 2.4879e-05 | 0.00042284 | 0.00023704
7930 | 8.6357e-05 | 7.68e-05 | 0.00025781 | 0.00010858 | 0.00017325 | 5.8799e-05 | 0.00016067 | 0.0001081 | 6.942e-05 | 0.00025656 | 0.00020767 | 0.00025543 | 0.00010764 | 0.00020251 | 0.00011209 | 0.00019116 | 6.9887e-05 | 0.00041123 | 0.00025195
7931 | 0.00011143 | 0.00017503 | 0.00024075 | 0.00019287 | 0.00031511 | 0.00011814 | 0.00021824 | 0.00019196 | 0.00013656 | 0.00033593 | 0.00019568 | 0.00028999 | 0.00028053 | 0.00021035 | 0.00019116 | 0.00033448 | 0.00014222 | 0.00039845 | 0.00023943
7932 | 0.00026175 | 0.00018421 | 0.00027597 | 0.00038943 | 0.00023118 | 0.0002194 | 0.0001983 | 0.00031152 | 0.00017276 | 0.00011994 | 0.0002192 | 0.00022903 | 0.00030131 | 0.00019038 | 0.00023383 | 0.00028915 | 0.00028286 | 0.00037738 | 0.00020506
7933 | 0.00025958 | 0.00016952 | 0.00019057 | 0.00040249 | 0.00020361 | 0.00024546 | 0.00017443 | 0.00031291 | 0.00017585 | 0.00015914 | 0.00014359 | 0.0002008 | 0.00024417 | 0.00022997 | 0.00015749 | 0.00021759 | 0.00043385 | 0.00036877 | 0.00025329
7934 | 0.00021828 | 0.00016083 | 0.00014779 | 0.00033534 | 9.8148e-05 | 0.00019305 | 0.00012784 | 0.00027839 | 0.00012604 | 0.00015234 | 0.00012423 | 0.00015204 | 0.00017321 | 0.0002089 | 0.00014172 | 0.00019964 | 0.0003694 | 0.00035358 | 0.00019512
7935 | 0.00014206 | 0.00010328 | 0.00011372 | 0.00021854 | 4.5992e-05 | 0.00013018 | 7.9202e-05 | 0.00019648 | 6.8611e-05 | 0.00019377 | 6.7942e-05 | 8.4183e-05 | 0.00012196 | 0.00014907 | 8.7422e-05 | 8.0562e-05 | 0.00021196 | 0.00035327 | 0.0002214
7936 | 5.4114e-05 | 9.0588e-05 | 5.4002e-05 | 0.00011272 | 2.5683e-05 | 5.8988e-05 | 3.8666e-05 | 7.5479e-05 | 4.3904e-05 | 5.7611e-05 | 0.00010547 | 6.7594e-05 | 1.9407e-05 | 0.00014662 | 1.5794e-05 | 5.9794e-05 | 4.6785e-05 | 0.00036056 | 0.00024852
7937 | 1.5227e-05 | 5.1404e-05 | 6.0895e-05 | 5.6743e-05 | 4.0113e-09 | 2.5935e-05 | 2.0431e-05 | 3.3889e-05 | 2.639e-05 | 1.5417e-05 | 6.5301e-05 | 3.856e-05 | 2.4865e-06 | 0.00012588 | 2.1235e-07 | 4.3248e-05 | 1.9241e-06 | 0.00037358 | 0.00023602
7938 | 1.4089e-05 | 2.1768e-05 | 4.6684e-05 | 4.3364e-05 | 0 | 3.6439e-05 | 1.5195e-05 | 3.2895e-05 | 1.887e-05 | 1.4515e-05 | 6.7574e-06 | 3.4829e-05 | 3.4337e-06 | 8.3809e-05 | 2.1983e-06 | 2.6035e-05 | 2.107e-06 | 0.000369 | 0.00022309
7939 | 2.7565e-06 | 6.6087e-06 | 2.2486e-05 | 2.1625e-05 | 0 | 2.6423e-05 | 9.7062e-06 | 2.2454e-05 | 1.96e-05 | 1.2099e-05 | 8.7997e-07 | 2.2207e-05 | 3.1707e-06 | 2.018e-05 | 5.6597e-06 | 5.6027e-06 | 4.7327e-06 | 0.00036664 | 0.00023709
7940 | 4.154e-08 | 5.1545e-06 | 4.8848e-06 | 3.3703e-06 | 0 | 8.6636e-06 | 2.3329e-06 | 1.3733e-05 | 1.3871e-05 | 5.9584e-06 | 4.5038e-08 | 1.2834e-05 | 7.2226e-07 | 6.0036e-06 | 1.5042e-07 | 0 | 2.3491e-06 | 0.00036683 | 0.00020162
7941 | 3.5606e-08 | 2.942e-06 | 2.5072e-06 | 6.6247e-08 | 0 | 1.8041e-06 | 9.5387e-07 | 6.3988e-06 | 5.4665e-06 | 3.4436e-07 | 0 | 4.7435e-06 | 3.8742e-09 | 2.3979e-06 | 0 | 0 | 1.7252e-08 | 0.00036902 | 0.00017813
7942 | 3.5606e-08 | 1.5741e-07 | 8.3348e-07 | 0 | 0 | 1.8749e-07 | 0 | 1.3338e-06 | 2.9678e-07 | 1.8189e-08 | 0 | 1.1768e-06 | 9.3053e-10 | 2.0179e-07 | 0 | 0 | 0 | 0.00036007 | 0.00018766
7943 | 0 | 3.5038e-10 | 1.4894e-07 | 0 | 0 | 1.909e-08 | 0 | 2.4701e-07 | 1.3668e-07 | 1.7697e-08 | 0 | 2.3243e-07 | 8.5895e-10 | 8.1009e-09 | 0 | 0 | 0 | 0.00035655 | 0.00020991
7944 | 0 | 8.7595e-11 | 5.279e-10 | 0 | 0 | 0 | 0 | 0 | 0 | 1.7206e-08 | 0 | 1.1036e-07 | 7.1579e-10 | 7.3058e-10 | 0 | 0 | 0 | 0.00035765 | 0.00024333
7945 | 0 | 0 | 1.1998e-10 | 0 | 0 | 2.2632e-07 | 0 | 0 | 0 | 2.163e-08 | 0 | 1.8968e-07 | 9.1264e-10 | 3.105e-09 | 0 | 0 | 0 | 0.00034144 | 0.00024646
7946 | 0 | 0 | 0 | 0 | 0 | 6.8369e-08 | 0 | 0 | 1.3859e-07 | 2.1139e-08 | 0 | 6.6757e-08 | 8.7685e-10 | 0 | 0 | 0 | 0 | 0.00032743 | 0.00023649
7947 | 0 | 0 | 0 | 0 | 0 | 0 | 0 | 0 | 1.2449e-07 | 1.7206e-08 | 0 | 0 | 8.0527e-10 | 0 | 0 | 0 | 0 | 0.00031852 | 0.00024261
7948 | 0 | 0 | 2.3995e-11 | 0 | 0 | 0 | 0 | 0 | 0 | 1.6714e-08 | 1.1548e-09 | 0 | 9.1264e-10 | 0 | 0 | 0 | 0 | 0.00029731 | 0.00025658
7949 | 0 | 0 | 0 | 0 | 0 | 0 | 0 | 0 | 0 | 1.9172e-08 | 0 | 3.5891e-11 | 8.2316e-10 | 0 | 0 | 0 | 0 | 0.00030167 | 0.00023467
7950 | 2.8435e-09 | 6.1316e-10 | 8.7583e-11 | 3.4504e-09 | 0 | 1.4621e-09 | 1.4252e-09 | 8.6238e-10 | 1.3196e-10 | 1.4748e-08 | 3.4645e-10 | 3.5891e-11 | 5.7666e-09 | 1.4525e-08 | 4.6258e-08 | 0 | 2.5044e-09 | 0.00030328 | 0.00020947
7951 | 5.9661e-06 | 2.4244e-06 | 2.8096e-07 | 3.9937e-06 | 5.8504e-07 | 3.4659e-06 | 8.7498e-08 | 4.8229e-06 | 1.7076e-06 | 2.2074e-06 | 5.1967e-10 | 1.0546e-07 | 1.3119e-06 | 1.4577e-06 | 1.8453e-07 | 1.2061e-06 | 7.0872e-06 | 0.00028442 | 0.00016597
7952 | 9.2446e-05 | 1.6166e-05 | 1.2099e-05 | 7.7744e-05 | 1.2756e-05 | 3.924e-05 | 9.7638e-07 | 7.5386e-05 | 1.4795e-05 | 2.762e-05 | 6.8957e-08 | 1.0095e-05 | 2.1498e-05 | 1.7435e-05 | 2.3428e-07 | 1.706e-05 | 9.1856e-05 | 0.0002849 | 0.00021422
7953 | 0.00023732 | 2.0604e-05 | 4.0012e-05 | 0.00019102 | 5.3007e-05 | 8.3977e-05 | 2.8131e-06 | 0.00018104 | 3.6192e-05 | 2.8737e-05 | 1.3835e-06 | 3.6684e-05 | 7.992e-05 | 3.1684e-05 | 9.4717e-07 | 4.8043e-05 | 0.00021405 | 0.00030475 | 0.00023057
7954 | 0.00038947 | 2.2154e-05 | 9.5984e-05 | 0.00014484 | 9.0763e-05 | 0.00010056 | 6.0374e-06 | 0.00015319 | 5.401e-05 | 7.8987e-05 | 6.1836e-06 | 5.9697e-05 | 0.00012328 | 6.0133e-05 | 1.7255e-06 | 5.743e-05 | 0.00039447 | 0.00031535 | 0.00025049
7955 | 0.00018988 | 3.5803e-05 | 0.00015291 | 0.00022455 | 0.00015841 | 0.00012575 | 6.1261e-06 | 0.00017418 | 5.9726e-05 | 5.9573e-05 | 2.1105e-06 | 0.00012374 | 0.00018516 | 0.00013538 | 5.3335e-06 | 0.00014242 | 0.00019032 | 0.00028882 | 0.0002411
7956 | 0.00024353 | 5.731e-05 | 9.7426e-05 | 0.00029608 | 0.00030745 | 0.000146 | 7.6949e-06 | 0.00023535 | 5.4828e-05 | 0.00014942 | 1.7485e-06 | 0.00012696 | 0.00023949 | 0.00016319 | 4.1338e-06 | 0.00020645 | 0.00032908 | 0.00026955 | 0.00023656
7957 | 0.00032191 | 2.5171e-05 | 0.00011123 | 0.00040791 | 0.00027002 | 0.00015933 | 1.1573e-05 | 0.00024874 | 4.2835e-05 | 0.0002635 | 2.7066e-06 | 0.00014549 | 0.00025085 | 0.00017866 | 2.6206e-06 | 7.4962e-05 | 0.00040223 | 0.000301 | 0.00025288
7958 | 0.00026535 | 2.2669e-05 | 0.00010304 | 0.00027546 | 0.00010392 | 9.9604e-05 | 9.1806e-06 | 0.00019304 | 3.5239e-05 | 0.00014825 | 3.6219e-06 | 0.000147 | 0.00013978 | 0.00014843 | 1.7461e-06 | 0.00014747 | 0.00030968 | 0.00029037 | 0.00023689
7959 | 8.9466e-05 | 6.7242e-06 | 7.9556e-05 | 0.00013912 | 5.8598e-05 | 5.1911e-05 | 9.8671e-06 | 0.00012399 | 1.8801e-05 | 9.3616e-05 | 8.7357e-06 | 5.0765e-05 | 7.5562e-05 | 0.0001182 | 1.8462e-06 | 4.7025e-05 | 0.00011346 | 0.0002889 | 0.00022877
7960 | 4.5628e-05 | 1.4769e-05 | 6.4992e-05 | 8.7445e-05 | 2.7038e-05 | 3.3298e-05 | 3.423e-06 | 6.0273e-05 | 1.1384e-05 | 5.7483e-05 | 6.0437e-06 | 5.2015e-05 | 2.1988e-05 | 0.00013228 | 3.0958e-07 | 5.2502e-05 | 4.0289e-05 | 0.00031217 | 0.00025232
7961 | 1.721e-05 | 7.4082e-06 | 2.9481e-05 | 5.704e-05 | 2.4558e-07 | 1.9913e-05 | 6.3059e-08 | 2.5425e-05 | 8.1339e-06 | 1.0238e-05 | 2.0274e-07 | 1.8805e-05 | 2.6565e-06 | 4.874e-05 | 0 | 1.7898e-05 | 2.7702e-06 | 0.00033764 | 0.00024188
7962 | 2.1084e-05 | 1.7619e-06 | 7.2883e-06 | 5.1962e-05 | 0 | 3.1856e-05 | 2.1215e-07 | 2.4704e-05 | 7.8023e-06 | 8.4711e-06 | 0 | 1.2784e-05 | 1.7822e-06 | 8.9435e-06 | 2.7184e-08 | 0 | 3.239e-06 | 0.00033572 | 0.00022898
7963 | 7.6652e-06 | 5.4187e-07 | 1.9199e-06 | 2.0209e-05 | 0 | 1.889e-05 | 1.6361e-07 | 1.7187e-05 | 1.3317e-05 | 6.9905e-06 | 0 | 1.0377e-05 | 2.0515e-06 | 4.8166e-06 | 1.8123e-07 | 0 | 5.764e-06 | 0.00035291 | 0.00024415
7964 | 0 | 8.4074e-07 | 1.3727e-06 | 5.4074e-06 | 0 | 6.5695e-06 | 0 | 7.6242e-06 | 3.696e-06 | 1.0346e-06 | 0 | 4.5167e-06 | 1.0182e-07 | 1.1297e-06 | 0 | 0 | 4.7194e-06 | 0.00031517 | 0.00023506
7965 | 0 | 1.0406e-07 | 3.5543e-07 | 0 | 0 | 1.5881e-06 | 0 | 2.9249e-06 | 9.82e-07 | 8.9716e-08 | 0 | 4.0593e-07 | 6.0843e-10 | 1.7913e-07 | 0 | 0 | 1.3134e-07 | 0.00030814 | 0.00022298
7966 | 0 | 8.7595e-09 | 9.1422e-09 | 0 | 0 | 3.6029e-07 | 0 | 4.06e-07 | 4.515e-08 | 0 | 0 | 7.5658e-08 | 6.6211e-10 | 4.8347e-10 | 0 | 0 | 0 | 0.00032282 | 0.00024274
7967 | 0 | 3.5038e-10 | 4.7511e-09 | 0 | 0 | 2.7408e-07 | 0 | 2.8555e-08 | 1.6495e-09 | 0 | 1.1548e-09 | 3.0507e-09 | 6.6211e-10 | 2.5141e-09 | 0 | 0 | 0 | 0.00033367 | 0.00023575
7968 | 0 | 0 | 4.5591e-10 | 0 | 0 | 0 | 0 | 0 | 0 | 2.3597e-08 | 0 | 0 | 8.2316e-10 | 0 | 0 | 0 | 0 | 0.00034177 | 0.00023108
7969 | 0 | 0 | 0 | 0 | 0 | 1.4034e-07 | 0 | 0 | 0 | 1.8681e-08 | 0 | 0 | 8.4106e-10 | 0 | 0 | 0 | 0 | 0.00035171 | 0.00022293
7970 | 0 | 0 | 0 | 0 | 0 | 7.7649e-09 | 0 | 0 | 0 | 1.8189e-08 | 0 | 0 | 7.3369e-10 | 0 | 0 | 0 | 0 | 0.00035168 | 0.00022949
7971 | 0 | 0 | 0 | 0 | 0 | 0 | 0 | 0 | 0 | 1.8681e-08 | 0 | 0 | 8.2316e-10 | 0 | 0 | 0 | 0 | 0.00034147 | 0.00023598
7972 | 0 | 0 | 1.1998e-10 | 0 | 0 | 0 | 6.0092e-09 | 0 | 0 | 1.7206e-08 | 0 | 0 | 7.1579e-10 | 0 | 0 | 0 | 0 | 0.00032481 | 0.00023827
7973 | 0 | 0 | 0 | 0 | 0 | 0 | 5.9675e-09 | 0 | 0 | 1.7206e-08 | 0 | 0 | 7.1579e-10 | 0 | 0 | 0 | 0 | 0.00032597 | 0.00023943
7974 | 3.2391e-09 | 6.6572e-10 | 1.5837e-10 | 3.5884e-09 | 0 | 1.3484e-09 | 1.7752e-09 | 9.6349e-10 | 2.1208e-10 | 8.3571e-09 | 4.0419e-10 | 1.974e-09 | 6.5227e-09 | 1.326e-08 | 2.7184e-10 | 0 | 2.9496e-09 | 0.00033711 | 0.00017964
7975 | 1.1167e-05 | 5.8997e-08 | 2.3426e-06 | 9.3375e-06 | 2.6896e-06 | 4.0758e-06 | 7.1764e-08 | 9.3099e-06 | 7.979e-07 | 5.4347e-07 | 1.7322e-09 | 2.1175e-06 | 7.3259e-06 | 3.7157e-06 | 1.3592e-10 | 1.1902e-06 | 1.2596e-05 | 0.00033374 | 0.00021997
7976 | 0.00011828 | 2.0123e-06 | 2.5844e-05 | 0.00012926 | 6.3856e-05 | 4.9709e-05 | 2.5598e-06 | 8.4638e-05 | 1.0029e-05 | 2.0314e-05 | 1.5835e-06 | 3.8749e-05 | 8.0897e-05 | 3.647e-05 | 3.9643e-08 | 2.3848e-05 | 0.00012866 | 0.00031905 | 0.00016506
7977 | 0.00025045 | 1.1314e-05 | 8.8758e-05 | 0.00026313 | 0.00014815 | 0.00014331 | 6.4638e-06 | 0.00016739 | 2.348e-05 | 0.0001296 | 1.0324e-05 | 0.00013386 | 0.00016917 | 6.875e-05 | 4.9581e-06 | 7.8838e-05 | 0.00031201 | 0.00034465 | 0.0002013
7978 | 0.00033827 | 1.9573e-05 | 0.00013196 | 0.00039948 | 0.00016811 | 0.00021236 | 1.4584e-05 | 0.00025696 | 3.9083e-05 | 0.00027391 | 2.3983e-05 | 0.00017108 | 0.00025815 | 0.0001765 | 2.9196e-05 | 0.00020861 | 0.00039409 | 0.0003567 | 0.00012597
7979 | 0.00037022 | 3.339e-05 | 0.0001535 | 0.00046322 | 0.00032151 | 0.00025454 | 3.7022e-05 | 0.00031662 | 4.9021e-05 | 0.00022002 | 6.6435e-05 | 0.00018116 | 0.00011634 | 0.00022608 | 5.0973e-05 | 0.00011565 | 0.00045831 | 0.00035596 | 0.0002041
7980 | 0.00038249 | 3.7438e-05 | 0.00012144 | 0.00049326 | 0.0002499 | 0.00023871 | 6.8627e-05 | 0.00031972 | 5.2426e-05 | 0.00011055 | 0.00011551 | 0.00013026 | 0.00017745 | 0.00019992 | 7.3784e-05 | 0.0001383 | 0.00043503 | 0.00035977 | 0.00018687
7981 | 0.00030814 | 2.9579e-05 | 0.00010502 | 0.00032515 | 9.6289e-05 | 0.00017813 | 9.7029e-05 | 0.0002524 | 5.3929e-05 | 0.0001459 | 9.3569e-05 | 0.00012873 | 0.00026151 | 0.00017454 | 0.00010354 | 9.9104e-05 | 0.00042609 | 0.00034725 | 0.00017567
7982 | 0.00021128 | 1.6601e-05 | 7.0863e-05 | 0.00032646 | 8.3308e-05 | 0.00013413 | 8.5404e-05 | 0.00020223 | 4.305e-05 | 0.00022451 | 0.00011603 | 0.00011223 | 0.00012351 | 0.00011825 | 0.00010879 | 5.1104e-05 | 0.00031331 | 0.00034942 | 0.00022442
7983 | 0.00017974 | 1.2638e-05 | 4.2867e-05 | 0.0001718 | 2.3376e-05 | 7.8798e-05 | 4.9788e-05 | 0.00017296 | 2.4398e-05 | 0.0001233 | 7.6745e-05 | 4.7921e-05 | 4.6208e-05 | 9.4085e-05 | 9.5298e-05 | 2.3176e-05 | 0.00015362 | 0.00035354 | 0.00021598
7984 | 5.6229e-05 | 1.2168e-05 | 5.5701e-05 | 0.00010459 | 3.0842e-06 | 4.0673e-05 | 1.8194e-05 | 6.7223e-05 | 1.5069e-05 | 3.6391e-05 | 7.3493e-05 | 4.2565e-05 | 8.945e-06 | 0.00014715 | 2.1397e-05 | 4.6208e-05 | 4.4677e-05 | 0.00035731 | 0.00023268
7985 | 1.715e-05 | 6.3082e-06 | 2.8506e-05 | 5.9466e-05 | 0 | 2.4576e-05 | 6.8045e-06 | 2.8534e-05 | 7.9708e-06 | 1.8573e-05 | 1.3119e-05 | 2.5226e-05 | 2.3955e-06 | 0.00011846 | 1.631e-08 | 3.2278e-06 | 1.7423e-06 | 0.00034916 | 0.00023747
7986 | 2.3023e-05 | 1.0851e-06 | 7.1778e-06 | 7.0941e-05 | 0 | 4.8601e-05 | 3.2589e-06 | 3.2086e-05 | 8.9934e-06 | 1.5565e-05 | 3.7256e-06 | 1.5395e-05 | 2.9037e-06 | 4.7362e-05 | 2.5372e-08 | 0 | 2.1215e-06 | 0.00035824 | 0.00022928
7987 | 1.904e-05 | 1.5685e-07 | 3.1142e-06 | 4.313e-05 | 0 | 4.2654e-05 | 2.071e-06 | 2.4161e-05 | 1.3707e-05 | 1.0003e-05 | 1.6803e-07 | 1.0657e-05 | 2.5171e-06 | 8.1507e-06 | 4.2207e-06 | 0 | 4.7305e-06 | 0.00035867 | 0.00022189
7988 | 4.618e-06 | 0 | 1.4416e-06 | 2.663e-05 | 0 | 2.3004e-05 | 1.0401e-07 | 1.5117e-05 | 4.7409e-06 | 1.6606e-06 | 0 | 4.8384e-06 | 7.8129e-07 | 3.5136e-06 | 1.622e-06 | 0 | 4.9002e-06 | 0.00036505 | 0.00024411
7989 | 1.0682e-07 | 0 | 5.0601e-07 | 6.4384e-06 | 0 | 6.8196e-06 | 2.1003e-07 | 5.9658e-06 | 1.049e-06 | 5.3068e-07 | 0 | 8.0581e-07 | 7.6948e-10 | 7.3299e-07 | 0 | 0 | 2.1988e-06 | 0.00034623 | 0.00022871
7990 | 0 | 0 | 3.5563e-07 | 0 | 0 | 1.6707e-06 | 0 | 1.172e-06 | 4.2913e-07 | 0 | 0 | 5.7497e-08 | 5.9053e-10 | 4.8668e-08 | 0 | 0 | 0 | 0.00034366 | 0.00023487
7991 | 0 | 0 | 2.8722e-08 | 0 | 0 | 3.1516e-07 | 0 | 3.698e-08 | 2.545e-09 | 0 | 0 | 1.0767e-09 | 6.4422e-10 | 0 | 0 | 0 | 0 | 0.00032592 | 0.00024532
7992 | 0 | 0 | 9.7421e-09 | 0 | 0 | 1.3636e-09 | 0 | 0 | 0 | 1.0815e-08 | 0 | 0 | 6.8001e-10 | 0 | 0 | 0 | 0 | 0.00033038 | 0.00022675
7993 | 0 | 0 | 0 | 0 | 0 | 2.2632e-07 | 1.5002e-09 | 0 | 0 | 1.8681e-08 | 0 | 0 | 6.6211e-10 | 2.5141e-09 | 0 | 0 | 0 | 0.00033529 | 0.00021258
7994 | 0 | 0 | 0 | 0 | 0 | 2.3844e-07 | 0 | 0 | 0 | 2.7529e-08 | 0 | 0 | 6.4422e-10 | 0 | 0 | 0 | 0 | 0.00033624 | 0.0002118
7995 | 0 | 0 | 0 | 0 | 0 | 2.5946e-08 | 0 | 0 | 0 | 1.7697e-08 | 0 | 0 | 6.6211e-10 | 0 | 0 | 0 | 0 | 0.00033575 | 0.00021163
7996 | 0 | 0 | 2.3995e-11 | 0 | 0 | 0 | 0 | 0 | 0 | 1.4748e-08 | 1.1548e-09 | 0 | 6.6211e-10 | 0 | 0 | 0 | 0 | 0.00033437 | 0.00022697
7997 | 0 | 0 | 0 | 0 | 0 | 0 | 0 | 0 | 0 | 1.0815e-08 | 0 | 0 | 6.979e-10 | 1.0744e-11 | 0 | 0 | 0 | 0.00033218 | 0.00023536
7998 | 2.6952e-09 | 2.1548e-09 | 1.8356e-10 | 3.2664e-09 | 0 | 1.1628e-09 | 1.3252e-09 | 8.1615e-10 | 1.2725e-10 | 8.8487e-09 | 3.4645e-10 | 1.2921e-09 | 6.6256e-09 | 1.5057e-08 | 0 | 0 | 2.8383e-09 | 0.00031427 | 0.00021353
7999 | 1.2715e-05 | 1.7841e-06 | 5.3159e-06 | 1.1732e-05 | 3.9538e-06 | 6.5712e-06 | 1.0673e-06 | 8.6876e-06 | 1.7693e-06 | 4.6901e-07 | 5.6162e-07 | 6.8821e-07 | 2.0514e-06 | 3.256e-06 | 1.0749e-06 | 5.9483e-06 | 1.084e-05 | 0.00028758 | 0.00023854
8000 | 0.00012282 | 2.6909e-05 | 6.6676e-05 | 0.00014721 | 8.619e-05 | 8.006e-05 | 2.4006e-05 | 8.8261e-05 | 3.2258e-05 | 1.2756e-05 | 3.4255e-05 | 3.4765e-05 | 3.4423e-05 | 4.4368e-05 | 3.2565e-05 | 7.655e-05 | 0.00011695 | 0.00028859 | 0.00024647
8001 | 0.00028012 | 7.9302e-05 | 0.00017909 | 0.00030869 | 0.00027371 | 0.00021149 | 9.5167e-05 | 0.00020469 | 9.5427e-05 | 7.65e-05 | 0.00010464 | 7.1232e-05 | 5.8937e-05 | 0.00013595 | 0.0001211 | 0.00019926 | 0.0002974 | 0.00034419 | 0.00023265
8002 | 0.00039455 | 0.00013335 | 0.00025626 | 0.00046842 | 0.00040594 | 0.00029183 | 0.00015168 | 0.00026238 | 0.00014375 | 0.00013525 | 0.00015852 | 7.8373e-05 | 0.00010347 | 0.00015129 | 0.00019433 | 0.00032287 | 0.00042029 | 0.00033095 | 0.00023755
8003 | 0.00039825 | 0.00017123 | 0.00025061 | 0.00046906 | 0.00039578 | 0.00033487 | 0.00014844 | 0.00025429 | 0.00017215 | 9.212e-05 | 0.00019612 | 0.00011405 | 0.00014936 | 0.00014389 | 0.00024869 | 0.00036924 | 0.00046574 | 0.00034802 | 0.00023528
8004 | 0.00034857 | 0.00016385 | 0.00024534 | 0.00034059 | 0.00030329 | 0.00031676 | 0.00013815 | 0.00020418 | 0.00017843 | 0.00016598 | 0.00012675 | 0.00010532 | 0.00015874 | 0.00017092 | 0.00020388 | 0.00027497 | 0.00045561 | 0.00034818 | 0.00020906
8005 | 0.00032319 | 0.00013193 | 0.00015003 | 0.00035872 | 0.00011626 | 0.00028166 | 9.1173e-05 | 0.000235 | 0.0001567 | 0.00014475 | 4.3366e-05 | 9.3816e-05 | 0.00011886 | 0.00016156 | 7.1645e-05 | 0.00016205 | 0.00036232 | 0.00034789 | 0.00022474
8006 | 0.00019026 | 6.3214e-05 | 8.6159e-05 | 0.00018962 | 7.8605e-05 | 0.00018279 | 3.9138e-05 | 0.00016892 | 0.00010159 | 0.00015319 | 5.5637e-05 | 9.1477e-05 | 6.8489e-05 | 9.6837e-05 | 3.3638e-05 | 9.0016e-05 | 0.00030542 | 0.00034422 | 0.00023119
8007 | 0.00015069 | 2.543e-05 | 0.00011561 | 0.00012973 | 0.0001294 | 0.00010987 | 2.4388e-05 | 0.00010339 | 3.8428e-05 | 4.3739e-05 | 8.6702e-05 | 5.8554e-05 | 5.7602e-05 | 6.9692e-05 | 4.766e-05 | 6.9284e-05 | 0.00017414 | 0.00035741 | 0.00021416
8008 | 3.2905e-05 | 3.6341e-05 | 9.2232e-05 | 7.5881e-05 | 1.1283e-05 | 4.6526e-05 | 2.7163e-05 | 5.1499e-05 | 2.6071e-05 | 4.3447e-05 | 0.00012115 | 5.1751e-05 | 1.5246e-05 | 0.0001408 | 2.6507e-05 | 6.0934e-05 | 4.1901e-05 | 0.00033665 | 0.00023006
8009 | 1.6888e-05 | 2.9754e-05 | 5.5499e-05 | 5.6456e-05 | 7.2928e-08 | 3.1238e-05 | 1.3295e-05 | 2.655e-05 | 1.9782e-05 | 1.2752e-05 | 8.1642e-05 | 1.7132e-05 | 1.2474e-06 | 0.00010703 | 1.2532e-07 | 4.1778e-05 | 2.8264e-06 | 0.00033565 | 0.00022235
8010 | 2.3025e-05 | 2.4616e-05 | 2.7459e-05 | 6.4201e-05 | 0 | 5.7071e-05 | 1.6234e-05 | 2.7784e-05 | 2.2024e-05 | 6.3593e-06 | 1.8826e-05 | 1.1114e-05 | 3.8439e-07 | 2.7482e-05 | 2.5372e-08 | 1.8177e-05 | 3.2334e-06 | 0.00032423 | 0.00021893
8011 | 1.7755e-05 | 1.2555e-05 | 6.1383e-06 | 4.2552e-05 | 0 | 5.3994e-05 | 7.8273e-06 | 2.0627e-05 | 2.7288e-05 | 3.5552e-06 | 5.8318e-08 | 9.9564e-06 | 1.1144e-06 | 7.5453e-06 | 4.9511e-06 | 1.7555e-05 | 5.863e-06 | 0.00035375 | 0.00021891
8012 | 5.7165e-06 | 5.7101e-06 | 2.8545e-06 | 2.018e-05 | 0 | 3.342e-05 | 2.5403e-06 | 1.2431e-05 | 2.0403e-05 | 6.7619e-07 | 0 | 2.2087e-06 | 8.5895e-10 | 2.0588e-06 | 3.4306e-06 | 0 | 6.03e-06 | 0.0003546 | 0.00021506
8013 | 4.154e-08 | 2.3433e-06 | 1.1663e-06 | 7.192e-06 | 0 | 1.3916e-05 | 1.2702e-06 | 4.6243e-06 | 1.0922e-05 | 1.9664e-08 | 0 | 3.2363e-07 | 1.0021e-09 | 2.1669e-07 | 1.5495e-06 | 0 | 5.4757e-06 | 0.00036181 | 0.00020305
8014 | 0 | 1.2044e-06 | 9.0438e-08 | 3.7264e-07 | 0 | 4.5505e-06 | 0 | 8.1091e-07 | 4.1237e-06 | 0 | 0 | 9.2491e-08 | 1.0558e-09 | 1.5417e-09 | 0 | 0 | 7.0123e-07 | 0.00036231 | 0.00022356
8015 | 0 | 1.4383e-07 | 4.4631e-09 | 0 | 0 | 6.5198e-07 | 0 | 5.0269e-08 | 4.5791e-07 | 0 | 0 | 1.974e-09 | 1.0379e-09 | 3.6744e-09 | 0 | 0 | 0 | 0.00035305 | 0.00020263
8016 | 0 | 0 | 4.3192e-10 | 0 | 0 | 4.2423e-09 | 8.7346e-08 | 3.4668e-09 | 1.4139e-07 | 1.229e-08 | 0 | 0 | 9.6632e-10 | 1.0744e-11 | 0 | 0 | 0 | 0.00035983 | 0.00020957
8017 | 0 | 0 | 0 | 0 | 0 | 2.267e-07 | 1.0281e-07 | 0 | 0 | 1.8681e-08 | 0 | 0 | 9.1264e-10 | 0 | 0 | 0 | 0 | 0.00037873 | 0.00020512
8018 | 0 | 0 | 0 | 0 | 0 | 2.4961e-07 | 2.0886e-08 | 0 | 0 | 1.8681e-08 | 0 | 0 | 8.2316e-10 | 0 | 0 | 0 | 0 | 0.00036004 | 0.00019049
8019 | 0 | 0 | 0 | 0 | 0 | 2.6704e-08 | 0 | 0 | 0 | 2.7529e-08 | 1.1548e-09 | 0 | 8.4106e-10 | 0 | 0 | 0 | 0 | 0.00032243 | 0.00017443
8020 | 0 | 0 | 0 | 0 | 0 | 0 | 0 | 0 | 0 | 1.6714e-08 | 0 | 0 | 7.6948e-10 | 0 | 0 | 0 | 0 | 0.00027944 | 0.00019699
8021 | 0 | 0 | 2.3995e-11 | 0 | 0 | 0 | 0 | 0 | 0 | 1.7206e-08 | 0 | 0 | 7.8737e-10 | 0 | 0 | 0 | 0 | 0.00026865 | 0.00013912
8022 | 2.9301e-09 | 2.9344e-09 | 5.4239e-08 | 3.3584e-09 | 0 | 1.3484e-09 | 1.3419e-09 | 8.5516e-10 | 2.565e-09 | 1.6714e-08 | 3.4645e-10 | 2.5841e-09 | 6.0172e-09 | 2.4084e-08 | 1.3592e-10 | 0 | 3.4505e-09 | 0.00027426 | 0.00012517
8023 | 1.1794e-05 | 2.1266e-06 | 5.359e-06 | 1.101e-05 | 3.1905e-06 | 6.1397e-06 | 1.0592e-06 | 7.2141e-06 | 2.578e-06 | 4.6931e-06 | 1.3255e-06 | 4.6594e-06 | 8.1766e-06 | 6.3535e-06 | 1.3402e-06 | 3.6749e-06 | 1.0323e-05 | 0.0002699 | 7.5005e-05
8024 | 0.00012679 | 4.017e-05 | 4.1259e-05 | 0.00016388 | 0.00010403 | 8.7305e-05 | 2.7742e-05 | 0.0001044 | 4.0934e-05 | 8.4761e-05 | 3.8003e-05 | 5.6866e-05 | 9.7459e-05 | 8.339e-05 | 4.6493e-05 | 7.7786e-05 | 0.00012462 | 0.00026014 | 6.7119e-05
8025 | 0.00030741 | 0.0001296 | 0.0001028 | 0.00040008 | 0.0003095 | 0.00023883 | 9.2506e-05 | 0.00027446 | 0.00012563 | 0.00024155 | 5.8334e-05 | 0.00013644 | 0.00027991 | 0.00022083 | 0.00013038 | 0.00022208 | 0.00031701 | 0.00026728 | 3.3556e-05
8026 | 0.00042611 | 0.00018411 | 0.0001141 | 0.00056287 | 0.00035507 | 0.00033656 | 0.00010868 | 0.00039465 | 0.00019439 | 0.00038148 | 2.9687e-05 | 0.00022454 | 0.00041787 | 0.00032459 | 5.4747e-05 | 0.0002775 | 0.00045044 | 0.0002556 | 1.9745e-05
8027 | 0.00048494 | 0.00015105 | 0.0001064 | 0.00064774 | 0.00031508 | 0.0003842 | 9.3362e-05 | 0.00045675 | 0.00022827 | 0.00045326 | 4.2666e-05 | 0.00013467 | 0.0005024 | 0.00038055 | 4.7083e-05 | 0.00022454 | 0.00051559 | 0.00024685 | 1.3841e-05
8028 | 0.00049113 | 7.5894e-05 | 9.2749e-05 | 0.00066656 | 0.0001939 | 0.00035163 | 0.00013202 | 0.00047158 | 0.00021706 | 0.00046034 | 9.0864e-05 | 0.00013695 | 0.0004769 | 0.00039364 | 8.5918e-05 | 0.00013473 | 0.00052398 | 0.00022969 | 7.6567e-06
8029 | 0.00044551 | 4.0495e-05 | 0.00017642 | 0.00053145 | 0.00012679 | 0.00024272 | 0.00014814 | 0.00039477 | 0.00018862 | 0.00034012 | 8.6179e-05 | 0.00029245 | 0.00043405 | 0.00039363 | 0.00012269 | 7.8846e-05 | 0.00047837 | 0.00021212 | 5.2788e-06
8030 | 0.00035055 | 3.7855e-05 | 0.00023083 | 0.00030414 | 0.00017025 | 0.00013798 | 9.6654e-05 | 0.00029545 | 0.00015519 | 0.00030341 | 7.2017e-05 | 0.00030188 | 0.0003619 | 0.00034516 | 7.544e-05 | 0.00010835 | 0.00036571 | 0.00021368 | 1.0641e-05
8031 | 0.00018363 | 3.0351e-05 | 0.00019444 | 0.00016326 | 9.3133e-05 | 8.4423e-05 | 4.4915e-05 | 0.00018498 | 8.168e-05 | 0.00018702 | 4.8885e-05 | 0.00019964 | 0.00025193 | 0.00024277 | 2.5272e-05 | 6.3349e-05 | 0.00016861 | 0.00019938 | 1.7302e-05
8032 | 5.3462e-05 | 5.469e-05 | 0.00010745 | 9.8525e-05 | 2.3919e-05 | 4.1167e-05 | 2.2767e-05 | 6.9423e-05 | 3.9347e-05 | 8.4955e-05 | 6.9947e-05 | 8.5531e-05 | 7.7927e-05 | 0.00018772 | 4.2196e-06 | 3.8159e-05 | 3.5971e-05 | 0.00019109 | 3.1908e-05
8033 | 1.63e-05 | 3.5762e-05 | 5.3244e-05 | 6.0538e-05 | 9.3598e-09 | 3.1153e-05 | 1.182e-05 | 3.147e-05 | 3.0203e-05 | 2.5068e-05 | 4.6693e-06 | 3.8074e-05 | 5.1114e-06 | 0.00013668 | 1.5178e-08 | 2.1724e-05 | 2.7701e-06 | 0.00017014 | 2.1919e-05
8034 | 2.2471e-05 | 1.7237e-05 | 1.6738e-05 | 7.9585e-05 | 0 | 5.5067e-05 | 1.107e-05 | 3.8656e-05 | 3.1009e-05 | 2.8176e-05 | 2.4113e-06 | 3.1602e-05 | 4.3296e-06 | 0.00013339 | 7.7927e-08 | 1.7953e-05 | 2.4231e-06 | 0.00018066 | 1.4271e-06
8035 | 2.1207e-05 | 3.3015e-06 | 4.4393e-06 | 5.1104e-05 | 0 | 5.2855e-05 | 4.3354e-06 | 3.3826e-05 | 3.1959e-05 | 2.0635e-05 | 0 | 2.7522e-05 | 6.6929e-06 | 0.00011052 | 3.784e-06 | 4.258e-06 | 4.9553e-06 | 0.00019536 | 3.2026e-07
8036 | 1.3406e-05 | 5.4609e-06 | 2.7761e-06 | 2.9435e-05 | 0 | 3.5466e-05 | 1.7598e-06 | 2.6235e-05 | 2.1944e-05 | 1.0335e-05 | 0 | 1.8656e-05 | 5.4399e-06 | 4.4123e-05 | 0 | 0 | 5.1362e-06 | 0.00020615 | 4.7581e-07
8037 | 3.5562e-06 | 2.5031e-06 | 1.1745e-06 | 9.103e-06 | 0 | 1.5642e-05 | 7.9919e-07 | 1.542e-05 | 1.3462e-05 | 7.0745e-06 | 0 | 8.2756e-06 | 3.5514e-06 | 1.3452e-05 | 0 | 0 | 5.1306e-06 | 0.00018895 | 4.9763e-07
8038 | 3.8029e-07 | 8.5843e-08 | 5.8599e-07 | 5.01e-07 | 0 | 3.8678e-06 | 2.5204e-07 | 4.3227e-06 | 5.3051e-06 | 4.2297e-06 | 0 | 1.3799e-06 | 5.5533e-07 | 3.2854e-06 | 0 | 0 | 2.3842e-06 | 0.00019008 | 5.3932e-07
8039 | 0 | 0 | 2.6484e-07 | 0 | 0 | 7.4125e-07 | 0 | 1.338e-06 | 5.5588e-07 | 1.2388e-07 | 0 | 8.4774e-08 | 7.3548e-09 | 6.2421e-07 | 0 | 0 | 0 | 0.00018595 | 3.9374e-07
8040 | 0 | 0 | 2.6395e-08 | 0 | 0 | 1.3636e-09 | 6.1325e-08 | 1.7369e-07 | 1.421e-07 | 2.7529e-08 | 0 | 1.8807e-08 | 9.1264e-10 | 2.8556e-08 | 0 | 0 | 0 | 0.00019207 | 5.9696e-07
8041 | 0 | 0 | 1.4397e-10 | 0 | 0 | 2.2632e-07 | 0 | 1.1995e-08 | 0 | 1.8189e-08 | 0 | 1.5361e-07 | 2.1921e-09 | 1.2893e-10 | 0 | 0 | 0 | 0.00017956 | 2.125e-07
8042 | 0 | 0 | 2.3995e-11 | 0 | 0 | 2.5245e-07 | 0 | 0 | 0 | 1.8189e-08 | 0 | 1.6546e-08 | 9.4843e-10 | 3.8678e-11 | 0 | 0 | 0 | 0.00015998 | 3.4196e-08
8043 | 0 | 0 | 0 | 0 | 0 | 2.8787e-08 | 0 | 0 | 0 | 1.7206e-08 | 1.1548e-09 | 0 | 9.8422e-10 | 0 | 0 | 0 | 0 | 0.00016 | 0
8044 | 0 | 3.8542e-09 | 0 | 0 | 0 | 0 | 0 | 0 | 0 | 2.6054e-08 | 0 | 0 | 9.4843e-10 | 0 | 0 | 0 | 0 | 0.00015066 | 0
8045 | 0 | 0 | 0 | 0 | 0 | 0 | 0 | 0 | 0 | 1.6714e-08 | 0 | 0 | 1.2705e-09 | 2.9008e-09 | 0 | 0 | 0 | 0.00013781 | 0
8046 | 0 | 0 | 9.5981e-11 | 0 | 0 | 0 | 0 | 0 | 0 | 1.7206e-08 | 0 | 6.4604e-10 | 9.1264e-10 | 0 | 0 | 0 | 0 | 0.00011327 | 5.2889e-08
8047 | 1.1062e-05 | 2.0816e-06 | 3.1577e-06 | 1.7109e-05 | 2.6668e-06 | 8.6081e-06 | 1.1255e-06 | 8.6702e-06 | 3.4998e-06 | 6.1459e-06 | 1.2266e-06 | 3.2662e-06 | 3.2796e-06 | 5.4327e-06 | 9.3127e-07 | 2.0714e-06 | 1.0044e-05 | 9.5868e-05 | 3.3707e-08
8048 | 0.0001094 | 3.3956e-05 | 6.5711e-05 | 0.00014768 | 7.2942e-05 | 8.2562e-05 | 2.3971e-05 | 9.2732e-05 | 4.8587e-05 | 6.9373e-05 | 2.7085e-05 | 6.1307e-05 | 4.5339e-05 | 5.534e-05 | 2.7379e-05 | 6.022e-05 | 0.00011062 | 5.9635e-05 | 4.6164e-07
8049 | 0.00027468 | 9.074e-05 | 0.00015282 | 0.00035621 | 0.00021866 | 0.00020483 | 5.8399e-05 | 0.0002389 | 0.00011936 | 0.00015518 | 8.1136e-05 | 0.00011587 | 0.00011765 | 0.00012979 | 8.0638e-05 | 0.00015474 | 0.00028331 | 5.4537e-05 | 4.6244e-06
8050 | 0.00031079 | 0.00013903 | 0.00022186 | 0.00047636 | 0.00035716 | 0.00028518 | 0.00010664 | 0.00031619 | 0.00018604 | 0.00018591 | 0.00016404 | 9.5413e-05 | 0.00025078 | 0.00020565 | 0.00013635 | 0.00023904 | 0.0003981 | 4.6996e-05 | 3.2233e-06
8051 | 0.00029981 | 0.00016191 | 0.00018868 | 0.00051533 | 0.00038167 | 0.00032529 | 0.00014486 | 0.00035727 | 0.00022893 | 0.00021971 | 0.00021689 | 7.5396e-05 | 0.00026896 | 0.00025562 | 0.00022365 | 0.00024236 | 0.00039617 | 4.3391e-05 | 4.5872e-06
8052 | 0.00043839 | 0.0001702 | 0.00018751 | 0.00046535 | 0.00031437 | 0.00027598 | 0.00013756 | 0.00037538 | 0.00024782 | 0.00035304 | 0.00017749 | 0.00013562 | 0.00022138 | 0.00024411 | 0.00022211 | 0.00026479 | 0.00039567 | 5.4276e-05 | 3.0086e-05
8053 | 0.00041356 | 0.00015881 | 0.00012515 | 0.00048432 | 0.00014577 | 0.00024603 | 0.00013684 | 0.00037181 | 0.00021027 | 0.000285 | 0.0001693 | 0.00017328 | 0.00015852 | 0.00014961 | 0.00018287 | 0.00017029 | 0.00038131 | 7.5169e-05 | 4.6933e-05
8054 | 0.00032512 | 8.7965e-05 | 0.00010781 | 0.00039479 | 3.5088e-05 | 0.00020593 | 9.2626e-05 | 0.00029789 | 0.00015142 | 0.00013406 | 0.00010701 | 0.00016635 | 0.00018043 | 9.8753e-05 | 0.00012117 | 8.9488e-05 | 0.00029391 | 6.933e-05 | 6.7137e-05
8055 | 0.00018563 | 4.6756e-05 | 8.7682e-05 | 0.00021272 | 7.9799e-05 | 0.00012028 | 5.433e-05 | 0.00014941 | 7.7517e-05 | 6.1133e-05 | 8.5863e-05 | 7.4788e-05 | 0.00021747 | 6.2528e-05 | 8.2666e-05 | 5.6485e-05 | 0.0001646 | 8.3372e-05 | 6.7646e-05
8056 | 4.8423e-05 | 7.034e-05 | 8.3825e-05 | 9.2195e-05 | 3.0143e-05 | 5.0611e-05 | 3.1918e-05 | 6.8363e-05 | 4.8666e-05 | 2.3574e-05 | 0.00011242 | 4.119e-05 | 6.9569e-05 | 0.00014756 | 2.3222e-05 | 7.3332e-05 | 4.3098e-05 | 8.7481e-05 | 3.0486e-05
8057 | 1.6952e-05 | 5.9965e-05 | 5.423e-05 | 6.3628e-05 | 3.6754e-07 | 3.2375e-05 | 1.5786e-05 | 3.106e-05 | 4.0521e-05 | 1.559e-05 | 5.6948e-05 | 2.6452e-05 | 6.6195e-06 | 0.00013411 | 1.6555e-07 | 2.1024e-05 | 2.6889e-06 | 8.0993e-05 | 1.2675e-05
8058 | 2.247e-05 | 3.182e-05 | 1.3659e-05 | 7.8977e-05 | 0 | 5.7422e-05 | 1.385e-05 | 3.7596e-05 | 4.7747e-05 | 1.3165e-05 | 1.1061e-05 | 1.7246e-05 | 4.1977e-06 | 7.4602e-05 | 2.1965e-06 | 1.6634e-05 | 2.4287e-06 | 7.9332e-05 | 5.1911e-07
8059 | 1.9381e-05 | 5.5027e-06 | 3.4362e-06 | 4.4341e-05 | 0 | 5.3096e-05 | 9.1756e-06 | 3.2925e-05 | 3.8726e-05 | 9.4627e-06 | 0 | 1.5257e-05 | 4.7592e-06 | 1.6052e-05 | 7.3251e-06 | 0 | 4.9637e-06 | 5.9126e-05 | 3.6579e-06
8060 | 1.2258e-05 | 6.1462e-06 | 1.9406e-06 | 2.5658e-05 | 0 | 3.5035e-05 | 1.5105e-06 | 2.3233e-05 | 1.6725e-05 | 6.1373e-06 | 0 | 5.6276e-06 | 2.0568e-06 | 5.2541e-06 | 5.6742e-06 | 0 | 5.1362e-06 | 5.2505e-05 | 1.1311e-05
8061 | 2.7577e-06 | 3.8703e-06 | 7.6994e-07 | 7.2173e-06 | 0 | 1.524e-05 | 4.1522e-07 | 1.2277e-05 | 7.8639e-06 | 1.3217e-06 | 0 | 1.2958e-06 | 2.1474e-07 | 2.1697e-06 | 3.7876e-07 | 0 | 3.6163e-06 | 5.8422e-05 | 2.862e-05
8062 | 2.4726e-08 | 3.7412e-07 | 2.9425e-07 | 1.0581e-07 | 0 | 3.5715e-06 | 5.63e-08 | 3.2454e-06 | 4.6267e-06 | 0 | 1.1548e-09 | 1.5537e-07 | 9.2338e-09 | 4.8726e-07 | 0 | 0 | 4.9587e-07 | 7.965e-05 | 2.6221e-05
8063 | 0 | 7.9711e-09 | 4.1488e-08 | 0 | 0 | 3.4543e-07 | 0 | 7.7032e-07 | 1.3385e-06 | 0 | 0 | 1.2921e-09 | 5.7264e-10 | 4.6693e-08 | 0 | 0 | 0 | 9.3209e-05 | 2.0443e-05
8064 | 0 | 8.7595e-11 | 4.3192e-10 | 0 | 0 | 0 | 8.7437e-08 | 4.3624e-08 | 2.7501e-08 | 0 | 0 | 6.4604e-10 | 5.3685e-10 | 1.3312e-08 | 0 | 0 | 0 | 9.1526e-05 | 2.333e-05
8065 | 0 | 0 | 1.1998e-10 | 0 | 0 | 2.2651e-07 | 4.6798e-08 | 0 | 0 | 0 | 0 | 1.3822e-07 | 5.3685e-10 | 0 | 0 | 0 | 0 | 0.00011538 | 2.851e-05
8066 | 0 | 0 | 2.3995e-11 | 0 | 0 | 2.8067e-07 | 0 | 0 | 0 | 0 | 0 | 1.895e-08 | 6.4422e-10 | 0 | 0 | 0 | 0 | 0.00014097 | 4.2375e-05
8067 | 0 | 0 | 0 | 0 | 0 | 7.6891e-08 | 0 | 0 | 0 | 0 | 0 | 0 | 7.6948e-10 | 0 | 0 | 0 | 0 | 0.00016339 | 5.0451e-05
8068 | 0 | 0 | 0 | 0 | 0 | 0 | 0 | 0 | 0 | 0 | 0 | 0 | 7.5158e-10 | 0 | 0 | 0 | 0 | 0.00018997 | 4.4746e-05
8069 | 0 | 0 | 0 | 0 | 0 | 0 | 0 | 0 | 0 | 0 | 0 | 6.4604e-10 | 1.0111e-09 | 0 | 0 | 0 | 0 | 0.00020017 | 3.6672e-05
8070 | 0 | 0 | 1.4397e-10 | 0 | 0 | 0 | 0 | 0 | 0 | 0 | 0 | 0 | 8.0527e-10 | 0 | 0 | 0 | 0 | 0.00021078 | 9.5167e-06
8071 | 1.039e-05 | 2.0246e-06 | 3.3859e-06 | 8.1328e-06 | 2.6807e-06 | 4.8042e-06 | 1.0895e-06 | 5.564e-06 | 2.5109e-06 | 3.7379e-06 | 1.7784e-06 | 3.2766e-06 | 5.9261e-06 | 4.4464e-06 | 1.2468e-06 | 2.5452e-06 | 9.3181e-06 | 0.00021773 | 1.9591e-06
8072 | 0.0001003 | 3.8449e-05 | 5.3701e-05 | 0.00011664 | 6.9714e-05 | 6.3761e-05 | 2.8629e-05 | 7.1643e-05 | 4.1774e-05 | 6.9392e-05 | 4.1976e-05 | 6.7809e-05 | 9.1034e-05 | 6.8614e-05 | 3.8058e-05 | 5.0688e-05 | 0.00010248 | 0.00019794 | 1.0264e-06
8073 | 0.00025863 | 0.0001151 | 0.00014534 | 0.00031932 | 0.0001986 | 0.0001783 | 8.9627e-05 | 0.00021394 | 0.00010097 | 0.00020678 | 0.00010057 | 0.00020554 | 0.0002562 | 0.00019055 | 0.00014264 | 0.00016551 | 0.00027228 | 0.00019912 | 5.4022e-07
8074 | 0.00037699 | 0.00018911 | 0.0002399 | 0.00049072 | 0.0003409 | 0.00028048 | 0.00012849 | 0.00035043 | 0.00015121 | 0.00034551 | 0.00013012 | 0.00031191 | 0.00038196 | 0.0002887 | 0.00015419 | 0.00024212 | 0.00040098 | 0.00019073 | 2.7349e-06
8075 | 0.00043433 | 0.00022853 | 0.00024379 | 0.00057951 | 0.00042765 | 0.00035327 | 0.00015434 | 0.00042407 | 0.00018151 | 0.00042065 | 0.00015284 | 0.00037783 | 0.00045311 | 0.0003429 | 0.00019473 | 0.00031071 | 0.00047294 | 0.00020076 | 6.2654e-06
8076 | 0.00045372 | 0.00025873 | 0.00025316 | 0.00061191 | 0.00040046 | 0.00037688 | 0.00015095 | 0.00044672 | 0.00017215 | 0.00043241 | 0.00020024 | 0.00037661 | 0.0004497 | 0.00035723 | 0.0001423 | 0.0003551 | 0.00048025 | 0.00021772 | 1.4719e-05
8077 | 0.00041584 | 0.00022553 | 0.00020164 | 0.00058166 | 0.00037133 | 0.00034155 | 0.00014283 | 0.00042906 | 0.00013795 | 0.00039704 | 0.00022468 | 0.00033802 | 0.00038792 | 0.00034794 | 0.00014738 | 0.00031913 | 0.0004301 | 0.00023562 | 2.7488e-05
8078 | 0.00033743 | 0.00015198 | 0.00013449 | 0.00046555 | 0.00017668 | 0.00026662 | 0.00010309 | 0.00034355 | 8.2749e-05 | 0.00026991 | 0.00019637 | 0.00020546 | 0.00033052 | 0.00029759 | 0.00014773 | 0.00021637 | 0.00034387 | 0.00024148 | 3.8098e-05
8079 | 0.00018989 | 7.0874e-05 | 0.00010716 | 0.00025928 | 0.00010603 | 0.00014606 | 7.6797e-05 | 0.00019294 | 4.6959e-05 | 0.0001607 | 0.00010969 | 8.2583e-05 | 0.00020361 | 0.00017953 | 9.6951e-05 | 0.00011574 | 0.00018302 | 0.00023114 | 4.4348e-05
8080 | 5.2361e-05 | 7.5169e-05 | 9.3244e-05 | 0.00010745 | 2.6837e-05 | 5.5456e-05 | 4.8902e-05 | 6.7362e-05 | 3.9649e-05 | 7.1013e-05 | 0.00012974 | 5.6471e-05 | 6.9033e-05 | 0.00016312 | 2.7357e-05 | 7.5497e-05 | 4.0694e-05 | 0.00026064 | 5.9515e-05
8081 | 1.6163e-05 | 7.1398e-05 | 5.8898e-05 | 5.9913e-05 | 1.302e-07 | 3.2973e-05 | 2.2597e-05 | 3.1452e-05 | 2.7408e-05 | 2.4267e-05 | 4.9095e-05 | 4.1167e-05 | 5.7673e-06 | 0.00013584 | 7.6332e-07 | 3.4915e-05 | 2.7546e-06 | 0.00030837 | 7.9082e-05
8082 | 2.2447e-05 | 4.9406e-05 | 3.0314e-05 | 7.9498e-05 | 0 | 5.811e-05 | 1.6603e-05 | 3.8753e-05 | 2.0114e-05 | 2.8595e-05 | 1.0937e-05 | 4.861e-05 | 4.3134e-06 | 0.00013329 | 2.1983e-06 | 1.9614e-05 | 2.4009e-06 | 0.00032308 | 6.3e-05
8083 | 2.0189e-05 | 2.3531e-05 | 9.7503e-06 | 5.1388e-05 | 0 | 5.4424e-05 | 1.1047e-05 | 3.4042e-05 | 1.2609e-05 | 1.8989e-05 | 3.4645e-09 | 3.9581e-05 | 6.7963e-06 | 0.00010584 | 6.3954e-06 | 1.7605e-05 | 4.9331e-06 | 0.00029489 | 5.1212e-05
8084 | 1.3179e-05 | 1.072e-05 | 6.0591e-06 | 3.0049e-05 | 0 | 3.9566e-05 | 2.1645e-06 | 2.585e-05 | 6.803e-06 | 1.1891e-05 | 0 | 2.5748e-05 | 5.8745e-06 | 3.106e-05 | 1.8104e-06 | 0 | 5.1112e-06 | 0.00027844 | 7.0571e-05
8085 | 3.4209e-06 | 7.2694e-06 | 3.0593e-06 | 1.2233e-05 | 0 | 2.2107e-05 | 4.1804e-07 | 1.5842e-05 | 5.8808e-06 | 7.898e-06 | 0 | 1.7056e-05 | 3.9567e-06 | 7.8789e-06 | 0 | 0 | 5.0922e-06 | 0.00028318 | 0.0001526
8086 | 3.6669e-07 | 1.8451e-06 | 1.1652e-06 | 3.8911e-06 | 0 | 7.1321e-06 | 6.6676e-10 | 4.5012e-06 | 3.484e-06 | 1.1253e-06 | 0 | 5.528e-06 | 5.2218e-07 | 2.7676e-06 | 0 | 0 | 1.2939e-06 | 0.00027467 | 0.00012096
8087 | 0 | 7.6032e-08 | 4.9294e-07 | 7.4528e-08 | 0 | 1.3365e-06 | 0 | 1.2959e-06 | 4.036e-07 | 1.8681e-08 | 0 | 1.1749e-06 | 9.3053e-10 | 5.8419e-07 | 0 | 0 | 0 | 0.00024182 | 0.00010228
8088 | 0 | 0 | 2.6004e-07 | 0 | 0 | 1.3636e-09 | 8.7379e-08 | 1.9433e-07 | 0 | 9.3403e-09 | 0 | 1.5635e-07 | 9.1264e-10 | 1.1047e-07 | 0 | 0 | 0 | 0.00020936 | 0.00010347
8089 | 0 | 0 | 3.5441e-08 | 0 | 0 | 2.2651e-07 | 2.2586e-09 | 3.0277e-09 | 0 | 1.8681e-08 | 0 | 1.8681e-07 | 1.2884e-09 | 5.3719e-10 | 0 | 0 | 0 | 0.00019017 | 6.9444e-05
8090 | 0 | 0 | 1.4397e-10 | 0 | 0 | 2.8086e-07 | 0 | 0 | 0 | 2.6054e-08 | 1.1548e-09 | 2.1671e-07 | 8.4106e-10 | 1.2893e-11 | 0 | 0 | 0 | 0.00019292 | 5.8961e-05
8091 | 0 | 0 | 2.3995e-10 | 0 | 0 | 2.8086e-07 | 0 | 0 | 0 | 1.7206e-08 | 0 | 1.9797e-07 | 1.0379e-09 | 0 | 0 | 0 | 0 | 0.00020076 | 5.3835e-05
8092 | 0 | 0 | 9.5981e-11 | 0 | 0 | 1.0284e-07 | 0 | 0 | 0 | 1.7206e-08 | 0 | 1.7371e-08 | 1.2079e-09 | 0 | 0 | 0 | 0 | 0.00018218 | 5.2176e-05
8093 | 0 | 0 | 9.5981e-11 | 0 | 0 | 0 | 0 | 0 | 0 | 1.9664e-08 | 0 | 5.2042e-09 | 8.2316e-10 | 0 | 0 | 0 | 0 | 0.00018079 | 4.8564e-05
8094 | 0 | 0 | 2.6395e-10 | 0 | 0 | 0 | 0 | 0 | 0 | 1.4256e-08 | 0 | 6.4604e-10 | 7.8737e-10 | 0 | 0 | 0 | 0 | 0.00020253 | 3.1714e-05
8095 | 1.6288e-05 | 2.4849e-06 | 2.4117e-06 | 5.3116e-06 | 2.1194e-06 | 2.8628e-06 | 2.2315e-06 | 8.0339e-06 | 2.2786e-06 | 6.5974e-06 | 3.5375e-06 | 4.6958e-06 | 1.1014e-05 | 4.7395e-06 | 3.6678e-06 | 2.8851e-06 | 1.4344e-05 | 0.0001932 | 3.0252e-05
8096 | 0.00011042 | 5.5057e-05 | 5.4523e-05 | 9.5922e-05 | 7.1944e-05 | 5.355e-05 | 5.5904e-05 | 8.9528e-05 | 5.3987e-05 | 7.0997e-05 | 5.6682e-05 | 4.4138e-05 | 9.8313e-05 | 6.557e-05 | 7.126e-05 | 5.2868e-05 | 8.5812e-05 | 0.00019589 | 4.5299e-05
8097 | 0.00026117 | 0.00010446 | 0.00015196 | 0.00019323 | 0.00016574 | 0.00014135 | 0.00017028 | 0.00018298 | 0.00015841 | 0.00019303 | 0.00019816 | 0.00013158 | 0.00020643 | 0.00017664 | 0.00022012 | 0.00010339 | 0.00017816 | 0.00020441 | 5.7456e-05
8098 | 0.0003399 | 0.0002313 | 0.00034019 | 0.00027102 | 0.00030555 | 0.00017645 | 0.00026839 | 0.00028088 | 0.00024618 | 0.00034217 | 0.00026454 | 0.00030244 | 0.0003527 | 0.00027866 | 0.00029918 | 0.00026847 | 0.00022508 | 0.00018643 | 4.0422e-05
8099 | 0.00039741 | 0.00032519 | 0.00043109 | 0.00049011 | 0.00046345 | 0.00031554 | 0.00036648 | 0.00039677 | 0.00035229 | 0.0004646 | 0.0004035 | 0.00041155 | 0.00045238 | 0.00035603 | 0.00043962 | 0.0004207 | 0.00033221 | 0.00018226 | 4.6659e-05
8100 | 0.00045743 | 0.00040158 | 0.00051304 | 0.00063482 | 0.00055294 | 0.00038724 | 0.00040656 | 0.00045488 | 0.00040803 | 0.0004665 | 0.00044781 | 0.00046491 | 0.00040584 | 0.00036782 | 0.00049931 | 0.00047069 | 0.00042619 | 0.00019567 | 4.9554e-05
8101 | 0.00035803 | 0.00039469 | 0.00051033 | 0.00058121 | 0.00053324 | 0.00037353 | 0.00040663 | 0.00040251 | 0.00040674 | 0.0004094 | 0.00044651 | 0.0004514 | 0.00036495 | 0.00028366 | 0.000472 | 0.00048376 | 0.00043412 | 0.00021166 | 6.4814e-05
8102 | 0.00026073 | 0.00033696 | 0.00042998 | 0.00044285 | 0.00044153 | 0.00031822 | 0.00033583 | 0.00026884 | 0.00033772 | 0.00025684 | 0.00038804 | 0.00032847 | 0.00023616 | 0.00024499 | 0.00040186 | 0.00040993 | 0.00031268 | 0.00022526 | 7.4753e-05
8103 | 0.00012819 | 0.0002102 | 0.00025752 | 0.00019114 | 0.00025182 | 0.00016995 | 0.00019615 | 0.00014329 | 0.00019744 | 0.00014613 | 0.00023938 | 0.00016671 | 0.00017837 | 0.00013481 | 0.00024069 | 0.00023593 | 0.00014875 | 0.00025371 | 6.8062e-05
8104 | 4.1922e-05 | 0.00010707 | 0.00010405 | 0.00010435 | 4.3044e-05 | 6.2094e-05 | 6.9172e-05 | 5.9796e-05 | 7.4321e-05 | 6.9525e-05 | 0.00013992 | 8.0266e-05 | 6.8951e-05 | 0.00016413 | 5.2528e-05 | 8.6241e-05 | 3.836e-05 | 0.00024691 | 0.00011719
8105 | 1.612e-05 | 8.5042e-05 | 5.8661e-05 | 6.0793e-05 | 4.637e-07 | 3.2667e-05 | 3.0077e-05 | 2.9705e-05 | 4.9899e-05 | 2.4274e-05 | 9.4649e-05 | 4.2727e-05 | 6.9689e-06 | 0.0001367 | 5.4494e-07 | 4.423e-05 | 1.5576e-06 | 0.00022721 | 0.0001241
8106 | 2.2491e-05 | 9.0911e-05 | 5.326e-05 | 7.779e-05 | 0 | 5.9119e-05 | 3.5846e-05 | 3.7901e-05 | 6.693e-05 | 2.8563e-05 | 7.6569e-05 | 5.0615e-05 | 4.3926e-06 | 0.00013354 | 2.1965e-06 | 4.0338e-05 | 1.2967e-06 | 0.00022952 | 0.00010986
8107 | 1.9477e-05 | 6.928e-05 | 3.5706e-05 | 4.5985e-05 | 0 | 5.5955e-05 | 3.2241e-05 | 3.311e-05 | 7.2109e-05 | 1.8364e-05 | 3.2631e-05 | 4.5352e-05 | 6.6682e-06 | 9.9347e-05 | 7.3306e-06 | 1.9892e-05 | 3.8317e-06 | 0.00020478 | 0.00011994
8108 | 1.1756e-05 | 2.829e-05 | 1.7692e-05 | 2.516e-05 | 0 | 4.1215e-05 | 1.9331e-05 | 2.2678e-05 | 4.7884e-05 | 1.1887e-05 | 4.1892e-06 | 2.9645e-05 | 5.1996e-06 | 2.2079e-05 | 7.4701e-06 | 0 | 4.0042e-06 | 0.0001899 | 0.00010623
8109 | 1.9338e-06 | 1.2381e-05 | 8.0578e-06 | 8.0228e-06 | 0 | 2.0862e-05 | 7.5225e-06 | 1.1197e-05 | 1.9562e-05 | 7.2982e-06 | 5.4276e-08 | 1.9079e-05 | 2.3578e-06 | 7.4655e-06 | 6.9971e-06 | 0 | 1.28e-06 | 0.00017363 | 0.0001
8110 | 0 | 7.0093e-06 | 3.4275e-06 | 2.8013e-06 | 0 | 5.5626e-06 | 2.6733e-06 | 3.346e-06 | 7.3824e-06 | 1.728e-06 | 3.5799e-08 | 7.1705e-06 | 7.9884e-07 | 2.5091e-06 | 2.8181e-06 | 0 | 0 | 0.00018154 | 0.00012618
8111 | 0 | 3.7614e-06 | 8.1695e-07 | 7.4528e-08 | 0 | 6.9092e-07 | 6.5684e-07 | 6.7852e-07 | 2.3491e-06 | 0 | 0 | 1.4803e-06 | 2.0794e-08 | 4.0816e-07 | 7.0678e-08 | 0 | 0 | 0.00017962 | 0.00013305
8112 | 0 | 1.3215e-06 | 3.8481e-07 | 0 | 0 | 7.7459e-08 | 8.7287e-08 | 4.3047e-08 | 2.5968e-07 | 0 | 0 | 2.1682e-07 | 6.2632e-10 | 1.1072e-07 | 0 | 0 | 0 | 0.00018306 | 0.00013846
8113 | 0 | 4.6338e-07 | 1.0745e-07 | 0 | 0 | 2.3931e-07 | 1.0286e-07 | 0 | 7.0695e-10 | 2.0647e-08 | 0 | 3.6469e-07 | 1.3242e-09 | 1.6674e-09 | 0 | 0 | 0 | 0.00018701 | 0.00014067
8114 | 0 | 1.4278e-07 | 1.7517e-09 | 0 | 0 | 2.8086e-07 | 1.0292e-07 | 0 | 2.3565e-10 | 1.9172e-08 | 0 | 4.3001e-07 | 6.4422e-10 | 1.5729e-09 | 0 | 0 | 0 | 0.00018606 | 0.00018211
8115 | 0 | 3.5914e-09 | 2.1596e-10 | 0 | 0 | 2.8067e-07 | 1.5686e-08 | 0 | 0 | 1.8189e-08 | 0 | 3.9667e-07 | 6.979e-10 | 0 | 0 | 0 | 0 | 0.00019488 | 0.00021279
8116 | 0 | 0 | 9.5981e-11 | 0 | 0 | 1.2329e-07 | 0 | 0 | 0 | 2.1139e-08 | 0 | 1.7945e-08 | 1.2974e-09 | 0 | 0 | 0 | 0 | 0.00019475 | 0.00018255
8117 | 0 | 0 | 9.5981e-11 | 0 | 0 | 0 | 0 | 0 | 5.6556e-09 | 2.0155e-08 | 0 | 6.4604e-10 | 7.3369e-10 | 3.8678e-11 | 0 | 0 | 0 | 0.00019164 | 0.00017718
8118 | 0 | 0 | 3.5993e-10 | 0 | 0 | 0 | 0 | 0 | 0 | 1.0323e-08 | 0 | 0 | 7.3369e-10 | 0 | 0 | 0 | 0 | 0.00021611 | 0.0001348
8119 | 1.0589e-05 | 3.012e-06 | 2.7994e-06 | 9.358e-06 | 1.5781e-06 | 5.036e-06 | 2.1506e-06 | 5.97e-06 | 3.8274e-06 | 5.2887e-07 | 1.9088e-06 | 5.9944e-07 | 5.2919e-06 | 3.8591e-06 | 2.4814e-06 | 2.5462e-06 | 8.6367e-06 | 0.00020794 | 7.3447e-05
8120 | 0.00011005 | 6.2038e-05 | 7.6443e-05 | 0.00012974 | 7.0773e-05 | 7.6852e-05 | 5.7369e-05 | 7.8291e-05 | 7.1955e-05 | 1.9501e-05 | 5.9096e-05 | 2.6344e-05 | 9.9586e-05 | 5.7037e-05 | 7.064e-05 | 7.1139e-05 | 0.00010757 | 0.00017869 | 5.074e-05
8121 | 0.00027346 | 0.00019195 | 0.00024244 | 0.00035301 | 0.00025096 | 0.00022312 | 0.00019812 | 0.0002173 | 0.0002243 | 6.2379e-05 | 0.00019862 | 0.00015872 | 0.00027375 | 0.00012754 | 0.0002322 | 0.00021015 | 0.00028711 | 0.00017779 | 4.0995e-05
8122 | 0.00039946 | 0.00030507 | 0.00038753 | 0.00048395 | 0.00041844 | 0.00033282 | 0.00031933 | 0.00032178 | 0.00033999 | 6.8889e-05 | 0.00031908 | 0.00031386 | 0.00037077 | 0.00017703 | 0.0003743 | 0.00034008 | 0.00042876 | 0.00017932 | 3.2282e-05
8123 | 0.00046255 | 0.00037939 | 0.00046527 | 0.00059265 | 0.00051926 | 0.00039681 | 0.00039022 | 0.00040421 | 0.00041182 | 0.00011518 | 0.00038609 | 0.00039709 | 0.00040335 | 0.00022307 | 0.00046372 | 0.00043599 | 0.00049729 | 0.00017792 | 4.7952e-05
8124 | 0.00047549 | 0.00040861 | 0.00049241 | 0.00064418 | 0.00055679 | 0.00041778 | 0.00040937 | 0.00043874 | 0.0004276 | 0.0003822 | 0.00041981 | 0.00043669 | 0.00043104 | 0.00024647 | 0.00042481 | 0.0004842 | 0.00051188 | 0.00018363 | 5.1774e-05
8125 | 0.00043217 | 0.00039471 | 0.00045759 | 0.00062741 | 0.00051065 | 0.0004039 | 0.00039753 | 0.00042499 | 0.0004111 | 0.00042524 | 0.00042036 | 0.00043001 | 0.00035966 | 0.00032012 | 0.00045811 | 0.00047014 | 0.00047001 | 0.00019024 | 6.1072e-05
8126 | 0.00034636 | 0.00032773 | 0.00038466 | 0.00050969 | 0.0004145 | 0.00033724 | 0.0003184 | 0.00035346 | 0.00034058 | 0.00033021 | 0.00035924 | 0.0003613 | 0.00029403 | 0.00029047 | 0.00037389 | 0.00038173 | 0.00036823 | 0.00018926 | 6.7409e-06
8127 | 0.00019864 | 0.00020128 | 0.00021469 | 0.00028845 | 0.00023922 | 0.00020311 | 0.00018415 | 0.00021769 | 0.00019273 | 0.00020658 | 0.00022083 | 0.0001982 | 0.00023681 | 0.00021841 | 0.00021342 | 0.00023048 | 0.00019731 | 0.00019309 | 5.7693e-05
8128 | 5.4199e-05 | 0.00011019 | 0.00010014 | 0.00012047 | 6.3122e-05 | 7.1392e-05 | 6.8225e-05 | 7.3851e-05 | 7.5367e-05 | 7.3069e-05 | 0.00013675 | 8.2569e-05 | 7.3762e-05 | 0.00017377 | 4.3142e-05 | 9.9224e-05 | 4.2829e-05 | 0.00017557 | 8.0313e-05
8129 | 1.6164e-05 | 8.489e-05 | 6.2363e-05 | 6.3582e-05 | 5.2682e-07 | 3.2795e-05 | 3.3506e-05 | 3.0794e-05 | 5.2878e-05 | 2.4471e-05 | 9.5009e-05 | 4.3249e-05 | 5.3776e-06 | 0.00013719 | 5.2356e-07 | 4.3821e-05 | 2.2669e-06 | 0.00018148 | 9.5307e-05
8130 | 2.2507e-05 | 9.2491e-05 | 5.9204e-05 | 8.031e-05 | 0 | 5.9319e-05 | 3.8686e-05 | 3.8201e-05 | 6.8338e-05 | 1.5689e-05 | 7.5499e-05 | 4.9984e-05 | 4.4035e-06 | 0.00012819 | 2.1965e-06 | 4.2366e-05 | 3.239e-06 | 0.00018433 | 9.8792e-05
8131 | 2.0541e-05 | 7.5188e-05 | 3.9661e-05 | 5.0946e-05 | 0 | 5.9417e-05 | 3.6856e-05 | 3.5213e-05 | 7.2114e-05 | 1.2896e-05 | 3.3772e-05 | 4.4834e-05 | 6.6239e-06 | 7.2849e-05 | 7.3215e-06 | 3.4925e-05 | 5.858e-06 | 0.00019965 | 8.692e-05
8132 | 1.3384e-05 | 3.419e-05 | 1.8764e-05 | 2.9409e-05 | 0 | 4.3294e-05 | 2.4186e-05 | 2.578e-05 | 4.3569e-05 | 8.0435e-06 | 5.4478e-06 | 2.9673e-05 | 4.6068e-06 | 1.986e-05 | 7.4701e-06 | 0 | 6.0356e-06 | 0.00022533 | 7.3122e-05
8133 | 3.4869e-06 | 1.3503e-05 | 9.5197e-06 | 9.4412e-06 | 0 | 2.4916e-05 | 8.3226e-06 | 1.4797e-05 | 1.8405e-05 | 2.8832e-06 | 2.4829e-08 | 1.8194e-05 | 2.5525e-06 | 4.5548e-06 | 6.9627e-06 | 0 | 5.4211e-06 | 0.00023617 | 6.6997e-05
8134 | 3.7262e-07 | 7.2001e-06 | 3.9546e-06 | 3.5511e-06 | 0 | 8.1628e-06 | 1.7506e-06 | 3.6176e-06 | 8.1505e-06 | 7.2264e-08 | 0 | 6.9239e-06 | 9.1431e-07 | 1.1976e-06 | 2.7274e-06 | 0 | 2.0285e-06 | 0.00026433 | 5.3618e-05
8135 | 0 | 3.9293e-06 | 1.0886e-06 | 7.4528e-08 | 0 | 1.2556e-06 | 6.5476e-07 | 6.9094e-07 | 3.3975e-06 | 1.9664e-08 | 0 | 1.3554e-06 | 2.5187e-08 | 1.2918e-07 | 5.9804e-08 | 0 | 0 | 0.00031904 | 8.542e-05
8136 | 0 | 1.221e-06 | 5.2822e-07 | 0 | 0 | 8.4846e-08 | 8.7037e-08 | 7.9737e-08 | 9.433e-07 | 1.6714e-08 | 0 | 2.1703e-07 | 7.8737e-10 | 3.2146e-09 | 0 | 0 | 0 | 0.00033312 | 8.3388e-05
8137 | 0 | 5.6455e-07 | 1.4775e-07 | 0 | 0 | 2.4692e-07 | 1.0267e-07 | 2.3112e-09 | 4.5904e-07 | 1.7206e-08 | 0 | 3.6372e-07 | 1.0916e-09 | 1.4182e-09 | 0 | 0 | 0 | 0.00034746 | 0.00010376
8138 | 0 | 6.2411e-07 | 2.2556e-09 | 0 | 0 | 2.8086e-07 | 1.0276e-07 | 0 | 8.5069e-08 | 1.7206e-08 | 0 | 4.2926e-07 | 9.6632e-10 | 1.1603e-09 | 0 | 0 | 0 | 0.00034686 | 0.00011922
8139 | 0 | 6.2368e-07 | 2.6395e-10 | 0 | 0 | 2.8067e-07 | 1.5702e-08 | 0 | 4.4773e-09 | 2.5563e-08 | 1.1548e-09 | 4.2258e-07 | 1.0916e-09 | 0 | 0 | 0 | 0 | 0.0003449 | 0.00014489
8140 | 0 | 2.3125e-07 | 9.5981e-11 | 0 | 0 | 2.1571e-07 | 0 | 0 | 2.3565e-09 | 1.7206e-08 | 0 | 4.6299e-08 | 8.5001e-10 | 0 | 0 | 0 | 0 | 0.00032555 | 0.00014198
8141 | 0 | 0 | 4.7991e-11 | 0 | 0 | 2.4999e-08 | 0 | 0 | 8.4834e-09 | 1.7206e-08 | 0 | 0 | 8.0527e-10 | 0 | 0 | 0 | 0 | 0.00030919 | 0.00013383
8142 | 0 | 0 | 9.5981e-11 | 0 | 0 | 0 | 0 | 0 | 2.8278e-09 | 1.6714e-08 | 0 | 0 | 7.6948e-10 | 0 | 0 | 0 | 0 | 0.00030752 | 0.00011636
8143 | 8.879e-06 | 2.4572e-06 | 1.3801e-06 | 1.4253e-06 | 1.4322e-06 | 2.4472e-06 | 1.8221e-06 | 3.9761e-06 | 3.5615e-06 | 3.1221e-06 | 1.2725e-06 | 5.0471e-07 | 1.1728e-06 | 3.0455e-06 | 1.902e-06 | 2.573e-06 | 8.4714e-06 | 0.00031537 | 0.0001298
8144 | 9.2464e-05 | 5.5125e-05 | 4.9268e-05 | 6.5644e-05 | 5.0335e-05 | 5.4263e-05 | 5.5078e-05 | 6.5159e-05 | 6.8028e-05 | 6.8092e-05 | 5.1891e-05 | 2.6862e-05 | 3.8547e-05 | 6.1409e-05 | 6.6496e-05 | 7.0854e-05 | 8.7982e-05 | 0.00032851 | 0.00011544
8145 | 0.00027136 | 0.00016768 | 0.00016395 | 0.00015262 | 0.00021129 | 0.00015738 | 0.00018566 | 0.00016958 | 0.00021736 | 0.00022269 | 0.00019038 | 7.958e-05 | 0.00012694 | 0.00017399 | 0.00022079 | 0.00020156 | 0.00025395 | 0.00034502 | 0.00012634
8146 | 0.00032964 | 0.00023684 | 0.00027384 | 0.00020357 | 0.00038696 | 0.00023037 | 0.00026982 | 0.00020266 | 0.00032896 | 0.00029826 | 0.00032071 | 0.00010977 | 0.00016791 | 0.00026682 | 0.00036783 | 0.00032724 | 0.00029869 | 0.00035581 | 0.00015075
8147 | 0.00030499 | 0.00023966 | 0.00039012 | 0.0002424 | 0.00039024 | 0.00026936 | 0.00036826 | 0.00021414 | 0.00038776 | 0.00035367 | 0.00039301 | 0.00018234 | 0.00034452 | 0.0003123 | 0.00046282 | 0.00040227 | 0.0002218 | 0.00037688 | 7.4565e-05
8148 | 0.00027843 | 0.00029981 | 0.00030711 | 0.000303 | 0.00030619 | 0.00029674 | 0.00040903 | 0.00025622 | 0.00042343 | 0.00038369 | 0.000414 | 0.00014443 | 0.00034011 | 0.00034581 | 0.00049072 | 0.00041344 | 0.0003569 | 0.00035919 | 4.1056e-05
8149 | 0.00033676 | 0.00024098 | 0.00016144 | 0.00037938 | 0.00033217 | 0.00029821 | 0.00028119 | 0.00032557 | 0.00040351 | 0.00039458 | 0.0002742 | 0.0001513 | 0.00030188 | 0.00034083 | 0.00043157 | 0.00027066 | 0.00037971 | 0.00035625 | 0.00010384
8150 | 0.00031395 | 0.00012163 | 9.9008e-05 | 0.00037391 | 0.00021862 | 0.0002278 | 0.00015825 | 0.00026494 | 0.00030094 | 0.00032528 | 0.00025839 | 0.00013522 | 0.0002212 | 0.00030372 | 0.00024691 | 0.00015295 | 0.00030875 | 0.00035364 | 0.00010248
8151 | 0.00019779 | 8.7573e-05 | 5.8186e-05 | 0.00023029 | 5.2618e-05 | 0.00012896 | 0.00012885 | 0.00017662 | 0.00015544 | 0.00015646 | 0.00012308 | 7.7322e-05 | 9.8581e-05 | 0.00021697 | 9.5602e-05 | 5.9736e-05 | 0.00017535 | 0.00034236 | 0.00010254
8152 | 5.8815e-05 | 9.0063e-05 | 7.4733e-05 | 0.00011344 | 3.8531e-06 | 5.6876e-05 | 5.2055e-05 | 6.7657e-05 | 6.1945e-05 | 6.9458e-05 | 7.7033e-05 | 5.4636e-05 | 3.4544e-05 | 0.00017741 | 8.5432e-06 | 5.6454e-05 | 3.9031e-05 | 0.00032545 | 8.1085e-05
8153 | 1.6382e-05 | 8.443e-05 | 6.1282e-05 | 5.1419e-05 | 1.6101e-08 | 3.1648e-05 | 3.2642e-05 | 2.8893e-05 | 4.9359e-05 | 2.4911e-05 | 7.4569e-05 | 2.5522e-05 | 4.1587e-06 | 0.00013729 | 1.7058e-07 | 4.3108e-05 | 2.7072e-06 | 0.00031144 | 9.2125e-05
8154 | 2.064e-05 | 7.2856e-05 | 4.2088e-05 | 5.2005e-05 | 0 | 5.1142e-05 | 3.7942e-05 | 3.4975e-05 | 6.6029e-05 | 2.5817e-05 | 4.9499e-05 | 1.7978e-05 | 4.2135e-06 | 0.00013181 | 2.2019e-06 | 3.6742e-05 | 3.234e-06 | 0.00031418 | 0.00012695
8155 | 1.6812e-05 | 3.4644e-05 | 1.2597e-05 | 3.4844e-05 | 0 | 3.9705e-05 | 3.08e-05 | 2.8916e-05 | 6.8581e-05 | 1.4597e-05 | 2.6438e-05 | 1.3874e-05 | 6.2005e-06 | 0.00010644 | 7.3306e-06 | 1.8026e-05 | 5.8575e-06 | 0.00032327 | 0.00014453
8156 | 7.1686e-06 | 1.4008e-05 | 6.1466e-06 | 1.0079e-05 | 0 | 2.4606e-05 | 1.9334e-05 | 1.6427e-05 | 3.7711e-05 | 1.1347e-05 | 6.2839e-06 | 6.3143e-06 | 4.449e-06 | 3.7869e-05 | 7.4683e-06 | 2.4901e-08 | 5.5542e-06 | 0.00034163 | 0.00012084
8157 | 0 | 7.2703e-06 | 3.4514e-06 | 2.0454e-06 | 0 | 1.1313e-05 | 5.8667e-06 | 4.9598e-06 | 1.7791e-05 | 5.9699e-06 | 0 | 2.6597e-06 | 8.5896e-07 | 9.9665e-06 | 6.4317e-06 | 0 | 2.6391e-06 | 0.00035444 | 8.4491e-05
8158 | 0 | 3.005e-06 | 1.4288e-06 | 0 | 0 | 3.8378e-06 | 1.9674e-06 | 1.4738e-06 | 7.6763e-06 | 2.3066e-06 | 1.1548e-09 | 6.2592e-07 | 3.4304e-08 | 2.203e-06 | 2.568e-06 | 0 | 4.5079e-08 | 0.00037412 | 8.9863e-05
8159 | 0 | 5.7266e-07 | 3.4512e-07 | 0 | 0 | 6.0263e-07 | 8.8954e-07 | 5.4592e-07 | 2.442e-06 | 0 | 0 | 2.3946e-07 | 8.0527e-10 | 3.4749e-07 | 0 | 0 | 0 | 0.00037929 | 0.0001138
8160 | 0 | 0 | 1.4445e-08 | 0 | 0 | 0 | 0 | 4.9403e-08 | 2.6544e-07 | 2.458e-08 | 0 | 4.8812e-08 | 7.8737e-10 | 1.2971e-08 | 0 | 0 | 0 | 0.00037154 | 0.0001218
8161 | 0 | 5.6455e-07 | 1.3197e-09 | 0 | 0 | 2.2632e-07 | 0 | 0 | 4.0373e-08 | 1.8189e-08 | 0 | 3.4592e-07 | 9.1264e-10 | 1.4182e-10 | 0 | 0 | 0 | 0.00036454 | 0.00013092
8162 | 0 | 6.2587e-07 | 4.7991e-11 | 0 | 0 | 1.5965e-07 | 0 | 0 | 3.8814e-08 | 1.8189e-08 | 0 | 4.1059e-08 | 8.2316e-10 | 3.8678e-11 | 0 | 0 | 0 | 0.0003766 | 0.00016811
8163 | 0 | 1.5461e-07 | 2.6395e-10 | 0 | 0 | 0 | 0 | 0 | 4.6445e-08 | 1.7697e-08 | 0 | 7.1782e-11 | 8.4106e-10 | 0 | 0 | 0 | 0 | 0.00037493 | 0.00018193
8164 | 0 | 0 | 4.7991e-11 | 0 | 0 | 0 | 0 | 0 | 3.8343e-08 | 2.5563e-08 | 0 | 1.4356e-10 | 7.6948e-10 | 1.0744e-11 | 0 | 0 | 0 | 0.00035653 | 0.00012931
8165 | 0 | 0 | 1.1998e-10 | 0 | 0 | 0 | 0 | 0 | 3.8343e-08 | 1.7206e-08 | 0 | 5.0247e-10 | 7.5158e-10 | 2.7075e-09 | 0 | 0 | 0 | 0.00033844 | 0.00013925
8166 | 0 | 0 | 1.1998e-10 | 0 | 0 | 0 | 2.9171e-09 | 0 | 3.9194e-08 | 1.6714e-08 | 0 | 7.1782e-11 | 8.0527e-10 | 3.8678e-11 | 0 | 0 | 0 | 0.00031825 | 8.8956e-05
8167 | 5.1666e-06 | 2.6772e-06 | 1.1665e-06 | 6.0987e-06 | 2.477e-06 | 3.9758e-06 | 1.524e-06 | 3.301e-06 | 2.9897e-06 | 1.1602e-06 | 1.0213e-06 | 1.0576e-06 | 7.1131e-06 | 3.3708e-06 | 1.1795e-06 | 1.3631e-06 | 4.3449e-06 | 0.00029843 | 8.6165e-05
8168 | 7.4756e-05 | 5.1785e-05 | 4.3038e-05 | 0.00013064 | 5.4924e-05 | 7.2197e-05 | 5.9346e-05 | 6.8574e-05 | 6.6756e-05 | 5.5313e-05 | 5.4504e-05 | 2.8704e-05 | 5.1732e-05 | 5.3033e-05 | 6.4681e-05 | 4.082e-05 | 8.2407e-05 | 0.00028145 | 5.3904e-05
8169 | 0.00017721 | 0.00016314 | 0.00018649 | 0.00034475 | 0.00010059 | 0.00020353 | 0.00021175 | 0.00021986 | 0.00022043 | 0.00016044 | 0.0002028 | 7.3931e-05 | 0.00010011 | 0.00015153 | 0.0002388 | 0.00011269 | 0.00025573 | 0.00028148 | 4.649e-05
8170 | 0.00032976 | 0.00029856 | 0.00035444 | 0.00044876 | 0.0002527 | 0.00029081 | 0.00034512 | 0.00029837 | 0.0003392 | 0.00028916 | 0.00033335 | 0.00016673 | 0.00014666 | 0.00020954 | 0.0003856 | 0.00033677 | 0.00036849 | 0.00029887 | 2.9763e-05
8171 | 0.00032056 | 0.00038432 | 0.00044871 | 0.00038018 | 0.00048114 | 0.00034521 | 0.00042387 | 0.00030391 | 0.00041172 | 0.00014036 | 0.00040851 | 0.00030187 | 0.00016383 | 0.00023909 | 0.00047403 | 0.00042907 | 0.0003687 | 0.00031723 | 2.9832e-05
8172 | 0.00020566 | 0.00042178 | 0.00049226 | 0.00037664 | 0.0005617 | 0.00036728 | 0.00045217 | 0.00019346 | 0.0004321 | 0.00029726 | 0.00045534 | 0.00038803 | 0.00012752 | 0.00027809 | 0.0005059 | 0.00047792 | 0.00029405 | 0.00028419 | 3.4945e-05
8173 | 0.0001872 | 0.00039994 | 0.00043343 | 0.00045107 | 0.00051183 | 0.00036714 | 0.00042716 | 0.00018172 | 0.00041591 | 0.00033681 | 0.00042777 | 0.00039663 | 0.00017892 | 0.00028644 | 0.00048022 | 0.00043724 | 0.00021468 | 0.00027012 | 4.454e-05
8174 | 0.00020673 | 0.00032473 | 0.00030909 | 0.00048666 | 0.00039203 | 0.00032063 | 0.00032518 | 0.00023404 | 0.00034032 | 0.000235 | 0.00034612 | 0.00022994 | 0.00023718 | 0.00027003 | 0.00039598 | 0.00036449 | 0.00022122 | 0.00026508 | 6.9238e-05
8175 | 0.00016112 | 0.00019663 | 0.00017719 | 0.000285 | 0.00022281 | 0.00019722 | 0.0001876 | 0.00018487 | 0.00019587 | 0.0001362 | 0.00020513 | 0.00012782 | 0.00011654 | 0.00017302 | 0.00022659 | 0.00020111 | 0.00015672 | 0.0002746 | 8.8383e-05
8176 | 5.3934e-05 | 0.00010551 | 8.5731e-05 | 0.00011879 | 5.5816e-05 | 7.0431e-05 | 6.7229e-05 | 7.057e-05 | 7.7397e-05 | 8.2175e-05 | 0.00013198 | 6.554e-05 | 4.1663e-05 | 0.0001657 | 4.548e-05 | 8.5132e-05 | 3.7504e-05 | 0.00029878 | 0.00010188
8177 | 1.3804e-05 | 8.4813e-05 | 7.1399e-05 | 6.0556e-05 | 4.3378e-07 | 3.3216e-05 | 3.4375e-05 | 3.1186e-05 | 5.4207e-05 | 2.461e-05 | 9.4648e-05 | 4.0266e-05 | 3.9473e-06 | 0.00013581 | 6.7371e-07 | 4.3865e-05 | 2.8429e-06 | 0.00032212 | 0.00014965
8178 | 1.9176e-05 | 9.2152e-05 | 6.7228e-05 | 6.412e-05 | 0 | 6.004e-05 | 4.013e-05 | 3.4649e-05 | 7.285e-05 | 1.6739e-05 | 7.0924e-05 | 4.1902e-05 | 2.995e-06 | 0.00012446 | 2.1965e-06 | 4.2374e-05 | 3.239e-06 | 0.00030965 | 0.00014544
8179 | 1.15e-05 | 6.9347e-05 | 3.6491e-05 | 3.9757e-05 | 0 | 5.6328e-05 | 3.9194e-05 | 2.4893e-05 | 7.7482e-05 | 1.3624e-05 | 2.0397e-05 | 3.2745e-05 | 2.7729e-06 | 7.8928e-05 | 7.3414e-06 | 2.4794e-05 | 5.863e-06 | 0.0002999 | 0.00010171
8180 | 5.5859e-06 | 3.1479e-05 | 1.6984e-05 | 2.4563e-05 | 0 | 4.0729e-05 | 2.5015e-05 | 1.5823e-05 | 4.6766e-05 | 8.7759e-06 | 9.449e-06 | 1.834e-05 | 7.8114e-07 | 1.5211e-05 | 7.4737e-06 | 0 | 2.8661e-06 | 0.00029745 | 8.4543e-05
8181 | 7.4179e-08 | 1.3541e-05 | 7.5176e-06 | 9.9748e-06 | 0 | 2.2196e-05 | 9.534e-06 | 6.1395e-06 | 2.0066e-05 | 1.8442e-06 | 4.4807e-06 | 8.9743e-06 | 6.8001e-10 | 4.5578e-06 | 7.3795e-06 | 0 | 6.9121e-07 | 0.00029052 | 8.0363e-05
8182 | 0 | 7.1967e-06 | 3.5685e-06 | 7.025e-07 | 0 | 7.5864e-06 | 2.7208e-06 | 1.0314e-06 | 9.2637e-06 | 0 | 0 | 2.5239e-06 | 6.8001e-10 | 6.6484e-07 | 3.4995e-06 | 0 | 1.0018e-08 | 0.00029736 | 7.6192e-05
8183 | 0 | 3.9254e-06 | 9.4614e-07 | 0 | 0 | 1.342e-06 | 1.0423e-06 | 1.8721e-08 | 3.1848e-06 | 1.1798e-08 | 0 | 3.7606e-07 | 7.5158e-10 | 2.0396e-08 | 3.8057e-08 | 0 | 0 | 0.00029275 | 9.6847e-05
8184 | 0 | 1.2093e-06 | 1.0836e-07 | 0 | 0 | 1.3916e-07 | 0 | 0 | 5.4981e-07 | 9.3403e-09 | 0 | 1.5117e-07 | 7.8737e-10 | 3.0942e-09 | 0 | 0 | 0 | 0.00025881 | 0.00010104
8185 | 0 | 5.6367e-07 | 2.9754e-09 | 0 | 0 | 2.9128e-07 | 0 | 0 | 5.1104e-08 | 1.0323e-08 | 1.1548e-09 | 3.653e-07 | 7.3369e-10 | 6.4463e-11 | 0 | 0 | 0 | 0.00026437 | 5.893e-05
8186 | 0 | 6.2368e-07 | 4.7991e-11 | 0 | 0 | 3.2529e-07 | 0 | 0 | 3.4553e-08 | 1.8681e-08 | 0 | 1.2598e-08 | 7.5158e-10 | 0 | 0 | 0 | 0 | 0.00024183 | 6.8471e-05
8187 | 0 | 6.2236e-07 | 2.3995e-10 | 0 | 0 | 2.7359e-07 | 0 | 0 | 3.6874e-08 | 1.8189e-08 | 0 | 0 | 7.1579e-10 | 0 | 0 | 0 | 0 | 0.00021525 | 0.00011868
8188 | 0 | 2.1329e-07 | 9.5981e-11 | 0 | 0 | 3.4165e-08 | 0 | 0 | 3.5787e-08 | 2.6546e-08 | 0 | 0 | 7.1579e-10 | 0 | 0 | 0 | 0 | 0.00022436 | 9.2342e-05
8189 | 0 | 0 | 4.7991e-11 | 0 | 0 | 0 | 0 | 0 | 3.8343e-08 | 1.7206e-08 | 0 | 3.5891e-11 | 7.5158e-10 | 0 | 0 | 0 | 0 | 0.00022783 | 4.7175e-05
8190 | 0 | 0 | 9.5981e-11 | 0 | 0 | 0 | 0 | 0 | 3.6639e-08 | 1.6714e-08 | 0 | 0 | 6.2632e-10 | 0 | 0 | 0 | 0 | 0.00022342 | 4.2371e-05
8191 | 5.5334e-06 | 2.9165e-06 | 1.3017e-06 | 6.6464e-06 | 1.815e-06 | 3.9404e-06 | 1.4612e-06 | 4.1511e-06 | 2.9547e-06 | 2.2466e-06 | 4.5243e-07 | 1.1689e-06 | 4.8207e-06 | 2.9038e-06 | 1.3494e-06 | 2.6449e-06 | 5.3821e-06 | 0.00021221 | 4.1272e-05
8192 | 9.0576e-05 | 5.4104e-05 | 4.4069e-05 | 0.00013001 | 6.6218e-05 | 7.1126e-05 | 5.0274e-05 | 8.0814e-05 | 6.4913e-05 | 6.1312e-05 | 3.6169e-05 | 3.0375e-05 | 7.9821e-05 | 5.7288e-05 | 5.7149e-05 | 4.6714e-05 | 9.5677e-05 | 0.0001968 | 1.543e-05
8193 | 0.00025764 | 0.00015561 | 0.00011578 | 0.00033649 | 0.00012826 | 0.00020213 | 0.00018426 | 0.00023101 | 0.00021187 | 0.00014772 | 0.00016442 | 9.0238e-05 | 0.00024971 | 0.00014826 | 0.0002109 | 0.00012733 | 0.00026724 | 0.00021819 | 1.8428e-05
8194 | 0.00039302 | 0.00025689 | 0.00019486 | 0.00047611 | 0.00026556 | 0.00029979 | 0.00032265 | 0.00033975 | 0.00033055 | 0.00011503 | 0.00029083 | 0.00011891 | 0.00037947 | 0.00017561 | 0.00035165 | 0.00020401 | 0.00040277 | 0.00022378 | 6.3171e-07
8195 | 0.00045937 | 0.00033991 | 0.00025247 | 0.00055354 | 0.00036854 | 0.00034601 | 0.00040264 | 0.00038978 | 0.00040662 | 9.0974e-05 | 0.00035837 | 0.00015085 | 0.00046238 | 0.00014493 | 0.00045705 | 0.0003478 | 0.00047123 | 0.00022541 | 4.9068e-08
8196 | 0.00044401 | 0.00038357 | 0.00020787 | 0.00052421 | 0.0003855 | 0.00036951 | 0.00041147 | 0.00034843 | 0.00043052 | 8.5241e-05 | 0.00040345 | 0.00015328 | 0.00045206 | 8.8725e-05 | 0.00049104 | 0.00037282 | 0.00047309 | 0.00022621 | 4.6408e-08
8197 | 0.00038746 | 0.00033116 | 0.00013091 | 0.00045043 | 0.00019176 | 0.000338 | 0.00038287 | 0.00024018 | 0.00041635 | 5.9802e-05 | 0.00040113 | 0.00011272 | 0.00035569 | 6.3076e-05 | 0.00046418 | 0.00016528 | 0.00037093 | 0.00022624 | 2.6738e-07
8198 | 0.00017837 | 0.00022522 | 0.00010507 | 0.00027504 | 0.00010898 | 0.00028069 | 0.00031341 | 0.00016518 | 0.00033834 | 7.4121e-05 | 0.00034576 | 9.3549e-05 | 0.0002628 | 5.7489e-05 | 0.0003823 | 0.00013582 | 0.00024413 | 0.00022869 | 1.7688e-05
8199 | 9.7239e-05 | 0.00012875 | 8.409e-05 | 0.00020686 | 4.3452e-05 | 0.00016947 | 0.00017818 | 9.1406e-05 | 0.00019249 | 0.00011418 | 0.00015851 | 4.7146e-05 | 6.0029e-05 | 7.1158e-05 | 0.0002045 | 5.4211e-05 | 0.0001359 | 0.00023601 | 4.8636e-05
8200 | 2.7861e-05 | 9.6892e-05 | 8.7335e-05 | 0.00010853 | 3.666e-05 | 6.0095e-05 | 6.4801e-05 | 4.6689e-05 | 7.4784e-05 | 5.98e-05 | 0.00012326 | 3.6816e-05 | 1.2305e-05 | 0.00013991 | 3.9103e-05 | 6.8063e-05 | 3.6745e-05 | 0.00021816 | 6.7922e-05
8201 | 1.3833e-05 | 8.5356e-05 | 5.5844e-05 | 5.9795e-05 | 1.3338e-07 | 3.1572e-05 | 3.3259e-05 | 3.0846e-05 | 5.2362e-05 | 8.1868e-06 | 9.4615e-05 | 2.2372e-05 | 2.7132e-06 | 7.0218e-05 | 3.5244e-07 | 2.9172e-05 | 2.7048e-06 | 0.00021796 | 0.00021305
8202 | 2.0352e-05 | 8.3518e-05 | 2.7128e-05 | 6.7112e-05 | 0 | 5.8569e-05 | 3.9362e-05 | 3.5471e-05 | 7.0224e-05 | 7.7633e-06 | 5.0071e-05 | 1.2904e-05 | 4.298e-06 | 1.8962e-05 | 2.2019e-06 | 1.7953e-05 | 3.234e-06 | 0.00021405 | 0.00022514
8203 | 1.791e-05 | 5.5959e-05 | 7.0179e-06 | 4.3177e-05 | 0 | 5.6159e-05 | 3.6893e-05 | 2.7966e-05 | 7.3831e-05 | 1.4232e-06 | 3.1525e-05 | 9.4122e-06 | 6.7535e-06 | 4.6754e-06 | 7.3288e-06 | 7.3208e-06 | 5.8597e-06 | 0.00025659 | 0.00022645
8204 | 1.0149e-05 | 2.1311e-05 | 3.6711e-06 | 2.3658e-05 | 0 | 4.2529e-05 | 2.1626e-05 | 1.8678e-05 | 4.6394e-05 | 5.1126e-07 | 1.1951e-05 | 3.797e-06 | 5.6838e-06 | 1.8994e-06 | 7.4629e-06 | 0 | 5.9682e-06 | 0.00027407 | 0.00022114
8205 | 2.7149e-06 | 1.0027e-05 | 1.9261e-06 | 1.1594e-05 | 0 | 2.1932e-05 | 8.9454e-06 | 7.5378e-06 | 2.1604e-05 | 0 | 4.5673e-06 | 3.4287e-07 | 3.0596e-06 | 2.7346e-07 | 7.3016e-06 | 0 | 3.1305e-06 | 0.00030585 | 0.00023818
8206 | 0 | 6.0049e-06 | 3.5316e-07 | 2.1135e-06 | 0 | 6.965e-06 | 2.4282e-06 | 1.3713e-06 | 9.3478e-06 | 0 | 0 | 9.8305e-08 | 3.5613e-07 | 3.4058e-09 | 3.0826e-06 | 0 | 5.0088e-09 | 0.00035046 | 0.0002449
8207 | 0 | 3.8244e-06 | 3.8464e-08 | 0 | 0 | 1.0614e-06 | 1.0834e-06 | 1.2967e-07 | 3.4364e-06 | 0 | 0 | 0 | 8.2316e-10 | 0 | 3.0808e-08 | 0 | 0 | 0.00036973 | 0.00023787
8208 | 0 | 1.2392e-06 | 1.8236e-09 | 0 | 0 | 6.996e-08 | 5.3341e-09 | 4.6225e-09 | 7.131e-07 | 0 | 0 | 1.0767e-10 | 8.7685e-10 | 0 | 0 | 0 | 0 | 0.00036657 | 0.0002308
8209 | 0 | 5.6499e-07 | 2.1596e-10 | 0 | 0 | 2.2988e-07 | 0 | 0 | 5.2192e-08 | 1.7206e-08 | 0 | 2.9646e-07 | 8.5895e-10 | 0 | 0 | 0 | 0 | 0.00034949 | 0.00023457
8210 | 0 | 6.263e-07 | 4.7991e-11 | 0 | 0 | 2.8067e-07 | 0 | 0 | 3.7346e-08 | 1.9172e-08 | 0 | 8.9727e-09 | 9.3053e-10 | 0 | 0 | 0 | 0 | 0.00036358 | 0.0002307
8211 | 0 | 6.2236e-07 | 9.5981e-11 | 0 | 0 | 2.5207e-07 | 0 | 0 | 3.5787e-08 | 1.8189e-08 | 0 | 0 | 9.1264e-10 | 0 | 0 | 0 | 0 | 0.00037011 | 0.00022068
8212 | 0 | 7.9098e-08 | 9.5981e-11 | 0 | 0 | 3.4847e-08 | 0 | 0 | 3.6639e-08 | 1.8681e-08 | 0 | 0 | 8.2316e-10 | 0 | 0 | 0 | 0 | 0.00036952 | 0.0002235
8213 | 0 | 0 | 9.5981e-11 | 0 | 0 | 0 | 0 | 0 | 3.6639e-08 | 1.8681e-08 | 0 | 0 | 8.4106e-10 | 0 | 0 | 0 | 0 | 0.00036152 | 0.00023478
8214 | 0 | 0 | 9.5981e-11 | 0 | 0 | 0 | 0 | 0 | 3.4934e-08 | 2.5071e-08 | 1.1548e-09 | 0 | 8.4106e-10 | 0 | 0 | 0 | 0 | 0.0003266 | 0.00022464
8215 | 7.3296e-06 | 1.6014e-06 | 2.0678e-06 | 5.8978e-06 | 5.1752e-07 | 3.6631e-06 | 1.4726e-06 | 4.4466e-06 | 2.6486e-06 | 1.5515e-07 | 9.9408e-07 | 1.6024e-06 | 1.6883e-06 | 1.289e-06 | 1.3243e-06 | 1.079e-07 | 6.6219e-06 | 0.00031725 | 0.00021132
8216 | 0.00010342 | 4.8266e-05 | 5.5189e-05 | 0.00013461 | 3.5807e-05 | 7.2766e-05 | 5.7707e-05 | 8.6217e-05 | 6.4069e-05 | 2.0234e-05 | 5.4032e-05 | 3.559e-05 | 3.6024e-05 | 2.6936e-05 | 6.0011e-05 | 8.3931e-06 | 0.00010065 | 0.00031447 | 0.00021218
8217 | 0.00028787 | 0.00016341 | 0.00020457 | 0.00037433 | 0.00012411 | 0.00022329 | 0.00020988 | 0.00025742 | 0.00021314 | 8.4825e-05 | 0.00020399 | 0.00011468 | 0.00013334 | 8.881e-05 | 0.0002282 | 3.6765e-05 | 0.0002854 | 0.00029917 | 0.00021095
8218 | 0.00042189 | 0.0002828 | 0.00037178 | 0.00055947 | 0.00036135 | 0.00033749 | 0.00035011 | 0.00039321 | 0.00033187 | 9.9422e-05 | 0.00034278 | 0.00025133 | 0.00018984 | 0.0001417 | 0.00037495 | 0.0001726 | 0.00043613 | 0.00025711 | 0.00018556
8219 | 0.00049216 | 0.00037914 | 0.00047202 | 0.00066145 | 0.00051635 | 0.00040473 | 0.00043307 | 0.00047188 | 0.00040711 | 0.00017599 | 0.00041915 | 0.00036238 | 0.00025833 | 0.00017108 | 0.00046904 | 0.00034459 | 0.00050815 | 0.00022854 | 0.00022815
8220 | 0.00050463 | 0.00042115 | 0.00051937 | 0.00070411 | 0.00057492 | 0.00043087 | 0.00046315 | 0.00050071 | 0.00043103 | 0.00031642 | 0.00045748 | 0.00043657 | 0.00029193 | 0.00019911 | 0.00049707 | 0.00039837 | 0.00052195 | 0.00022225 | 0.00021146
8221 | 0.00046477 | 0.00041504 | 0.00049776 | 0.0006728 | 0.00054434 | 0.00041881 | 0.00044528 | 0.00048505 | 0.00041437 | 0.00043549 | 0.00045782 | 0.00044667 | 0.0002868 | 0.00020787 | 0.00047425 | 0.00041042 | 0.00047976 | 0.0002164 | 0.00019782
8222 | 0.00037496 | 0.0003511 | 0.00041196 | 0.00054862 | 0.00045053 | 0.00035031 | 0.00036434 | 0.00040019 | 0.00033726 | 0.00032512 | 0.00038795 | 0.00038396 | 0.00022433 | 0.00022151 | 0.00039243 | 0.00035272 | 0.00038285 | 0.0001979 | 0.00018832
8223 | 0.0002176 | 0.00022101 | 0.0002463 | 0.00030466 | 0.00026874 | 0.00021249 | 0.00021284 | 0.00024139 | 0.00019323 | 0.00022415 | 0.00023373 | 0.00023377 | 0.00014903 | 0.00021701 | 0.00023173 | 0.00022774 | 0.00021094 | 0.00018562 | 0.00018936
8224 | 5.5763e-05 | 0.00011581 | 0.00012025 | 0.00012008 | 6.7243e-05 | 7.4059e-05 | 7.5316e-05 | 7.9664e-05 | 7.4642e-05 | 9.5737e-05 | 0.0001278 | 9.0437e-05 | 4.678e-05 | 0.00017637 | 5.0498e-05 | 9.0919e-05 | 4.6264e-05 | 0.00020416 | 0.00015777
8225 | 1.4142e-05 | 8.4724e-05 | 7.3345e-05 | 5.7581e-05 | 3.486e-07 | 3.2753e-05 | 3.5078e-05 | 3.1857e-05 | 5.2117e-05 | 2.4996e-05 | 8.196e-05 | 4.2924e-05 | 3.8436e-06 | 7.2525e-05 | 6.1938e-07 | 3.8189e-05 | 2.7874e-06 | 0.00020258 | 0.00013227
8226 | 2.0376e-05 | 9.1068e-05 | 6.9806e-05 | 7.3424e-05 | 0 | 5.8963e-05 | 3.9801e-05 | 3.9829e-05 | 7.0504e-05 | 1.7245e-05 | 6.9405e-05 | 4.927e-05 | 2.3967e-06 | 3.4371e-05 | 2.1983e-06 | 3.6792e-05 | 3.2362e-06 | 0.00018988 | 0.00014196
8227 | 1.9546e-05 | 7.2638e-05 | 4.0775e-05 | 4.6243e-05 | 0 | 5.9872e-05 | 3.6161e-05 | 3.6935e-05 | 7.5063e-05 | 1.2391e-05 | 3.3742e-05 | 4.408e-05 | 2.3959e-06 | 1.4209e-05 | 7.3414e-06 | 2.7236e-05 | 5.8552e-06 | 0.00016484 | 0.00010149
8228 | 1.3396e-05 | 3.2545e-05 | 1.9795e-05 | 2.7429e-05 | 0 | 4.4768e-05 | 2.4772e-05 | 2.8922e-05 | 4.5452e-05 | 5.2111e-06 | 1.558e-05 | 2.7709e-05 | 1.3023e-06 | 6.7191e-06 | 7.4683e-06 | 0 | 6.0305e-06 | 0.00014048 | 8.0276e-05
8229 | 3.6111e-06 | 1.322e-05 | 7.7478e-06 | 1.2292e-05 | 0 | 2.6462e-05 | 9.6826e-06 | 1.7239e-05 | 1.947e-05 | 7.2117e-07 | 4.4143e-06 | 1.6224e-05 | 3.9278e-07 | 3.4418e-06 | 7.1838e-06 | 0 | 5.5647e-06 | 0.0001249 | 7.3891e-05
8230 | 4.2752e-07 | 7.0265e-06 | 3.571e-06 | 2.1862e-06 | 0 | 9.0656e-06 | 2.8496e-06 | 6.0433e-06 | 9.2096e-06 | 0 | 0 | 6.2972e-06 | 1.02e-09 | 1.611e-06 | 3.3563e-06 | 0 | 2.2551e-06 | 0.00012448 | 6.9672e-05
8231 | 0 | 3.8982e-06 | 1.0056e-06 | 0 | 0 | 1.8936e-06 | 1.128e-06 | 1.5977e-06 | 3.6131e-06 | 0 | 0 | 1.8322e-06 | 9.6632e-10 | 5.3481e-07 | 4.5306e-08 | 0 | 0 | 0.00012355 | 7.0264e-05
8232 | 0 | 1.1952e-06 | 3.8928e-07 | 0 | 0 | 4.8472e-07 | 2.7837e-08 | 2.1996e-07 | 8.3208e-07 | 0 | 0 | 2.6232e-07 | 9.4843e-10 | 8.1387e-08 | 0 | 0 | 0 | 0.00011822 | 5.4126e-05
8233 | 0 | 5.6499e-07 | 1.1328e-07 | 0 | 0 | 2.9287e-07 | 0 | 2.1552e-08 | 1.6003e-07 | 7.8655e-09 | 0 | 3.8253e-07 | 8.5895e-10 | 2.5893e-09 | 0 | 0 | 0 | 0.00011425 | 3.7775e-05
8234 | 0 | 6.2411e-07 | 1.1038e-09 | 0 | 0 | 2.8086e-07 | 0 | 0 | 6.9276e-08 | 2.9004e-08 | 1.1548e-09 | 4.4121e-07 | 1.02e-09 | 0 | 0 | 0 | 0 | 0.00012413 | 2.4971e-05
8235 | 0 | 6.2236e-07 | 2.3995e-10 | 0 | 0 | 2.8048e-07 | 0 | 0 | 3.6639e-08 | 1.8681e-08 | 0 | 4.1633e-07 | 8.5895e-10 | 0 | 0 | 0 | 0 | 0.00013449 | 5.4187e-05
8236 | 0 | 2.1899e-07 | 9.5981e-11 | 0 | 0 | 2.1874e-07 | 0 | 0 | 3.7726e-08 | 1.7697e-08 | 0 | 3.625e-08 | 8.5895e-10 | 0 | 0 | 0 | 0 | 0.00014708 | 6.3655e-05
8237 | 0 | 0 | 2.1596e-10 | 0 | 0 | 2.6325e-08 | 0 | 0 | 3.7491e-08 | 2.5563e-08 | 0 | 0 | 9.3053e-10 | 0 | 0 | 0 | 0 | 0.00013533 | 9.2637e-05
8238 | 0 | 0 | 9.5981e-11 | 0 | 0 | 0 | 2.1274e-09 | 0 | 3.7491e-08 | 1.7206e-08 | 0 | 0 | 8.7685e-10 | 0 | 0 | 0 | 0 | 0.00010597 | 0.00010156
8239 | 6.9574e-06 | 3.0431e-06 | 1.6777e-06 | 5.9911e-06 | 1.3507e-06 | 3.63e-06 | 1.4575e-06 | 4.252e-06 | 2.4133e-06 | 1.8856e-07 | 9.4135e-07 | 4.8649e-07 | 7.8159e-07 | 1.2082e-06 | 1.2289e-06 | 1.7811e-06 | 6.4322e-06 | 0.00011759 | 6.272e-05
8240 | 0.00010026 | 5.5423e-05 | 4.9143e-05 | 0.00013176 | 6.8525e-05 | 7.1975e-05 | 5.6272e-05 | 8.2986e-05 | 6.2695e-05 | 2.3697e-05 | 5.0422e-05 | 2.9189e-05 | 2.7689e-05 | 3.2264e-05 | 5.6763e-05 | 6.0071e-05 | 9.8219e-05 | 0.00013825 | 6.0861e-05
8241 | 0.00027969 | 0.00018142 | 0.00015227 | 0.00035298 | 0.00023662 | 0.00021806 | 0.00020306 | 0.00024649 | 0.00021323 | 0.00012193 | 0.0001837 | 0.00011273 | 8.4586e-05 | 9.3576e-05 | 0.00021196 | 0.00018403 | 0.00028436 | 0.00014075 | 4.6929e-05
8242 | 0.00040616 | 0.00029514 | 0.00018561 | 0.0005258 | 0.00039917 | 0.00032709 | 0.00033685 | 0.0003739 | 0.0003307 | 0.00030152 | 0.00031218 | 0.00012256 | 0.00012452 | 0.00017499 | 0.00034853 | 0.00030174 | 0.00042913 | 0.00012332 | 3.4972e-05
8243 | 0.00045422 | 0.00036826 | 0.00017934 | 0.00061966 | 0.00049879 | 0.00039165 | 0.00041489 | 0.0004299 | 0.00040395 | 0.00022682 | 0.00038272 | 0.0001311 | 0.00017756 | 0.00021073 | 0.00044425 | 0.00040315 | 0.0004974 | 0.00010448 | 3.1285e-05
8244 | 0.00047669 | 0.00038998 | 0.00014551 | 0.0006495 | 0.00051059 | 0.00040944 | 0.00042723 | 0.00046578 | 0.00042435 | 0.00018469 | 0.00038644 | 0.00010809 | 0.00023442 | 0.00024551 | 0.00046976 | 0.00041667 | 0.00050473 | 8.2516e-05 | 3.5246e-05
8245 | 0.00044067 | 0.00033762 | 0.00011804 | 0.00058581 | 0.00034136 | 0.00036883 | 0.0003857 | 0.00045123 | 0.00040889 | 0.00019649 | 0.00036467 | 9.3583e-05 | 0.00025727 | 0.00025768 | 0.00044036 | 0.00021921 | 0.00045767 | 7.9206e-05 | 3.258e-05
8246 | 0.00035467 | 0.00023163 | 9.5234e-05 | 0.00048487 | 6.4882e-05 | 0.00030521 | 0.00028035 | 0.00036259 | 0.00033002 | 0.00019134 | 0.00030349 | 0.00011452 | 0.00022664 | 0.00020583 | 0.0003506 | 7.7854e-05 | 0.00036847 | 8.0858e-05 | 3.5946e-05
8247 | 0.00020228 | 0.0001076 | 5.7896e-05 | 0.0002618 | 5.2996e-05 | 0.00018352 | 0.00014192 | 0.00021768 | 0.00018553 | 0.0001318 | 0.000145 | 0.00011681 | 0.00013778 | 0.00017263 | 0.00013178 | 7.0475e-05 | 0.00019325 | 0.00010025 | 5.6834e-05
8248 | 5.2498e-05 | 8.8913e-05 | 5.2904e-05 | 0.00012121 | 1.7274e-05 | 6.6929e-05 | 5.6534e-05 | 7.5086e-05 | 7.1444e-05 | 6.6567e-05 | 0.00010637 | 5.414e-05 | 3.9326e-05 | 0.00016153 | 3.2291e-05 | 6.7882e-05 | 4.3479e-05 | 0.00012939 | 7.8684e-05
8249 | 1.408e-05 | 8.6485e-05 | 2.6448e-05 | 6.1162e-05 | 2.8191e-08 | 3.2451e-05 | 3.1231e-05 | 3.1482e-05 | 5.2166e-05 | 2.1292e-05 | 8.1841e-05 | 2.6958e-05 | 5.0877e-06 | 0.00012459 | 6.1775e-07 | 4.2696e-05 | 1.7667e-06 | 0.00016516 | 5.4391e-05
8250 | 2.0371e-05 | 9.0406e-05 | 1.4897e-05 | 7.7053e-05 | 0 | 6.0005e-05 | 3.7721e-05 | 3.9638e-05 | 7.0792e-05 | 1.4872e-05 | 6.7412e-05 | 1.5942e-05 | 2.8254e-06 | 5.8732e-05 | 2.1946e-06 | 3.4888e-05 | 2.1042e-06 | 0.00016942 | 2.8515e-05
8251 | 1.9151e-05 | 6.3165e-05 | 6.4973e-06 | 5.0224e-05 | 0 | 6.0187e-05 | 3.5211e-05 | 3.6391e-05 | 7.4909e-05 | 1.2654e-05 | 2.9573e-05 | 1.3491e-05 | 2.9137e-06 | 2.1073e-05 | 7.3414e-06 | 1.852e-05 | 4.7227e-06 | 0.00017561 | 5.2795e-05
8252 | 1.3292e-05 | 2.6125e-05 | 2.4662e-06 | 3.0541e-05 | 0 | 4.4597e-05 | 2.1624e-05 | 2.7688e-05 | 4.4545e-05 | 8.9087e-06 | 1.1831e-05 | 5.6338e-06 | 1.0576e-06 | 6.8785e-06 | 7.4701e-06 | 0 | 4.9002e-06 | 0.00016954 | 4.828e-05
8253 | 3.611e-06 | 1.0788e-05 | 8.5954e-07 | 1.2248e-05 | 0 | 2.5428e-05 | 7.6249e-06 | 1.7171e-05 | 1.9002e-05 | 1.9177e-06 | 4.2001e-06 | 1.0709e-06 | 3.2123e-07 | 2.7771e-06 | 6.4136e-06 | 0 | 4.509e-06 | 0.00015896 | 2.8203e-05
8254 | 2.4751e-07 | 5.9949e-06 | 4.754e-07 | 1.8986e-06 | 0 | 7.9259e-06 | 1.6832e-06 | 4.9345e-06 | 8.2962e-06 | 0 | 0 | 2.5921e-07 | 1.0021e-09 | 1.3328e-06 | 2.6078e-06 | 0 | 1.5388e-06 | 0.0001821 | 2.7142e-05
8255 | 0 | 3.7749e-06 | 4.4017e-07 | 0 | 0 | 1.2806e-06 | 5.7362e-07 | 1.3875e-06 | 3.3063e-06 | 0 | 0 | 8.6138e-10 | 1.02e-09 | 2.4826e-07 | 0 | 0 | 0 | 0.00019978 | 2.0297e-05
8256 | 0 | 1.261e-06 | 2.8634e-07 | 0 | 0 | 7.7081e-08 | 4.1672e-09 | 1.8824e-07 | 6.8888e-07 | 1.6223e-08 | 0 | 1.4356e-09 | 1.0021e-09 | 1.2649e-08 | 0 | 0 | 0 | 0.00021598 | 2.6553e-05
8257 | 0 | 5.6411e-07 | 1.2718e-08 | 0 | 0 | 2.3848e-07 | 0 | 7.9969e-09 | 1.5317e-08 | 9.3403e-09 | 0 | 3.4348e-07 | 8.0527e-10 | 0 | 0 | 0 | 0 | 0.00022293 | 3.3365e-05
8258 | 0 | 6.2674e-07 | 4.7991e-11 | 0 | 0 | 2.8086e-07 | 0 | 0 | 7.0695e-10 | 0 | 0 | 3.7976e-07 | 8.2316e-10 | 0 | 0 | 0 | 0 | 0.00022817 | 3.972e-05
8259 | 0 | 6.0835e-07 | 1.4397e-10 | 0 | 0 | 2.8067e-07 | 0 | 0 | 2.3565e-10 | 0 | 0 | 2.5483e-08 | 9.3053e-10 | 0 | 0 | 0 | 0 | 0.00026642 | 3.4448e-05
8260 | 0 | 7.8835e-09 | 2.1596e-10 | 0 | 0 | 1.4166e-07 | 0 | 0 | 0 | 0 | 0 | 0 | 9.1264e-10 | 2.1488e-11 | 0 | 0 | 0 | 0.00024113 | 4.8329e-05
8261 | 0 | 0 | 9.5981e-11 | 0 | 0 | 0 | 0 | 0 | 0 | 0 | 0 | 0 | 8.5895e-10 | 0 | 0 | 0 | 0 | 0.00024082 | 5.5325e-05
8262 | 0 | 0 | 1.4397e-10 | 0 | 0 | 0 | 0 | 0 | 0 | 1.9172e-08 | 0 | 0 | 7.8737e-10 | 0 | 0 | 0 | 0 | 0.00022989 | 5.499e-05
8263 | 6.9244e-06 | 1.9811e-06 | 2.1481e-06 | 5.87e-06 | 1.0166e-06 | 3.5312e-06 | 1.3296e-06 | 4.2806e-06 | 2.3695e-06 | 7.7125e-07 | 9.2458e-07 | 1.1662e-06 | 1.5998e-06 | 1.7656e-06 | 1.0083e-06 | 1.9311e-06 | 6.2851e-06 | 0.00020818 | 6.3869e-05
8264 | 9.3984e-05 | 5.3263e-05 | 6.8316e-05 | 0.00012742 | 7.107e-05 | 6.9733e-05 | 5.2457e-05 | 7.77e-05 | 5.9607e-05 | 5.4034e-05 | 4.7435e-05 | 4.4196e-05 | 4.9104e-05 | 3.9937e-05 | 5.2178e-05 | 7.2064e-05 | 9.5203e-05 | 0.00017738 | 5.0844e-05
8265 | 0.00026746 | 0.00017763 | 0.00021531 | 0.00035316 | 0.00024198 | 0.00021457 | 0.00019821 | 0.00023651 | 0.00020368 | 0.00020392 | 0.00018066 | 0.00020481 | 0.0001852 | 0.00014776 | 0.00020607 | 0.00020894 | 0.00027364 | 0.00015931 | 4.8778e-05
8266 | 0.00039761 | 0.00030278 | 0.00035352 | 0.0005313 | 0.0004028 | 0.00032544 | 0.00033363 | 0.00036724 | 0.00032337 | 0.0003526 | 0.00029756 | 0.00034944 | 0.00031913 | 0.00024425 | 0.00034956 | 0.00033422 | 0.00042228 | 0.00010937 | 3.9165e-05
8267 | 0.00046497 | 0.000383 | 0.00042426 | 0.00062577 | 0.00050282 | 0.00039394 | 0.00041136 | 0.00044411 | 0.00039695 | 0.00045138 | 0.00035761 | 0.00041443 | 0.000433 | 0.00032291 | 0.00043745 | 0.00042635 | 0.00049156 | 6.8777e-05 | 2.8124e-05
8268 | 0.00047857 | 0.00040707 | 0.00046667 | 0.00066248 | 0.00053195 | 0.00041289 | 0.00043455 | 0.00046946 | 0.0004171 | 0.00049044 | 0.00038683 | 0.0004291 | 0.00044341 | 0.00036664 | 0.00045577 | 0.00047219 | 0.00050255 | 6.0135e-05 | 2.0607e-05
8269 | 0.00043794 | 0.00038889 | 0.00044037 | 0.00063594 | 0.00048693 | 0.00040047 | 0.00040809 | 0.00045098 | 0.000398 | 0.00045008 | 0.00037935 | 0.00040593 | 0.00043636 | 0.00037404 | 0.00042218 | 0.00045237 | 0.00046391 | 0.00011078 | 1.2402e-05
8270 | 0.00034583 | 0.00031319 | 0.00034762 | 0.00050926 | 0.00037587 | 0.00032849 | 0.00031979 | 0.00035749 | 0.0003143 | 0.0003344 | 0.00032398 | 0.0003204 | 0.00032933 | 0.00033258 | 0.00033387 | 0.0003546 | 0.00036121 | 0.00012491 | 2.3173e-05
8271 | 0.00019411 | 0.00018208 | 0.00018891 | 0.00028213 | 0.00019964 | 0.00018725 | 0.00017951 | 0.00020955 | 0.00017336 | 0.00019141 | 0.00018801 | 0.0001879 | 0.00019011 | 0.00020913 | 0.00018162 | 0.00019979 | 0.00019127 | 0.00011161 | 3.6496e-05
8272 | 6.2341e-05 | 0.00010857 | 0.00010872 | 0.00012551 | 4.6331e-05 | 7.1025e-05 | 6.7061e-05 | 7.7844e-05 | 7.2567e-05 | 0.00010194 | 0.00012962 | 7.8493e-05 | 5.8008e-05 | 0.00016839 | 4.566e-05 | 9.3999e-05 | 4.7797e-05 | 8.2773e-05 | 4.7135e-05
8273 | 1.7073e-05 | 8.5747e-05 | 7.1163e-05 | 6.1276e-05 | 3.9278e-07 | 3.2156e-05 | 3.4587e-05 | 3.1928e-05 | 5.341e-05 | 2.7131e-05 | 9.491e-05 | 4.3718e-05 | 5.1393e-06 | 0.00013411 | 6.2989e-07 | 4.4201e-05 | 2.4194e-06 | 6.5579e-05 | 5.0142e-05
8274 | 2.2481e-05 | 9.1186e-05 | 6.6993e-05 | 7.7354e-05 | 0 | 5.9598e-05 | 3.8928e-05 | 3.9219e-05 | 7.1389e-05 | 2.8483e-05 | 7.0804e-05 | 5.1061e-05 | 4.6123e-06 | 0.00013455 | 2.1965e-06 | 4.2414e-05 | 2.855e-06 | 4.9876e-05 | 4.5326e-05
8275 | 2.0735e-05 | 6.8958e-05 | 4.0498e-05 | 4.8008e-05 | 0 | 5.9753e-05 | 3.8076e-05 | 3.5995e-05 | 7.4672e-05 | 2.0444e-05 | 3.0399e-05 | 4.5293e-05 | 7.3621e-06 | 0.00010385 | 7.3414e-06 | 3.0554e-05 | 5.4601e-06 | 5.2985e-05 | 2.2718e-05
8276 | 1.3356e-05 | 3.1935e-05 | 1.9247e-05 | 2.7632e-05 | 0 | 4.4778e-05 | 2.2582e-05 | 2.742e-05 | 4.353e-05 | 1.1957e-05 | 1.1657e-05 | 3.0588e-05 | 6.8005e-06 | 4.4737e-05 | 7.4774e-06 | 0 | 5.4345e-06 | 5.7499e-05 | 9.1743e-06
8277 | 3.6449e-06 | 1.3001e-05 | 8.4813e-06 | 1.159e-05 | 0 | 2.6588e-05 | 8.1245e-06 | 1.7012e-05 | 1.8885e-05 | 8.043e-06 | 4.1111e-06 | 1.8852e-05 | 4.43e-06 | 1.182e-05 | 6.4933e-06 | 0 | 4.8596e-06 | 6.7817e-05 | 2.968e-05
8278 | 3.5284e-07 | 6.9639e-06 | 3.634e-06 | 2.2032e-06 | 0 | 8.8848e-06 | 1.9483e-06 | 4.966e-06 | 7.9452e-06 | 3.1231e-06 | 0 | 7.8085e-06 | 8.4817e-07 | 3.1843e-06 | 2.6006e-06 | 0 | 1.4759e-06 | 8.666e-05 | 3.2317e-05
8279 | 0 | 3.8819e-06 | 8.9193e-07 | 0 | 0 | 1.438e-06 | 7.7681e-07 | 1.3922e-06 | 3.1719e-06 | 2.0155e-07 | 0 | 1.9082e-06 | 3.8179e-08 | 8.0547e-07 | 0 | 0 | 0 | 0.00011323 | 3.9639e-05
8280 | 0 | 8.502e-07 | 4.0826e-07 | 0 | 0 | 8.3293e-08 | 2.5003e-09 | 1.8217e-07 | 6.6295e-07 | 1.8189e-08 | 0 | 3.9631e-07 | 9.4843e-10 | 1.4422e-07 | 0 | 0 | 0 | 0.00012951 | 6.5292e-05
8281 | 0 | 5.6455e-07 | 1.3217e-07 | 0 | 0 | 2.4454e-07 | 0 | 4.0447e-09 | 1.5553e-08 | 1.7206e-08 | 1.1548e-09 | 4.8011e-07 | 1.8342e-09 | 4.1256e-09 | 0 | 0 | 0 | 0.00015868 | 7.8287e-05
8282 | 0 | 6.263e-07 | 1.5357e-09 | 0 | 0 | 2.8067e-07 | 0 | 0 | 4.713e-10 | 1.6714e-08 | 0 | 4.3098e-07 | 9.3053e-10 | 0 | 0 | 0 | 0 | 0.00015958 | 8.3525e-05
8283 | 0 | 6.228e-07 | 1.1998e-10 | 0 | 0 | 2.8067e-07 | 0 | 0 | 2.3565e-10 | 0 | 0 | 4.1817e-07 | 1.5926e-09 | 0 | 0 | 0 | 0 | 0.00014093 | 8.0406e-05
8284 | 0 | 7.9711e-08 | 2.6395e-10 | 0 | 0 | 2.1514e-07 | 0 | 0 | 0 | 0 | 0 | 3.8583e-08 | 9.8422e-10 | 5.1571e-11 | 0 | 0 | 0 | 0.000111 | 6.7765e-05
8285 | 0 | 0 | 4.7991e-11 | 0 | 0 | 2.6154e-08 | 0 | 0 | 0 | 0 | 0 | 0 | 9.3053e-10 | 0 | 0 | 0 | 0 | 7.8716e-05 | 6.0449e-05
8286 | 0 | 0 | 1.4397e-10 | 0 | 0 | 0 | 0 | 0 | 0 | 8.8487e-09 | 0 | 5.2401e-09 | 9.4843e-10 | 0 | 0 | 0 | 0 | 6.7359e-05 | 5.7051e-05
8287 | 3.2022e-06 | 1.2242e-06 | 7.9615e-07 | 2.2783e-06 | 8.109e-07 | 2.0729e-06 | 5.707e-07 | 1.8759e-06 | 1.3999e-06 | 4.3545e-07 | 3.9941e-07 | 6.958e-07 | 4.1975e-07 | 5.2312e-07 | 7.0633e-07 | 8.7972e-07 | 4.595e-06 | 7.1434e-05 | 6.8137e-05
8288 | 4.283e-05 | 2.9698e-05 | 3.7047e-05 | 6.3966e-05 | 3.2751e-05 | 4.1266e-05 | 3.5039e-05 | 3.6315e-05 | 3.8921e-05 | 3.3059e-05 | 3.2629e-05 | 4.0893e-05 | 2.0044e-05 | 2.6068e-05 | 4.5252e-05 | 3.1541e-05 | 7.0146e-05 | 6.1408e-05 | 7.6342e-05
8289 | 0.00014711 | 0.0001056 | 0.00012593 | 0.00019245 | 0.00010164 | 0.00010877 | 0.0001227 | 0.00011154 | 9.9527e-05 | 9.7991e-05 | 0.00012037 | 0.00012743 | 6.4146e-05 | 6.9939e-05 | 0.00012056 | 9.2442e-05 | 0.00021348 | 7.4244e-05 | 7.0434e-05
8290 | 0.0002546 | 0.00020515 | 0.00022404 | 0.00033095 | 0.00021487 | 0.0002005 | 0.00022272 | 0.00019626 | 0.000148 | 0.00014685 | 0.00015416 | 0.00019828 | 9.9298e-05 | 0.00013913 | 0.00017545 | 0.0002499 | 0.00032532 | 7.5848e-05 | 4.841e-05
8291 | 0.00034585 | 0.00023442 | 0.00033404 | 0.0004541 | 0.00024958 | 0.00026947 | 0.00028189 | 0.00029638 | 0.0001823 | 0.00025022 | 0.00022808 | 0.0003342 | 0.00021191 | 0.00025134 | 0.00029035 | 0.00024489 | 0.0003495 | 7.7278e-05 | 6.1861e-05
8292 | 0.00044507 | 0.00022585 | 0.00040349 | 0.00054556 | 0.00031096 | 0.00027381 | 0.00035791 | 0.00039449 | 0.00022581 | 0.00034277 | 0.00031889 | 0.00035282 | 0.000235 | 0.00029225 | 0.00037366 | 0.0002319 | 0.00045672 | 6.8748e-05 | 7.1594e-05
8293 | 0.00038844 | 0.00031535 | 0.00042122 | 0.000487 | 0.00031298 | 0.00026761 | 0.00037769 | 0.00036691 | 0.00021532 | 0.00037106 | 0.00032719 | 0.00038207 | 0.00016059 | 0.00032101 | 0.00040026 | 0.00030992 | 0.00042304 | 7.3815e-05 | 6.9815e-05
8294 | 0.00030001 | 0.00027302 | 0.00035884 | 0.00039343 | 0.00033699 | 0.00024914 | 0.00026586 | 0.00028905 | 0.00013898 | 0.0003198 | 0.0002425 | 0.00030185 | 0.00013382 | 0.00028527 | 0.00028273 | 0.00032979 | 0.00029014 | 7.3903e-05 | 7.5315e-05
8295 | 0.00015854 | 0.00018705 | 0.00022688 | 0.0002557 | 0.00021108 | 0.00016525 | 0.00016578 | 0.00017409 | 8.0073e-05 | 0.00021867 | 0.00017341 | 0.00017224 | 0.00016583 | 0.00022139 | 0.00016742 | 0.00020726 | 0.00014608 | 7.8106e-05 | 7.5451e-05
8296 | 4.832e-05 | 0.00011166 | 0.00011738 | 0.00010911 | 5.1628e-05 | 6.4061e-05 | 7.1652e-05 | 6.8281e-05 | 5.6048e-05 | 9.3108e-05 | 0.00011902 | 7.5879e-05 | 7.3479e-05 | 0.00017492 | 4.5233e-05 | 9.4309e-05 | 4.1369e-05 | 0.00011158 | 9.6788e-05
8297 | 1.6074e-05 | 8.4318e-05 | 7.1422e-05 | 6.1306e-05 | 5.4571e-07 | 3.3279e-05 | 3.4609e-05 | 3.052e-05 | 4.06e-05 | 2.5676e-05 | 8.2336e-05 | 4.3605e-05 | 7.0277e-06 | 0.00013036 | 6.6492e-07 | 4.1868e-05 | 2.7548e-06 | 0.00013499 | 0.00011319
8298 | 2.2473e-05 | 6.994e-05 | 6.5415e-05 | 7.0199e-05 | 0 | 5.4598e-05 | 3.5542e-05 | 3.7395e-05 | 4.8753e-05 | 1.8585e-05 | 6.3908e-05 | 4.8439e-05 | 4.0603e-06 | 0.00011212 | 2.2001e-06 | 1.8197e-05 | 3.2362e-06 | 0.0001397 | 0.00013445
8299 | 1.8576e-05 | 2.6842e-05 | 2.8877e-05 | 3.8745e-05 | 0 | 4.6611e-05 | 2.6887e-05 | 3.1042e-05 | 4.227e-05 | 1.2681e-05 | 1.832e-05 | 4.024e-05 | 3.6819e-06 | 5.3684e-05 | 7.3342e-06 | 1.7505e-05 | 5.8641e-06 | 0.00013238 | 0.00016343
8300 | 9.6959e-06 | 1.4107e-05 | 1.22e-05 | 2.0664e-05 | 0 | 3.1014e-05 | 1.3446e-05 | 2.272e-05 | 1.7282e-05 | 8.3883e-06 | 8.5364e-06 | 2.5481e-05 | 7.4865e-07 | 1.1418e-05 | 7.3433e-06 | 0 | 6.0239e-06 | 0.00012241 | 0.000182
8301 | 2.2308e-06 | 6.8179e-06 | 4.6669e-06 | 5.5335e-06 | 0 | 1.088e-05 | 3.99e-06 | 1.0599e-05 | 3.6772e-06 | 4.3061e-06 | 2.3281e-06 | 1.5447e-05 | 1.9989e-08 | 5.1185e-06 | 2.6278e-06 | 0 | 3.4516e-06 | 0.00011421 | 0.00015551
8302 | 4.9452e-08 | 4.7557e-06 | 2.6763e-06 | 0 | 0 | 2.1573e-06 | 1.3896e-06 | 3.1159e-06 | 4.6085e-07 | 1.4723e-06 | 0 | 5.1202e-06 | 8.0527e-10 | 1.455e-06 | 0 | 0 | 2.3541e-07 | 0.00013197 | 0.00017983
8303 | 0 | 8.9671e-07 | 6.6026e-07 | 0 | 0 | 3.3853e-07 | 6.0042e-07 | 6.4661e-07 | 7.0695e-10 | 9.8319e-09 | 0 | 1.5649e-06 | 7.8737e-10 | 2.0442e-07 | 0 | 0 | 0 | 0.00013126 | 0.0001648
8304 | 0 | 2.0059e-08 | 9.0702e-08 | 0 | 0 | 0 | 1.8336e-07 | 3.5824e-08 | 2.3565e-10 | 1.8681e-08 | 0 | 2.502e-07 | 7.8737e-10 | 3.1361e-08 | 0 | 0 | 0 | 0.00011911 | 0.00017921
8305 | 0 | 5.6455e-07 | 2.1212e-08 | 0 | 0 | 2.2556e-07 | 1.8315e-07 | 0 | 1.4139e-08 | 1.8189e-08 | 0 | 3.6512e-07 | 5.7264e-10 | 0 | 0 | 0 | 0 | 0.00010169 | 0.000184
8306 | 0 | 6.2587e-07 | 1.6797e-10 | 0 | 0 | 2.8086e-07 | 1.2481e-07 | 0 | 0 | 1.7206e-08 | 0 | 4.3227e-07 | 2.1474e-10 | 0 | 0 | 0 | 0 | 0.00010035 | 0.00014149
8307 | 0 | 5.0805e-08 | 9.5981e-11 | 0 | 0 | 9.6588e-08 | 0 | 0 | 0 | 0 | 0 | 4.0736e-07 | 4.8316e-10 | 0 | 0 | 0 | 0 | 9.6937e-05 | 0.0001304
8308 | 0 | 0 | 9.5981e-11 | 0 | 0 | 0 | 0 | 0 | 2.3565e-10 | 0 | 0 | 3.4132e-08 | 5.9053e-10 | 0 | 0 | 0 | 0 | 0.00011431 | 9.811e-05
8309 | 0 | 0 | 9.5981e-11 | 0 | 0 | 0 | 0 | 0 | 0 | 0 | 1.1548e-09 | 0 | 5.1895e-10 | 0 | 0 | 0 | 0 | 0.0001147 | 0.00012214
8310 | 0 | 0 | 9.5981e-11 | 0 | 0 | 0 | 0 | 0 | 0 | 1.6714e-08 | 0 | 0 | 5.7264e-10 | 0 | 0 | 0 | 0 | 0.00011097 | 0.00013647
8311 | 4.8412e-06 | 1.4575e-06 | 1.5468e-06 | 3.9954e-06 | 9.186e-07 | 2.6542e-06 | 9.9327e-07 | 3.3252e-06 | 1.0672e-06 | 2.0443e-06 | 6.4859e-07 | 1.9786e-06 | 3.2669e-06 | 2.9198e-06 | 7.5562e-07 | 1.3524e-06 | 5.2366e-06 | 0.00013434 | 0.00011359
8312 | 8.548e-05 | 4.726e-05 | 6.7395e-05 | 0.00010437 | 5.6331e-05 | 5.8711e-05 | 5.0931e-05 | 6.6277e-05 | 4.0461e-05 | 6.8599e-05 | 4.5479e-05 | 6.5175e-05 | 6.9993e-05 | 5.9877e-05 | 5.4687e-05 | 5.6974e-05 | 8.5924e-05 | 0.00014742 | 9.5404e-05
8313 | 0.00025018 | 0.00016877 | 0.00022049 | 0.00031222 | 0.00022366 | 0.00018989 | 0.00019793 | 0.00020629 | 0.00014659 | 0.00021891 | 0.00018276 | 0.00021746 | 0.00021558 | 0.00019085 | 0.00021487 | 0.00019988 | 0.00025383 | 0.000172 | 9.9548e-05
8314 | 0.0003842 | 0.0002987 | 0.00037155 | 0.00050372 | 0.00039364 | 0.00030257 | 0.0003425 | 0.00033149 | 0.00028111 | 0.00036878 | 0.00031139 | 0.00035768 | 0.00034824 | 0.00029874 | 0.00035462 | 0.0003362 | 0.00040064 | 0.00014756 | 0.0001066
8315 | 0.00045512 | 0.00038148 | 0.00045664 | 0.0006123 | 0.00049799 | 0.00037361 | 0.00042537 | 0.00040637 | 0.00037373 | 0.00046717 | 0.00037691 | 0.00043068 | 0.00044462 | 0.00034754 | 0.00044766 | 0.0004321 | 0.00047691 | 0.0001221 | 7.6124e-05
8316 | 0.00046692 | 0.00040975 | 0.0004958 | 0.00065115 | 0.00053377 | 0.00039838 | 0.00045184 | 0.00043087 | 0.00040031 | 0.00047205 | 0.00042113 | 0.00043246 | 0.00048218 | 0.00037449 | 0.00047392 | 0.00047923 | 0.00049114 | 8.3347e-05 | 7.5702e-05
8317 | 0.00041309 | 0.00038326 | 0.00037465 | 0.00061082 | 0.00047195 | 0.00038141 | 0.00040747 | 0.00039174 | 0.00037636 | 0.00047582 | 0.00037782 | 0.00037853 | 0.00044662 | 0.0003753 | 0.00043229 | 0.00043899 | 0.00044535 | 8.7129e-05 | 7.5289e-05
8318 | 0.00032497 | 0.00021868 | 0.00019085 | 0.00045408 | 0.00024901 | 0.00027318 | 0.0002189 | 0.00030807 | 0.00028307 | 0.00035266 | 0.0001792 | 0.00034283 | 0.00037326 | 0.00027558 | 0.00021488 | 0.00022125 | 0.00032011 | 0.00010118 | 6.227e-05
8319 | 0.00016902 | 0.00010137 | 0.00013443 | 0.00023886 | 9.1324e-05 | 0.00012256 | 9.3589e-05 | 0.00015728 | 0.00010158 | 0.00016911 | 9.8138e-05 | 0.00018354 | 0.00024102 | 0.00019098 | 9.3747e-05 | 0.0001102 | 0.00016624 | 0.00012997 | 8.9197e-05
8320 | 4.8683e-05 | 9.2705e-05 | 0.00011326 | 0.00011255 | 3.7998e-05 | 5.2653e-05 | 5.1771e-05 | 6.0424e-05 | 5.63e-05 | 8.0121e-05 | 0.00011589 | 7.2293e-05 | 7.4901e-05 | 0.00017977 | 2.6424e-05 | 8.6516e-05 | 3.4928e-05 | 0.00012502 | 0.00010281
8321 | 1.6025e-05 | 8.5379e-05 | 7.149e-05 | 6.1032e-05 | 6.9235e-07 | 3.2951e-05 | 3.3916e-05 | 3.0581e-05 | 5.0967e-05 | 2.5093e-05 | 9.4519e-05 | 4.3702e-05 | 7.4055e-06 | 0.00013861 | 2.4968e-07 | 4.4056e-05 | 2.419e-06 | 8.2161e-05 | 0.00010684
8322 | 2.2472e-05 | 8.8427e-05 | 6.6057e-05 | 7.6288e-05 | 0 | 5.9511e-05 | 3.8291e-05 | 3.8222e-05 | 6.7755e-05 | 2.8461e-05 | 6.7892e-05 | 5.0961e-05 | 4.5849e-06 | 0.00013533 | 2.1928e-06 | 4.2252e-05 | 2.8511e-06 | 9.8861e-05 | 0.00011179
8323 | 2.027e-05 | 6.085e-05 | 3.8248e-05 | 4.8703e-05 | 0 | 5.7135e-05 | 3.3131e-05 | 3.4243e-05 | 6.8831e-05 | 2.0375e-05 | 2.919e-05 | 4.5153e-05 | 7.4599e-06 | 0.00010956 | 7.3541e-06 | 2.2462e-05 | 5.3004e-06 | 0.00012706 | 7.5363e-05
8324 | 1.3281e-05 | 2.8111e-05 | 1.6694e-05 | 2.8506e-05 | 0 | 4.2596e-05 | 2.0678e-05 | 2.5545e-05 | 3.9429e-05 | 1.0568e-05 | 8.8869e-06 | 2.9701e-05 | 6.7373e-06 | 3.5447e-05 | 7.481e-06 | 0 | 4.9748e-06 | 0.00015518 | 9.2055e-05
8325 | 3.4463e-06 | 1.1353e-05 | 7.0847e-06 | 9.4172e-06 | 0 | 2.4882e-05 | 7.0706e-06 | 1.5732e-05 | 1.7616e-05 | 7.6531e-06 | 4.0188e-06 | 1.8519e-05 | 4.8795e-06 | 8.8358e-06 | 5.444e-06 | 0 | 4.524e-06 | 0.00016213 | 5.4778e-05
8326 | 2.3144e-07 | 6.013e-06 | 2.9203e-06 | 1.4786e-06 | 0 | 7.1034e-06 | 2.0817e-06 | 4.4709e-06 | 8.4033e-06 | 5.0585e-06 | 0 | 7.8587e-06 | 8.7295e-07 | 3.151e-06 | 1.9917e-06 | 0 | 4.2853e-07 | 0.00013494 | 5.293e-05
8327 | 0 | 2.5326e-06 | 6.9663e-07 | 0 | 0 | 7.1546e-07 | 8.1936e-07 | 1.2598e-06 | 2.7552e-06 | 2.5465e-07 | 0 | 1.9574e-06 | 3.8098e-08 | 7.5493e-07 | 0 | 0 | 0 | 0.00011794 | 4.0792e-05
8328 | 0 | 3.1797e-08 | 1.9343e-07 | 0 | 0 | 5.0188e-08 | 0 | 1.6871e-07 | 6.119e-07 | 1.6714e-08 | 1.1548e-09 | 4.1271e-07 | 8.9474e-10 | 1.3592e-07 | 0 | 0 | 0 | 0.00014598 | 3.5016e-05
8329 | 0 | 5.6455e-07 | 5.9316e-08 | 0 | 0 | 2.2613e-07 | 0 | 9.1294e-09 | 1.7909e-08 | 1.6714e-08 | 0 | 5.4432e-07 | 1.8521e-09 | 1.2815e-08 | 0 | 0 | 0 | 0.0001851 | 2.9798e-05
8330 | 0 | 6.2674e-07 | 1.6797e-09 | 0 | 0 | 2.8067e-07 | 0 | 0 | 7.0695e-10 | 1.7206e-08 | 0 | 6.0925e-07 | 7.5158e-10 | 3.8678e-11 | 0 | 0 | 0 | 0.00023538 | 4.8656e-05
8331 | 0 | 5.9827e-07 | 1.6797e-10 | 0 | 0 | 2.8067e-07 | 0 | 0 | 0 | 0 | 0 | 4.5427e-07 | 1.2705e-09 | 1.2893e-11 | 0 | 0 | 0 | 0.00024739 | 7.2784e-05
8332 | 0 | 5.6937e-09 | 9.5981e-11 | 0 | 0 | 1.8579e-07 | 0 | 0 | 0 | 0 | 0 | 4.9171e-08 | 1.0111e-09 | 0 | 0 | 0 | 0 | 0.0002017 | 5.8819e-05
8333 | 0 | 0 | 9.5981e-11 | 0 | 0 | 1.1174e-08 | 0 | 0 | 0 | 4.4243e-09 | 0 | 0 | 9.9317e-10 | 0 | 0 | 0 | 0 | 0.0001785 | 5.7439e-05
8334 | 0 | 0 | 1.1998e-10 | 0 | 0 | 0 | 0 | 0 | 0 | 1.1798e-08 | 0 | 0 | 7.1579e-10 | 3.8678e-11 | 0 | 0 | 0 | 0.00014837 | 8.3411e-05
8335 | 4.2249e-06 | 1.1906e-06 | 2.6868e-07 | 1.4845e-06 | 4.8654e-07 | 1.182e-06 | 2.9379e-07 | 2.0858e-06 | 5.3447e-07 | 1.6359e-07 | 2.0368e-08 | 4.2184e-07 | 4.6415e-07 | 6.7732e-07 | 2.9417e-07 | 5.8351e-07 | 2.1715e-06 | 0.0001054 | 7.6123e-05
8336 | 5.0532e-05 | 3.3617e-05 | 1.307e-05 | 4.3983e-05 | 2.718e-05 | 3.1089e-05 | 2.4072e-05 | 3.5448e-05 | 2.2095e-05 | 3.2433e-05 | 1.926e-05 | 3.3301e-05 | 1.6524e-05 | 2.6105e-05 | 2.9841e-05 | 2.9263e-05 | 4.2656e-05 | 8.7276e-05 | 0.00012429
8337 | 0.00014387 | 9.6453e-05 | 5.1727e-05 | 9.6842e-05 | 0.00012195 | 7.1362e-05 | 0.00011867 | 8.4719e-05 | 6.748e-05 | 9.5727e-05 | 6.1672e-05 | 9.6965e-05 | 5.5862e-05 | 8.2671e-05 | 0.00010539 | 9.1371e-05 | 0.00012325 | 8.6931e-05 | 8.3212e-05
8338 | 0.00020656 | 0.00018756 | 8.9699e-05 | 0.00012165 | 0.0001447 | 0.00012162 | 0.0002054 | 0.00013772 | 0.00012766 | 0.00025139 | 0.00014799 | 0.00010327 | 0.00012235 | 0.0001688 | 0.00024424 | 0.00012365 | 0.00014488 | 8.8449e-05 | 6.8655e-05
8339 | 0.00018077 | 0.00023859 | 9.5023e-05 | 0.00027503 | 0.00013471 | 0.00025205 | 0.00023516 | 0.00016109 | 0.00022504 | 0.00036739 | 0.00016632 | 9.6728e-05 | 0.00010718 | 0.00019369 | 0.00024451 | 0.00015985 | 0.00017147 | 6.7935e-05 | 4.9605e-05
8340 | 0.0002285 | 0.00020942 | 0.00011475 | 0.00052947 | 0.00013988 | 0.00032009 | 0.00026107 | 0.0002389 | 0.00027791 | 0.00023853 | 0.00024107 | 7.0846e-05 | 0.00017728 | 0.00014942 | 0.00028641 | 0.00011663 | 0.000289 | 5.8093e-05 | 4.3735e-05
8341 | 0.00029732 | 0.00015944 | 0.0001638 | 0.0003309 | 0.00010836 | 0.00023833 | 0.00025843 | 0.00025829 | 0.00028116 | 5.4816e-05 | 0.0002137 | 4.1224e-05 | 0.00025261 | 0.00015848 | 0.0002707 | 0.00012767 | 0.00038626 | 8.1175e-05 | 0.00014135
8342 | 0.00027458 | 0.00011091 | 0.00016697 | 0.00022608 | 8.8273e-05 | 0.00014156 | 0.00021823 | 0.00023391 | 0.00021928 | 5.633e-05 | 0.00017215 | 3.2794e-05 | 0.00017785 | 0.00014406 | 0.00022023 | 0.00010057 | 0.00019582 | 0.00012162 | 0.00017035
8343 | 0.00018554 | 9.5369e-05 | 0.00014753 | 0.00014021 | 7.6392e-05 | 0.00010224 | 0.00014159 | 0.00014946 | 0.00011988 | 3.7793e-05 | 0.0001227 | 4.7904e-05 | 0.00011329 | 7.4384e-05 | 0.0001397 | 7.8697e-05 | 0.00018137 | 0.00014779 | 0.0001907
8344 | 5.0935e-05 | 9.7472e-05 | 9.4177e-05 | 8.1394e-05 | 3.5162e-05 | 5.338e-05 | 6.233e-05 | 5.2338e-05 | 6.4819e-05 | 3.3692e-05 | 0.00012357 | 5.147e-05 | 4.117e-05 | 0.00014845 | 3.7184e-05 | 6.9405e-05 | 4.2555e-05 | 0.0001593 | 0.00020537
8345 | 1.6059e-05 | 7.3226e-05 | 2.4203e-05 | 5.3721e-05 | 2.0319e-07 | 3.177e-05 | 3.0055e-05 | 2.725e-05 | 4.9301e-05 | 1.6583e-05 | 3.2288e-05 | 1.6815e-05 | 4.295e-06 | 0.00011363 | 4.725e-07 | 8.2881e-06 | 2.7922e-06 | 0.00018301 | 0.00021946
8346 | 1.9714e-05 | 3.4264e-05 | 5.8295e-06 | 4.6163e-05 | 0 | 4.8626e-05 | 2.9376e-05 | 2.4166e-05 | 5.4167e-05 | 1.2949e-05 | 1.4268e-05 | 1.1971e-05 | 2.3047e-06 | 3.4679e-05 | 2.1983e-06 | 0 | 3.244e-06 | 0.00020106 | 0.00021332
8347 | 8.4607e-06 | 9.2017e-06 | 2.4269e-06 | 2.3812e-05 | 0 | 3.7452e-05 | 1.6389e-05 | 1.9524e-05 | 4.8217e-05 | 7.4811e-06 | 7.6824e-06 | 9.4685e-06 | 2.8777e-06 | 9.0776e-06 | 7.3487e-06 | 0 | 5.7523e-06 | 0.0002001 | 0.00021587
8348 | 1.1804e-06 | 7.8503e-06 | 1.8802e-06 | 1.6948e-06 | 0 | 1.5196e-05 | 4.6765e-06 | 9.3683e-06 | 2.3183e-05 | 1.3393e-06 | 0 | 2.8004e-06 | 6.5745e-07 | 3.617e-06 | 6.4118e-06 | 0 | 1.9005e-06 | 0.00021314 | 0.00022534
8349 | 0 | 5.5411e-06 | 5.4234e-07 | 0 | 0 | 4.6775e-06 | 1.9978e-06 | 3.4373e-06 | 1.223e-05 | 5.3313e-07 | 0 | 7.1155e-07 | 2.0579e-07 | 5.1103e-07 | 7.8289e-07 | 0 | 2.0035e-08 | 0.00022432 | 0.00021922
8350 | 0 | 2.9214e-06 | 1.0551e-07 | 0 | 0 | 1.1989e-06 | 8.3053e-07 | 9.5329e-07 | 2.6487e-06 | 1.8189e-08 | 0 | 3.6645e-08 | 8.2316e-10 | 2.658e-08 | 0 | 0 | 0 | 0.0002381 | 0.00020049
8351 | 0 | 2.3528e-07 | 6.5411e-08 | 0 | 0 | 2.6855e-08 | 1.4602e-07 | 5.6822e-07 | 9.5005e-07 | 1.7206e-08 | 0 | 0 | 7.6948e-10 | 3.5455e-09 | 0 | 0 | 0 | 0.00028824 | 0.00019812
8352 | 0 | 0 | 4.0072e-09 | 0 | 0 | 0 | 0 | 3.6402e-08 | 4.2092e-07 | 1.6714e-08 | 0 | 1.0767e-10 | 8.2316e-10 | 2.7075e-09 | 0 | 0 | 0 | 0.00028419 | 0.00021576
8353 | 0 | 5.6236e-07 | 9.5981e-11 | 0 | 0 | 2.2575e-07 | 0 | 1.5705e-08 | 1.0769e-07 | 1.7206e-08 | 0 | 3.4348e-07 | 8.2316e-10 | 0 | 0 | 0 | 0 | 0.00028276 | 0.00020379
8354 | 0 | 2.3651e-07 | 9.5981e-11 | 0 | 0 | 2.0908e-07 | 0 | 0 | 2.3565e-10 | 1.6714e-08 | 0 | 2.3329e-07 | 4.6527e-10 | 0 | 0 | 0 | 0 | 0.00026626 | 0.00020172
8355 | 0 | 0 | 9.5981e-11 | 0 | 0 | 7.0073e-09 | 0 | 0 | 0 | 0 | 0 | 0 | 7.3369e-10 | 0 | 0 | 0 | 0 | 0.00026178 | 0.00020697
8356 | 0 | 0 | 9.5981e-11 | 0 | 0 | 0 | 0 | 0 | 2.3565e-10 | 0 | 1.1548e-09 | 0 | 8.7685e-10 | 0 | 0 | 0 | 0 | 0.000287 | 0.00022588
8357 | 0 | 0 | 1.1998e-10 | 0 | 0 | 0 | 0 | 0 | 0 | 0 | 0 | 0 | 8.4106e-10 | 0 | 0 | 0 | 0 | 0.00026062 | 0.0002228
8358 | 0 | 0 | 1.1998e-10 | 0 | 0 | 0 | 0 | 0 | 0 | 0 | 0 | 0 | 7.5158e-10 | 0 | 0 | 0 | 0 | 0.00022255 | 0.00021536
8359 | 4.8596e-06 | 1.1393e-06 | 9.6543e-07 | 3.9207e-06 | 5.6098e-07 | 2.4505e-06 | 8.9798e-07 | 3.2769e-06 | 1.5625e-06 | 5.2502e-08 | 5.4161e-07 | 1.9394e-07 | 1.374e-06 | 1.2128e-06 | 7.4198e-07 | 1.7098e-06 | 4.8876e-06 | 0.00023558 | 0.00022049
8360 | 8.9786e-05 | 4.5988e-05 | 4.0909e-05 | 0.00011483 | 5.3162e-05 | 6.3146e-05 | 4.9498e-05 | 7.6619e-05 | 5.1044e-05 | 7.5656e-06 | 4.1856e-05 | 9.5096e-06 | 3.2203e-05 | 3.5754e-05 | 4.9312e-05 | 5.3628e-05 | 8.959e-05 | 0.00026576 | 0.00022361
8361 | 0.00026803 | 0.00015611 | 0.00015974 | 0.00034563 | 0.00017645 | 0.00020402 | 0.00019307 | 0.00023596 | 0.0001793 | 7.1548e-05 | 0.00017027 | 3.4806e-05 | 0.00011361 | 0.00012032 | 0.00020608 | 0.00016692 | 0.00027287 | 0.00033372 | 0.00021529
8362 | 0.00039604 | 0.00028542 | 0.0002578 | 0.00053266 | 0.00031831 | 0.00031864 | 0.00033437 | 0.00036696 | 0.00030677 | 0.00014226 | 0.00029871 | 6.2249e-05 | 0.00019705 | 0.00021096 | 0.00035098 | 0.00030255 | 0.00043 | 0.0003295 | 0.00020983
8363 | 0.00046738 | 0.00037814 | 0.00024738 | 0.00062944 | 0.00046843 | 0.00038998 | 0.00041794 | 0.00044206 | 0.00038842 | 0.00021202 | 0.00037148 | 8.6518e-05 | 0.00023884 | 0.00023137 | 0.00044649 | 0.00039089 | 0.00050613 | 0.00034324 | 0.00022789
8364 | 0.00047989 | 0.00039879 | 0.0002175 | 0.00068435 | 0.0004614 | 0.00041202 | 0.00044775 | 0.00045877 | 0.00041338 | 0.00023797 | 0.00040295 | 0.00010239 | 0.00025621 | 0.00019983 | 0.00048058 | 0.0003813 | 0.00052665 | 0.00033831 | 0.00022792
8365 | 0.0004412 | 0.00036669 | 0.00020602 | 0.00065743 | 0.00042606 | 0.00039658 | 0.0004227 | 0.00044679 | 0.00040203 | 0.00020434 | 0.00038438 | 0.00010944 | 0.00022535 | 0.00017702 | 0.00045316 | 0.0003851 | 0.00048217 | 0.00033528 | 0.0002129
8366 | 0.00036145 | 0.00030945 | 0.00016532 | 0.00053564 | 0.00035022 | 0.00032695 | 0.0003442 | 0.00037815 | 0.00032621 | 0.00017379 | 0.00033798 | 0.00010529 | 0.00014536 | 0.00013618 | 0.0003727 | 0.00031692 | 0.00038352 | 0.00033706 | 0.00021829
8367 | 0.00020785 | 0.00018425 | 0.0001311 | 0.00029606 | 0.00020686 | 0.00020247 | 0.00020143 | 0.00022673 | 0.00018872 | 0.00013524 | 0.00021008 | 7.6394e-05 | 8.996e-05 | 9.2789e-05 | 0.00021318 | 0.00021512 | 0.00020957 | 0.00033019 | 0.00021825
8368 | 5.6076e-05 | 0.00011006 | 8.7997e-05 | 0.00012435 | 5.3213e-05 | 7.3329e-05 | 7.3337e-05 | 7.6367e-05 | 7.6788e-05 | 5.8385e-05 | 0.00013719 | 3.4302e-05 | 3.6449e-05 | 0.00014665 | 4.8215e-05 | 9.7017e-05 | 4.6797e-05 | 0.00031866 | 0.00019907
8369 | 1.6385e-05 | 8.5777e-05 | 6.4976e-05 | 6.1219e-05 | 5.3875e-07 | 3.2554e-05 | 3.2767e-05 | 3.0794e-05 | 5.4659e-05 | 1.7812e-05 | 9.487e-05 | 2.092e-05 | 3.6687e-06 | 0.0001262 | 7.906e-07 | 4.3982e-05 | 2.8811e-06 | 0.00031511 | 0.00017881
8370 | 2.2243e-05 | 9.0138e-05 | 4.4534e-05 | 7.5386e-05 | 0 | 5.9608e-05 | 3.6342e-05 | 3.8291e-05 | 7.4616e-05 | 9.1564e-06 | 6.5973e-05 | 1.9564e-05 | 3.1436e-06 | 5.1307e-05 | 2.1946e-06 | 3.5372e-05 | 3.2323e-06 | 0.00031185 | 0.00015871
8371 | 2.0422e-05 | 6.0085e-05 | 1.3009e-05 | 4.8679e-05 | 0 | 5.9031e-05 | 3.4755e-05 | 3.3699e-05 | 7.7793e-05 | 6.5775e-06 | 3.1694e-05 | 1.242e-05 | 2.1177e-06 | 1.0358e-05 | 7.3396e-06 | 1.8647e-05 | 5.8575e-06 | 0.00030366 | 0.00013427
8372 | 1.298e-05 | 2.6667e-05 | 6.4799e-06 | 2.9449e-05 | 0 | 4.4118e-05 | 2.2425e-05 | 2.5461e-05 | 4.6559e-05 | 1.9973e-06 | 1.1748e-05 | 6.7913e-06 | 6.0928e-07 | 4.5696e-06 | 7.4665e-06 | 0 | 6.04e-06 | 0.0002993 | 0.00016506
8373 | 3.259e-06 | 1.1952e-05 | 3.3678e-06 | 1.1804e-05 | 0 | 2.5554e-05 | 8.9385e-06 | 1.5264e-05 | 2.0217e-05 | 5.8377e-07 | 4.1285e-06 | 3.0937e-06 | 2.0427e-08 | 1.7658e-06 | 6.9029e-06 | 0 | 5.6515e-06 | 0.00029962 | 0.00016693
8374 | 2.3737e-07 | 6.642e-06 | 6.4406e-07 | 1.9584e-06 | 0 | 7.9169e-06 | 2.4507e-06 | 4.6821e-06 | 9.4312e-06 | 0 | 0 | 8.2815e-07 | 7.5158e-10 | 4.5687e-07 | 2.8162e-06 | 0 | 2.2634e-06 | 0.00033565 | 0.00016791
8375 | 0 | 3.7352e-06 | 3.3365e-07 | 0 | 0 | 1.052e-06 | 1.0642e-06 | 1.5077e-06 | 3.8317e-06 | 0 | 1.1548e-09 | 2.9388e-07 | 7.1579e-10 | 5.9209e-08 | 2.8996e-08 | 0 | 0 | 0.00033044 | 0.00016509
8376 | 0 | 1.0621e-06 | 2.3004e-07 | 0 | 0 | 8.2762e-08 | 9.668e-09 | 1.6829e-07 | 9.3218e-07 | 1.3273e-08 | 0 | 3.0866e-08 | 8.2316e-10 | 3.337e-08 | 0 | 0 | 0 | 0.00035972 | 0.00019815
8377 | 0 | 5.6367e-07 | 8.1296e-08 | 0 | 0 | 2.4226e-07 | 0 | 1.1105e-08 | 1.5082e-08 | 1.9172e-08 | 0 | 3.452e-07 | 8.2316e-10 | 3.3037e-08 | 0 | 0 | 0 | 0.00036209 | 0.00021332
8378 | 0 | 6.2718e-07 | 2.3995e-10 | 0 | 0 | 2.8086e-07 | 0 | 0 | 7.0695e-10 | 1.8681e-08 | 0 | 5.9256e-08 | 7.5158e-10 | 3.2232e-10 | 0 | 0 | 0 | 0.0003771 | 0.00020855
8379 | 0 | 6.2587e-07 | 9.5981e-11 | 0 | 0 | 2.8067e-07 | 0 | 0 | 0 | 0 | 0 | 0 | 8.0527e-10 | 0 | 0 | 0 | 0 | 0.00036378 | 0.00020943
8380 | 0 | 3.7228e-08 | 1.1998e-10 | 0 | 0 | 1.9015e-07 | 0 | 0 | 0 | 0 | 0 | 0 | 7.8737e-10 | 0 | 0 | 0 | 0 | 0.00038232 | 0.00019812
8381 | 0 | 0 | 9.5981e-11 | 0 | 0 | 1.2878e-08 | 0 | 0 | 0 | 0 | 0 | 7.1782e-11 | 7.5158e-10 | 0 | 0 | 0 | 0 | 0.00038127 | 0.0002253
8382 | 0 | 0 | 9.5981e-11 | 0 | 0 | 0 | 0 | 0 | 0 | 2.5563e-08 | 0 | 0 | 6.979e-10 | 0 | 0 | 0 | 0 | 0.00037522 | 0.0002181
8383 | 4.3139e-06 | 2.4391e-08 | 7.6773e-09 | 7.6751e-07 | 0 | 7.7965e-07 | 4.0959e-07 | 3.5202e-06 | 7.567e-07 | 3.7926e-08 | 2.1594e-07 | 4.9407e-08 | 6.7909e-08 | 6.0758e-07 | 6.3587e-07 | 0 | 5.3346e-06 | 0.00036034 | 0.00019919
8384 | 8.2146e-05 | 3.9999e-06 | 6.311e-06 | 3.9499e-05 | 1.2303e-05 | 1.3847e-05 | 3.1587e-05 | 6.2765e-05 | 3.7383e-05 | 1.2425e-05 | 1.7173e-05 | 7.9079e-06 | 6.406e-06 | 1.5677e-05 | 3.0903e-05 | 5.508e-06 | 8.4447e-05 | 0.00034163 | 0.0002152
8385 | 0.00025043 | 2.9647e-05 | 2.2557e-05 | 9.0546e-05 | 1.7793e-05 | 3.7608e-05 | 0.00011058 | 0.00016099 | 0.00013231 | 4.4361e-05 | 0.00010795 | 3.2156e-05 | 3.7603e-05 | 4.9186e-05 | 0.00012513 | 1.1066e-05 | 0.00024074 | 0.00034514 | 0.00021714
8386 | 0.00035744 | 7.2566e-05 | 5.6317e-05 | 0.00012793 | 2.8978e-05 | 7.0637e-05 | 0.00018185 | 0.00019603 | 0.00025648 | 6.7109e-05 | 0.00010694 | 9.4043e-05 | 0.00011728 | 8.8653e-05 | 0.00014043 | 2.7254e-05 | 0.00027598 | 0.00035172 | 0.00019563
8387 | 0.00033842 | 7.9185e-05 | 5.9671e-05 | 0.00017457 | 3.1795e-05 | 9.6139e-05 | 0.00027644 | 0.00020676 | 0.00031788 | 0.00016768 | 0.00017665 | 8.0306e-05 | 0.00015203 | 0.00016102 | 0.00019676 | 3.478e-05 | 0.00026159 | 0.00035312 | 0.00016437
8388 | 0.00033526 | 9.3792e-05 | 8.7709e-05 | 0.00012993 | 3.5895e-05 | 0.00010427 | 0.0003034 | 0.00025552 | 0.00032842 | 0.00013245 | 0.00036911 | 8.4215e-05 | 0.00011521 | 0.00016115 | 0.00044947 | 6.9619e-05 | 0.0002681 | 0.00034615 | 0.00020921
8389 | 0.00030532 | 8.9647e-05 | 0.00013743 | 0.00013218 | 9.0375e-05 | 0.0001063 | 0.00032719 | 0.00023248 | 0.00029863 | 8.74e-05 | 0.00038034 | 0.00013914 | 0.00011965 | 0.00012044 | 0.00036012 | 7.7247e-05 | 0.00022962 | 0.0003467 | 0.0002041
8390 | 0.00024548 | 8.607e-05 | 0.00017737 | 0.00012904 | 6.2067e-05 | 7.505e-05 | 0.00028978 | 0.00020377 | 0.00022069 | 7.2145e-05 | 0.00031347 | 4.7863e-05 | 9.1022e-05 | 6.4243e-05 | 0.00023403 | 8.8835e-05 | 0.00019134 | 0.00034938 | 0.00020626
8391 | 0.00015623 | 6.1132e-05 | 0.00013406 | 4.2812e-05 | 0.0001478 | 4.5117e-05 | 0.00017821 | 0.00011541 | 0.0001376 | 7.1008e-05 | 0.00019852 | 4.7103e-05 | 5.0898e-05 | 5.1948e-05 | 0.00016771 | 0.00017169 | 0.00014411 | 0.00036036 | 0.00021089
8392 | 4.8947e-05 | 4.7395e-05 | 8.122e-05 | 4.8103e-05 | 5.9463e-05 | 2.5768e-05 | 6.5752e-05 | 5.3708e-05 | 6.9852e-05 | 4.9925e-05 | 0.0001353 | 4.2726e-05 | 2.5006e-05 | 0.00013844 | 4.9447e-05 | 5.9265e-05 | 3.3505e-05 | 0.0003654 | 0.00019727
8393 | 1.6286e-05 | 1.7242e-05 | 1.5105e-05 | 1.2524e-05 | 1.0525e-06 | 9.8395e-06 | 3.1781e-05 | 2.5796e-05 | 4.9881e-05 | 8.4335e-06 | 9.1701e-05 | 1.2477e-05 | 2.1786e-06 | 5.7054e-05 | 7.0379e-07 | 1.6717e-06 | 2.6563e-06 | 0.00034569 | 0.00017094
8394 | 2.2247e-05 | 7.5898e-06 | 3.8944e-06 | 1.0423e-05 | 0 | 1.6431e-05 | 3.1991e-05 | 2.2136e-05 | 5.3988e-05 | 8.1998e-06 | 3.5755e-05 | 8.0293e-06 | 5.1935e-07 | 7.3721e-06 | 2.1946e-06 | 0 | 3.2423e-06 | 0.00033689 | 0.00016821
8395 | 1.81e-05 | 3.4967e-06 | 1.9747e-06 | 6.0616e-06 | 0 | 7.9545e-06 | 2.2173e-05 | 1.9706e-05 | 5.4198e-05 | 1.9615e-06 | 1.7251e-05 | 5.488e-06 | 1.2637e-06 | 3.0492e-06 | 7.3306e-06 | 0 | 5.8519e-06 | 0.00033146 | 0.00014601
8396 | 5.5594e-06 | 5.4715e-06 | 1.6294e-06 | 0 | 0 | 3.7974e-06 | 1.2876e-05 | 1.1648e-05 | 3.1925e-05 | 3.5272e-07 | 8.8961e-06 | 1.128e-06 | 7.5158e-10 | 9.1432e-07 | 7.3016e-06 | 0 | 4.5574e-06 | 0.00032324 | 0.00013896
8397 | 0 | 4.1199e-06 | 5.7481e-07 | 0 | 0 | 4.47e-07 | 3.0915e-06 | 5.2032e-06 | 1.3578e-05 | 0 | 2.2305e-06 | 2.1689e-07 | 7.5158e-10 | 2.5766e-07 | 2.4683e-06 | 0 | 0 | 0.00029013 | 0.00016259
8398 | 0 | 1.8708e-06 | 8.9718e-08 | 0 | 0 | 2.7885e-07 | 1.1456e-06 | 8.5615e-07 | 4.5353e-06 | 0 | 0 | 4.6874e-08 | 8.4106e-10 | 2.9223e-09 | 0 | 0 | 0 | 0.00028953 | 0.00015841
8399 | 0 | 1.9709e-08 | 2.8986e-08 | 0 | 0 | 2.7135e-07 | 3.6705e-07 | 4.5762e-09 | 1.5026e-06 | 0 | 0 | 6.6757e-09 | 8.0527e-10 | 0 | 0 | 0 | 0 | 0.00029198 | 0.00018561
8400 | 0 | 0 | 1.5117e-09 | 0 | 0 | 1.3636e-09 | 0 | 0 | 6.5663e-07 | 0 | 0 | 5.7426e-10 | 7.6948e-10 | 1.0744e-10 | 0 | 0 | 0 | 0.00030046 | 0.00016453
8401 | 0 | 3.2717e-07 | 9.5981e-11 | 0 | 0 | 8.5224e-09 | 0 | 0 | 1.6354e-08 | 1.9172e-08 | 0 | 0 | 7.6948e-10 | 0 | 0 | 0 | 0 | 0.00028651 | 0.00016331
8402 | 0 | 0 | 9.5981e-11 | 0 | 0 | 0 | 0 | 0 | 3.2991e-09 | 0 | 0 | 0 | 6.2632e-10 | 0 | 0 | 0 | 0 | 0.00024888 | 0.00016265
8403 | 0 | 3.679e-09 | 9.5981e-11 | 0 | 0 | 0 | 0 | 0 | 0 | 0 | 1.1548e-09 | 0 | 6.8001e-10 | 0 | 0 | 0 | 0 | 0.00022188 | 0.00014025
8404 | 0 | 0 | 9.5981e-11 | 0 | 0 | 0 | 0 | 0 | 4.713e-10 | 0 | 0 | 0 | 6.8001e-10 | 0 | 0 | 0 | 0 | 0.00023394 | 0.00011794
8405 | 0 | 0 | 7.1986e-11 | 0 | 0 | 0 | 0 | 0 | 0 | 0 | 0 | 0 | 7.3369e-10 | 0 | 0 | 0 | 0 | 0.00023658 | 0.00010805
8406 | 0 | 0 | 9.5981e-11 | 0 | 0 | 0 | 0 | 0 | 0 | 1.0815e-08 | 0 | 0 | 6.6211e-10 | 0 | 0 | 0 | 0 | 0.00023191 | 8.361e-05
8407 | 4.3431e-06 | 1.0184e-06 | 1.0153e-06 | 3.6358e-06 | 5.0025e-07 | 2.0842e-06 | 8.05e-07 | 3.251e-06 | 1.404e-06 | 1.0287e-06 | 4.8512e-07 | 7.4962e-07 | 9.1611e-08 | 1.0705e-06 | 6.6242e-07 | 1.0594e-06 | 3.9807e-06 | 0.00022919 | 6.7055e-05
8408 | 8.3602e-05 | 4.363e-05 | 5.0919e-05 | 0.00011201 | 5.3347e-05 | 5.8665e-05 | 4.7935e-05 | 7.1237e-05 | 5.1829e-05 | 4.1269e-05 | 3.2782e-05 | 3.9603e-05 | 7.1509e-06 | 3.5184e-05 | 4.5227e-05 | 5.3995e-05 | 8.4209e-05 | 0.00023315 | 6.1769e-05
8409 | 0.00025786 | 0.00015418 | 0.00014664 | 0.00033479 | 0.00021709 | 0.00019714 | 0.000177 | 0.00022641 | 0.00018974 | 0.00016449 | 0.00011498 | 0.00019557 | 3.5813e-05 | 0.00012324 | 0.00018397 | 0.00017046 | 0.00026088 | 0.00023688 | 5.4097e-05
8410 | 0.00038937 | 0.0002699 | 0.00017354 | 0.00051524 | 0.00038664 | 0.00031262 | 0.00029161 | 0.00036504 | 0.0003006 | 0.00033978 | 0.00022399 | 0.00034016 | 0.000143 | 0.00019636 | 0.00031078 | 0.00028931 | 0.00041428 | 0.00023227 | 8.4224e-05
8411 | 0.00045905 | 0.00035056 | 0.00018241 | 0.0006095 | 0.00044893 | 0.00038101 | 0.00029723 | 0.00044329 | 0.00034853 | 0.00042055 | 0.00019778 | 0.00032902 | 0.00018053 | 0.00019714 | 0.00028176 | 0.00037942 | 0.00049295 | 0.00023124 | 9.2945e-05
8412 | 0.00047633 | 0.00032455 | 0.00015244 | 0.00065284 | 0.00045493 | 0.00040229 | 0.00021157 | 0.00046519 | 0.00033839 | 0.00031212 | 0.0001136 | 0.00035081 | 0.00014623 | 0.00019105 | 0.00016663 | 0.00036895 | 0.00050895 | 0.00023618 | 9.8352e-05
8413 | 0.00044174 | 0.00022271 | 0.00012076 | 0.00062292 | 0.00030894 | 0.00037105 | 0.00016724 | 0.00043667 | 0.00030243 | 0.00020043 | 6.7297e-05 | 0.00022086 | 0.00014609 | 0.00025263 | 7.8198e-05 | 0.00022393 | 0.00046878 | 0.00022527 | 9.7793e-05
8414 | 0.00035511 | 0.00012968 | 7.1525e-05 | 0.00049582 | 0.00024089 | 0.00028986 | 0.00011745 | 0.00036359 | 0.00021191 | 0.00020163 | 5.0028e-05 | 0.0001878 | 0.00014597 | 0.00020988 | 3.0211e-05 | 0.00017315 | 0.00037105 | 0.0002207 | 9.8636e-05
8415 | 0.0002059 | 8.2459e-05 | 3.8796e-05 | 0.00028099 | 0.00013701 | 0.00017168 | 5.4191e-05 | 0.0002111 | 0.00010863 | 8.8584e-05 | 2.9747e-05 | 8.3006e-05 | 0.00012504 | 0.0001723 | 2.6768e-05 | 0.00011926 | 0.00020144 | 0.00021733 | 7.045e-05
8416 | 5.6951e-05 | 8.3506e-05 | 5.7055e-05 | 0.00012621 | 4.2857e-05 | 6.2997e-05 | 3.4738e-05 | 7.3611e-05 | 5.8299e-05 | 5.62e-05 | 8.2732e-05 | 4.5844e-05 | 5.5769e-05 | 0.00017215 | 1.7805e-05 | 7.7834e-05 | 4.6276e-05 | 0.00019934 | 7.4999e-05
8417 | 1.6408e-05 | 8.1284e-05 | 2.537e-05 | 6.1402e-05 | 2.3455e-08 | 3.3163e-05 | 2.7548e-05 | 3.0401e-05 | 5.4036e-05 | 2.4581e-05 | 2.0648e-05 | 4.2548e-05 | 5.381e-06 | 0.00012011 | 2.1738e-07 | 4.2757e-05 | 2.6949e-06 | 0.00017057 | 7.8146e-05
8418 | 2.2239e-05 | 7.2352e-05 | 2.0077e-05 | 7.4725e-05 | 0 | 6.0091e-05 | 2.4028e-05 | 3.8131e-05 | 6.9376e-05 | 2.2913e-05 | 8.783e-06 | 4.5658e-05 | 1.9314e-06 | 7.9867e-05 | 2.1946e-06 | 2.8371e-05 | 2.7899e-06 | 0.00016263 | 6.294e-05
8419 | 2.0905e-05 | 3.961e-05 | 1.2147e-05 | 4.8527e-05 | 0 | 5.7245e-05 | 8.2925e-06 | 3.4095e-05 | 6.1648e-05 | 1.3697e-05 | 4.6631e-06 | 3.8294e-05 | 2.1881e-06 | 2.0237e-05 | 5.4549e-06 | 1.7719e-05 | 4.7338e-06 | 0.00016814 | 7.3733e-05
8420 | 1.5747e-05 | 1.7463e-05 | 5.6012e-06 | 2.9526e-05 | 0 | 4.2137e-05 | 2.8817e-06 | 2.6196e-05 | 3.2453e-05 | 7.8753e-06 | 0 | 2.2423e-05 | 1.2364e-07 | 8.0008e-06 | 2.4465e-07 | 0 | 4.8991e-06 | 0.0001853 | 8.6122e-05
8421 | 3.2551e-06 | 6.748e-06 | 2.1324e-06 | 1.1763e-05 | 0 | 2.3956e-05 | 9.5401e-07 | 1.6106e-05 | 1.4598e-05 | 1.6761e-06 | 0 | 1.1151e-05 | 7.8737e-10 | 3.5958e-06 | 0 | 0 | 4.5118e-06 | 0.00019861 | 7.9952e-05
8422 | 2.1957e-07 | 5.3028e-06 | 6.7024e-07 | 1.7045e-06 | 0 | 7.3928e-06 | 1.0835e-08 | 4.6172e-06 | 6.484e-06 | 1.8189e-08 | 0 | 3.1856e-06 | 8.2316e-10 | 1.1464e-06 | 0 | 0 | 1.4386e-06 | 0.00021407 | 6.795e-05
8423 | 0 | 1.6152e-06 | 2.662e-07 | 0 | 0 | 1.1429e-06 | 0 | 1.1228e-06 | 2.3413e-06 | 1.7697e-08 | 1.1548e-09 | 7.9424e-07 | 7.6948e-10 | 4.9196e-08 | 0 | 0 | 0 | 0.00021041 | 5.4593e-05
8424 | 0 | 3.5914e-09 | 2.1737e-07 | 0 | 0 | 6.4922e-08 | 0 | 1.0336e-07 | 6.5708e-07 | 1.6714e-08 | 0 | 2.0016e-07 | 8.4106e-10 | 2.4926e-09 | 0 | 0 | 0 | 0.00021094 | 4.6496e-05
8425 | 0 | 5.6411e-07 | 8.2664e-08 | 0 | 0 | 2.295e-07 | 0 | 2.1957e-09 | 1.461e-08 | 1.7206e-08 | 0 | 3.5877e-07 | 8.0527e-10 | 0 | 0 | 0 | 0 | 0.00018729 | 4.4738e-05
8426 | 0 | 6.2674e-07 | 2.4475e-09 | 0 | 0 | 2.8067e-07 | 0 | 0 | 0 | 2.6054e-08 | 0 | 4.58e-07 | 7.1579e-10 | 0 | 0 | 0 | 0 | 0.00018259 | 4.0829e-05
8427 | 0 | 1.2614e-07 | 1.4397e-10 | 0 | 0 | 2.5776e-07 | 0 | 0 | 0 | 1.6714e-08 | 0 | 4.0736e-07 | 8.2316e-10 | 0 | 0 | 0 | 0 | 0.00018131 | 3.7731e-05
8428 | 0 | 0 | 3.8393e-10 | 0 | 0 | 3.5415e-08 | 0 | 0 | 2.3565e-10 | 1.7206e-08 | 0 | 2.3616e-08 | 7.5158e-10 | 2.7075e-09 | 0 | 0 | 0 | 0.00021228 | 3.788e-05
8429 | 0 | 0 | 9.5981e-11 | 0 | 0 | 0 | 0 | 0 | 0 | 1.7206e-08 | 0 | 6.8193e-10 | 8.0527e-10 | 0 | 0 | 0 | 0 | 0.00022285 | 4.2598e-05
8430 | 0 | 0 | 1.6797e-10 | 0 | 0 | 0 | 0 | 0 | 0 | 8.3571e-09 | 0 | 0 | 8.0527e-10 | 0 | 0 | 0 | 0 | 0.00023207 | 3.2123e-05
8431 | 3.7834e-06 | 1.0724e-06 | 1.0388e-06 | 3.6043e-06 | 4.1105e-07 | 2.067e-06 | 7.5732e-07 | 2.6686e-06 | 1.3375e-06 | 9.91e-07 | 1.56e-07 | 1.0788e-06 | 1.9886e-06 | 7.5213e-07 | 4.3838e-07 | 9.6034e-07 | 4.1556e-06 | 0.00022877 | 2.5052e-05
8432 | 7.938e-05 | 4.4382e-05 | 5.2983e-05 | 0.00010832 | 4.1133e-05 | 5.7598e-05 | 4.0924e-05 | 6.8979e-05 | 4.8675e-05 | 5.1234e-05 | 2.0961e-05 | 5.1807e-05 | 5.2412e-05 | 3.947e-05 | 3.8823e-05 | 5.3491e-05 | 8.1476e-05 | 0.00021821 | 2.4752e-05
8433 | 0.0002528 | 0.00015942 | 0.00018868 | 0.00032684 | 0.00021918 | 0.00019319 | 0.00013978 | 0.00022041 | 0.00017579 | 0.00019344 | 9.9528e-05 | 0.00018152 | 0.00017315 | 0.00014777 | 0.00012491 | 0.0001903 | 0.00025751 | 0.00020584 | 8.0559e-06
8434 | 0.00038507 | 0.00027804 | 0.00033046 | 0.00050781 | 0.00038946 | 0.00031014 | 0.00021069 | 0.00035082 | 0.00027821 | 0.0003383 | 0.00015567 | 0.00032037 | 0.00020836 | 0.00027212 | 0.00017775 | 0.0003177 | 0.00040709 | 0.00019801 | 5.0894e-06
8435 | 0.0004517 | 0.0003034 | 0.00039782 | 0.0006065 | 0.00048193 | 0.00037833 | 0.00030782 | 0.00042572 | 0.00033307 | 0.00043915 | 0.00028895 | 0.00040006 | 0.00022452 | 0.00035106 | 0.00027228 | 0.00041064 | 0.00048388 | 0.0002067 | 3.7968e-06
8436 | 0.00047263 | 0.00036685 | 0.00036563 | 0.00064619 | 0.00052528 | 0.00039693 | 0.00032059 | 0.00043448 | 0.00033708 | 0.00045772 | 0.00019215 | 0.00043181 | 0.00019824 | 0.00037993 | 0.00025635 | 0.00046178 | 0.0004857 | 0.00021697 | 7.61e-06
8437 | 0.00043873 | 0.00030147 | 0.00023764 | 0.00062179 | 0.00048142 | 0.00038102 | 0.00026531 | 0.00043283 | 0.00029494 | 0.00045803 | 0.00020661 | 0.00041516 | 0.00019037 | 0.00038519 | 0.00037616 | 0.00042477 | 0.00046526 | 0.00022835 | 3.3309e-05
8438 | 0.00035496 | 0.00021657 | 0.0001905 | 0.00048021 | 0.00023819 | 0.00030077 | 0.00025562 | 0.00035954 | 0.00024437 | 0.00032115 | 0.00028194 | 0.00035732 | 0.00017967 | 0.00036031 | 0.00035461 | 0.00027355 | 0.00036959 | 0.00023829 | 3.6745e-05
8439 | 0.0002051 | 0.00013627 | 0.00010663 | 0.00026549 | 0.00011879 | 0.00016831 | 0.00017684 | 0.00021938 | 0.0001617 | 0.00017597 | 0.00020995 | 0.00020251 | 0.00013093 | 0.00024565 | 0.00020885 | 0.00016678 | 0.00020053 | 0.00023145 | 4.3159e-05
8440 | 5.8997e-05 | 0.00010057 | 8.614e-05 | 0.00011174 | 4.0951e-05 | 6.3638e-05 | 7.0879e-05 | 7.7364e-05 | 7.5371e-05 | 9.9171e-05 | 0.00013561 | 9.0428e-05 | 4.7886e-05 | 0.0001902 | 4.8093e-05 | 8.3683e-05 | 4.5898e-05 | 0.00021347 | 5.3351e-05
8441 | 1.6706e-05 | 8.345e-05 | 6.8503e-05 | 6.108e-05 | 2.7311e-07 | 3.2683e-05 | 3.2841e-05 | 3.187e-05 | 5.4681e-05 | 2.6321e-05 | 9.4842e-05 | 4.3876e-05 | 5.37e-06 | 0.00013853 | 7.1326e-07 | 4.4395e-05 | 1.7931e-06 | 0.00020986 | 4.8774e-05
8442 | 2.2188e-05 | 7.8275e-05 | 6.0408e-05 | 7.6328e-05 | 0 | 5.9564e-05 | 3.2606e-05 | 3.9005e-05 | 6.7109e-05 | 2.8502e-05 | 3.9036e-05 | 4.9078e-05 | 2.4111e-06 | 0.00013393 | 2.1965e-06 | 4.2328e-05 | 2.1042e-06 | 0.0002072 | 8.8063e-05
8443 | 2.0937e-05 | 5.1601e-05 | 2.8062e-05 | 4.689e-05 | 0 | 5.6777e-05 | 2.1953e-05 | 3.4714e-05 | 6.395e-05 | 1.874e-05 | 1.321e-05 | 4.3324e-05 | 2.6837e-06 | 0.00011142 | 7.3469e-06 | 2.7526e-05 | 4.721e-06 | 0.00019092 | 0.00011306
8444 | 1.6572e-05 | 2.5398e-05 | 1.5508e-05 | 2.9513e-05 | 0 | 4.2078e-05 | 8.1547e-06 | 2.5882e-05 | 3.5566e-05 | 1.0684e-05 | 4.6054e-06 | 2.8613e-05 | 5.5478e-07 | 4.5434e-05 | 6.6474e-06 | 0 | 4.9002e-06 | 0.00019988 | 9.2995e-05
8445 | 3.5667e-06 | 8.9619e-06 | 7.694e-06 | 1.1971e-05 | 0 | 2.3919e-05 | 2.9399e-06 | 1.613e-05 | 1.6772e-05 | 5.2055e-06 | 3.349e-08 | 1.7687e-05 | 5.1895e-10 | 1.0254e-05 | 1.6147e-06 | 0 | 4.5107e-06 | 0.00018326 | 7.879e-05
8446 | 2.0177e-07 | 5.9856e-06 | 2.6135e-06 | 1.8085e-06 | 0 | 7.9849e-06 | 1.3965e-06 | 4.4501e-06 | 7.1126e-06 | 2.8729e-06 | 0 | 7.7792e-06 | 5.5474e-10 | 3.1821e-06 | 0 | 0 | 1.2939e-06 | 0.00018066 | 0.00010168
8447 | 0 | 1.0386e-06 | 6.537e-07 | 0 | 0 | 1.4021e-06 | 2.0503e-07 | 1.2283e-06 | 2.211e-06 | 1.3568e-07 | 0 | 1.7729e-06 | 5.5474e-10 | 7.3901e-07 | 0 | 0 | 0 | 0.00018159 | 7.4668e-05
8448 | 0 | 6.044e-09 | 4.0437e-07 | 0 | 0 | 3.0522e-07 | 0 | 1.5035e-07 | 4.9998e-07 | 1.9172e-08 | 0 | 1.8915e-07 | 6.4422e-10 | 1.4149e-07 | 0 | 0 | 0 | 0.00017068 | 6.9978e-05
8449 | 0 | 5.6367e-07 | 1.1215e-07 | 0 | 0 | 2.2647e-07 | 0 | 5.2003e-09 | 1.2254e-08 | 1.8681e-08 | 0 | 3.5783e-07 | 6.979e-10 | 5.8017e-09 | 0 | 0 | 0 | 0.00017877 | 0.00018898
8450 | 0 | 6.2587e-07 | 3.3353e-09 | 0 | 0 | 2.8067e-07 | 0 | 0 | 2.3565e-10 | 1.8189e-08 | 0 | 4.2929e-07 | 6.6211e-10 | 0 | 0 | 0 | 0 | 0.00017056 | 0.00012567
8451 | 0 | 2.7987e-07 | 1.4397e-10 | 0 | 0 | 2.8067e-07 | 0 | 0 | 1.1594e-07 | 0 | 1.1548e-09 | 4.0704e-07 | 8.0527e-10 | 0 | 0 | 0 | 0 | 0.00017177 | 0.00011073
8452 | 0 | 0 | 2.3995e-10 | 0 | 0 | 1.4943e-07 | 0 | 0 | 3.0399e-08 | 0 | 0 | 3.3773e-08 | 8.9474e-10 | 0 | 0 | 0 | 0 | 0.00017027 | 0.00013968
8453 | 0 | 0 | 9.5981e-11 | 0 | 0 | 3.7877e-10 | 0 | 0 | 2.3565e-10 | 0 | 0 | 0 | 8.7685e-10 | 0 | 0 | 0 | 0 | 0.00015623 | 0.00018328
8454 | 0 | 0 | 1.1998e-10 | 0 | 0 | 0 | 9.793e-10 | 0 | 0 | 1.6714e-08 | 0 | 0 | 8.2316e-10 | 0 | 0 | 0 | 0 | 0.00014418 | 0.00018941
8455 | 3.577e-06 | 1.1196e-06 | 2.4552e-07 | 2.8974e-06 | 4.0125e-07 | 1.9427e-06 | 6.6248e-07 | 2.7682e-06 | 1.1992e-06 | 4.102e-07 | 3.8598e-07 | 4.6768e-07 | 9.6293e-07 | 1.1702e-06 | 4.6498e-07 | 1.1399e-06 | 3.5698e-06 | 0.00014064 | 0.00025273
8456 | 7.8943e-05 | 4.6965e-05 | 3.4912e-05 | 0.00010769 | 5.0359e-05 | 5.9951e-05 | 4.6683e-05 | 7.0399e-05 | 4.9036e-05 | 1.9089e-05 | 4.0277e-05 | 2.8725e-05 | 3.4884e-05 | 3.3804e-05 | 4.5693e-05 | 5.8037e-05 | 7.759e-05 | 0.00012763 | 0.00020992
8457 | 0.00025202 | 0.00017162 | 0.00013154 | 0.0003357 | 0.00021834 | 0.00020445 | 0.00019353 | 0.00022896 | 0.00018303 | 0.00013655 | 0.00016997 | 8.6661e-05 | 0.00010352 | 8.8487e-05 | 0.00020283 | 0.00018905 | 0.00025191 | 0.00015007 | 0.0002159
8458 | 0.00038953 | 0.00030193 | 0.00026348 | 0.00052442 | 0.00038638 | 0.00032534 | 0.00034445 | 0.00036511 | 0.000307 | 0.00019118 | 0.00030602 | 0.00010413 | 0.00016427 | 0.00012509 | 0.00035258 | 0.0003267 | 0.0004095 | 0.00011437 | 0.00020593
8459 | 0.00046537 | 0.00038817 | 0.00032956 | 0.00062871 | 0.00048248 | 0.00039964 | 0.00043679 | 0.00044847 | 0.00038358 | 0.00023856 | 0.00038327 | 0.0001275 | 0.00025906 | 0.00013137 | 0.00045552 | 0.00042112 | 0.00048982 | 0.00010895 | 0.00022609
8460 | 0.00048313 | 0.00042289 | 0.00032915 | 0.00067799 | 0.00053831 | 0.00042714 | 0.00047159 | 0.0004797 | 0.00039992 | 0.00029539 | 0.00042901 | 0.00011897 | 0.00026982 | 0.00016196 | 0.00045262 | 0.00048616 | 0.00050549 | 0.00010863 | 0.00019272
8461 | 0.00044922 | 0.00041334 | 0.00033912 | 0.00065804 | 0.00049862 | 0.00041875 | 0.00045364 | 0.00046566 | 0.00037644 | 0.00015649 | 0.00043924 | 0.00014773 | 0.0002251 | 0.00017094 | 0.00045139 | 0.0004721 | 0.00047142 | 9.8428e-05 | 0.00023355
8462 | 0.00036292 | 0.00035166 | 0.00027858 | 0.00054128 | 0.00040291 | 0.00035338 | 0.00037167 | 0.00038689 | 0.00029965 | 9.0561e-05 | 0.00037342 | 0.00015814 | 0.00011396 | 0.000121 | 0.00037582 | 0.00036892 | 0.00037899 | 9.4573e-05 | 0.00025629
8463 | 0.00021233 | 0.0002184 | 0.00018151 | 0.00030912 | 0.00023571 | 0.00021846 | 0.00022008 | 0.00023694 | 0.00017467 | 6.3564e-05 | 0.00023138 | 7.7586e-05 | 8.1292e-05 | 6.226e-05 | 0.00022499 | 0.00022715 | 0.00020896 | 8.7153e-05 | 0.00025571
8464 | 6.0104e-05 | 0.00011862 | 0.00011031 | 0.00012805 | 6.3114e-05 | 7.8712e-05 | 7.9703e-05 | 8.1168e-05 | 7.6325e-05 | 4.3958e-05 | 0.00014129 | 5.0004e-05 | 3.5597e-05 | 0.00012163 | 5.2667e-05 | 0.0001024 | 4.8867e-05 | 0.00011324 | 0.00025314
8465 | 1.6608e-05 | 8.5722e-05 | 6.7396e-05 | 6.1454e-05 | 7.606e-07 | 3.3398e-05 | 3.3878e-05 | 3.1472e-05 | 5.3937e-05 | 1.8631e-05 | 9.5461e-05 | 3.1182e-05 | 3.8596e-06 | 6.9637e-05 | 1.0806e-06 | 4.4164e-05 | 2.9371e-06 | 0.00017206 | 0.00026468
8466 | 2.2192e-05 | 9.1018e-05 | 5.5863e-05 | 7.6889e-05 | 0 | 5.9886e-05 | 3.8052e-05 | 3.8966e-05 | 7.2062e-05 | 1.4322e-05 | 7.6124e-05 | 2.5547e-05 | 2.7625e-06 | 3.9219e-05 | 2.1946e-06 | 4.2268e-05 | 3.2101e-06 | 0.00021266 | 0.00024342
8467 | 2.0934e-05 | 7.0311e-05 | 2.6081e-05 | 4.9009e-05 | 0 | 5.9989e-05 | 3.7178e-05 | 3.5876e-05 | 7.3584e-05 | 1.0681e-05 | 3.2144e-05 | 1.7616e-05 | 2.6403e-06 | 1.705e-05 | 7.3505e-06 | 2.8591e-05 | 5.8324e-06 | 0.00022861 | 0.00021927
8468 | 1.6492e-05 | 3.4075e-05 | 1.1138e-05 | 3.0014e-05 | 0 | 4.3669e-05 | 2.3869e-05 | 2.722e-05 | 4.4062e-05 | 4.5313e-06 | 1.202e-05 | 9.241e-06 | 9.0471e-07 | 5.1006e-06 | 7.4647e-06 | 0 | 6.0077e-06 | 0.00023116 | 0.00027071
8469 | 3.615e-06 | 1.4199e-05 | 4.973e-06 | 1.2142e-05 | 0 | 2.5631e-05 | 8.8558e-06 | 1.7115e-05 | 1.8458e-05 | 2.1062e-06 | 4.0517e-06 | 4.1855e-06 | 2.3738e-08 | 2.494e-06 | 6.8938e-06 | 0 | 5.631e-06 | 0.00022942 | 0.00027635
8470 | 2.077e-07 | 7.3471e-06 | 2.1515e-06 | 2.0072e-06 | 0 | 8.7062e-06 | 3.0275e-06 | 5.6178e-06 | 9.6163e-06 | 1.8189e-08 | 0 | 1.2264e-06 | 5.3685e-10 | 1.1112e-06 | 2.9286e-06 | 0 | 2.4176e-06 | 0.00019638 | 0.00026308
8471 | 0 | 3.9009e-06 | 5.9895e-07 | 0 | 0 | 1.4856e-06 | 1.1686e-06 | 1.4904e-06 | 4.447e-06 | 3.9328e-09 | 1.1548e-09 | 4.1659e-07 | 7.3369e-10 | 2.2611e-07 | 1.0874e-08 | 0 | 0 | 0.00018132 | 0.00025845
8472 | 0 | 1.1721e-06 | 4.0898e-07 | 0 | 0 | 2.17e-07 | 1.3335e-08 | 1.9387e-07 | 9.1844e-07 | 2.3597e-08 | 0 | 7.0526e-08 | 8.4106e-10 | 1.2482e-08 | 0 | 0 | 0 | 0.00017944 | 0.00026814
8473 | 0 | 5.6367e-07 | 1.2852e-07 | 0 | 0 | 3.7991e-07 | 0 | 6.9337e-09 | 3.0634e-08 | 1.7697e-08 | 0 | 3.4276e-07 | 8.2316e-10 | 0 | 0 | 0 | 0 | 0.00018254 | 0.00026817
8474 | 0 | 6.2411e-07 | 3.4793e-09 | 0 | 0 | 4.1381e-07 | 0 | 0 | 4.713e-10 | 1.6714e-08 | 0 | 2.4621e-07 | 8.0527e-10 | 0 | 0 | 0 | 0 | 0.00016569 | 0.00025475
8475 | 0 | 6.2324e-07 | 1.4397e-10 | 0 | 0 | 4.1362e-07 | 0 | 0 | 2.3565e-10 | 0 | 0 | 1.2203e-08 | 7.3369e-10 | 0 | 0 | 0 | 0 | 0.00014793 | 0.00026421
8476 | 0 | 2.041e-07 | 1.4397e-10 | 0 | 0 | 2.3389e-07 | 0 | 0 | 0 | 0 | 0 | 0 | 7.8737e-10 | 0 | 0 | 0 | 0 | 0.00013524 | 0.00026666
8477 | 0 | 0 | 1.4397e-10 | 0 | 0 | 3.3143e-08 | 0 | 0 | 0 | 0 | 0 | 0 | 8.2316e-10 | 0 | 0 | 0 | 0 | 0.00012022 | 0.00024551
8478 | 0 | 0 | 9.5981e-11 | 0 | 0 | 0 | 1.1293e-09 | 0 | 0 | 1.7206e-08 | 0 | 0 | 7.6948e-10 | 0 | 0 | 0 | 0 | 8.7728e-05 | 0.000235
8479 | 3.1606e-06 | 1.032e-06 | 1.0486e-06 | 2.9859e-06 | 4.0169e-07 | 1.9661e-06 | 7.3659e-07 | 2.326e-06 | 6.74e-07 | 1.3148e-06 | 3.9801e-07 | 1.1587e-06 | 2.6353e-06 | 1.869e-06 | 4.8111e-07 | 9.2278e-07 | 3.1609e-06 | 7.7182e-05 | 0.00023615
8480 | 8.0335e-05 | 4.4491e-05 | 5.8079e-05 | 0.0001074 | 5.3925e-05 | 5.9648e-05 | 4.5683e-05 | 7.1077e-05 | 3.8589e-05 | 5.9245e-05 | 3.8291e-05 | 5.8352e-05 | 6.3152e-05 | 5.5333e-05 | 4.2603e-05 | 5.3211e-05 | 7.861e-05 | 6.5783e-05 | 0.0002411
8481 | 0.00025768 | 0.00016575 | 0.00019982 | 0.00033145 | 0.00021535 | 0.00019954 | 0.00018591 | 0.00023545 | 0.00016129 | 0.00020852 | 0.00015935 | 0.0002044 | 0.0002337 | 0.00018099 | 0.00019222 | 0.0001854 | 0.00025125 | 5.8686e-05 | 0.00015524
8482 | 0.00039296 | 0.00029469 | 0.00034597 | 0.00051802 | 0.00037838 | 0.00031677 | 0.00033081 | 0.00037278 | 0.000281 | 0.0003646 | 0.00028146 | 0.00034287 | 0.00039867 | 0.00030856 | 0.00033349 | 0.00031896 | 0.00040384 | 3.6351e-05 | 9.1505e-05
8483 | 0.00046257 | 0.00037897 | 0.00043269 | 0.00061907 | 0.00047714 | 0.00038551 | 0.00041749 | 0.0004497 | 0.00036729 | 0.00046384 | 0.00035325 | 0.00041864 | 0.00050594 | 0.00038496 | 0.0004305 | 0.00041526 | 0.0004802 | 2.4677e-05 | 5.7918e-05
8484 | 0.00047755 | 0.00041027 | 0.00048116 | 0.00065701 | 0.00051726 | 0.00040713 | 0.00044839 | 0.00047694 | 0.00039817 | 0.00050805 | 0.00039495 | 0.00045374 | 0.00053813 | 0.00041759 | 0.00046201 | 0.00046773 | 0.00050957 | 1.3093e-05 | 2.4177e-05
8485 | 0.00042912 | 0.00039328 | 0.00046708 | 0.00062927 | 0.00048685 | 0.00039166 | 0.00042299 | 0.00046304 | 0.00038806 | 0.00048333 | 0.00039492 | 0.00043462 | 0.00050473 | 0.00044356 | 0.00043961 | 0.00046063 | 0.00046357 | 1.465e-05 | 2.8428e-05
8486 | 0.00031904 | 0.0003298 | 0.00039746 | 0.00052229 | 0.00039868 | 0.0003295 | 0.00034292 | 0.00038315 | 0.00031329 | 0.00037746 | 0.00032993 | 0.00037768 | 0.00039611 | 0.00040552 | 0.00036013 | 0.00037785 | 0.00036595 | 1.5943e-05 | 2.3826e-05
8487 | 0.00018987 | 0.00020579 | 0.00021692 | 0.00030085 | 0.00023334 | 0.00020412 | 0.00019386 | 0.00023208 | 0.00018581 | 0.0002031 | 0.00018022 | 0.00021228 | 0.00024776 | 0.00022544 | 0.000188 | 0.00023003 | 0.00019845 | 1.9638e-05 | 2.5629e-05
8488 | 5.8085e-05 | 0.00010792 | 0.00011223 | 0.00012226 | 5.3913e-05 | 7.2811e-05 | 6.497e-05 | 7.5755e-05 | 7.4133e-05 | 9.179e-05 | 0.00012507 | 8.2898e-05 | 7.6019e-05 | 0.00018227 | 3.5612e-05 | 9.9546e-05 | 4.8289e-05 | 2.3075e-05 | 1.8046e-05
8489 | 1.6098e-05 | 8.3325e-05 | 6.9243e-05 | 6.063e-05 | 5.6393e-07 | 3.278e-05 | 3.3561e-05 | 3.3641e-05 | 5.1982e-05 | 2.5932e-05 | 9.0302e-05 | 4.4407e-05 | 8.228e-06 | 0.00013616 | 2.3745e-07 | 4.4439e-05 | 2.8223e-06 | 3.2597e-05 | 2.9577e-06
8490 | 2.2186e-05 | 8.8136e-05 | 6.4694e-05 | 7.6975e-05 | 0 | 5.9642e-05 | 4.164e-05 | 4.0756e-05 | 7.1239e-05 | 2.8516e-05 | 6.8125e-05 | 5.1032e-05 | 4.561e-06 | 0.00013255 | 2.1983e-06 | 4.234e-05 | 3.2112e-06 | 3.995e-05 | 8.3e-07
8491 | 2.0982e-05 | 6.3849e-05 | 3.7396e-05 | 4.9261e-05 | 0 | 5.8203e-05 | 3.7301e-05 | 3.4077e-05 | 7.6036e-05 | 2.0888e-05 | 2.8714e-05 | 4.6223e-05 | 7.3673e-06 | 0.00010979 | 7.3451e-06 | 3.4754e-05 | 5.8341e-06 | 3.255e-05 | 5.3356e-07
8492 | 1.647e-05 | 3.1822e-05 | 1.8762e-05 | 2.9795e-05 | 0 | 4.354e-05 | 2.2938e-05 | 2.4628e-05 | 4.6297e-05 | 1.0338e-05 | 1.2092e-05 | 3.0053e-05 | 7.0834e-06 | 4.9618e-05 | 7.4556e-06 | 0 | 6.0072e-06 | 3.3698e-05 | 5.6406e-07
8493 | 3.6839e-06 | 1.3103e-05 | 9.3297e-06 | 1.2208e-05 | 0 | 2.586e-05 | 7.8691e-06 | 1.6275e-05 | 1.8238e-05 | 7.6121e-06 | 4.0834e-06 | 1.9462e-05 | 5.2161e-06 | 1.3308e-05 | 6.3103e-06 | 0 | 5.6287e-06 | 4.9777e-05 | 6.327e-07
8494 | 1.9583e-07 | 7.0877e-06 | 3.7109e-06 | 1.9663e-06 | 0 | 8.4211e-06 | 2.298e-06 | 6.0922e-06 | 9.4625e-06 | 5.4547e-06 | 0 | 8.3142e-06 | 1.1242e-06 | 3.4586e-06 | 2.6096e-06 | 0 | 1.8883e-06 | 6.5817e-05 | 2.1274e-07
8495 | 0 | 3.8762e-06 | 9.1828e-07 | 0 | 0 | 1.2437e-06 | 1.029e-06 | 1.4568e-06 | 3.6285e-06 | 5.8451e-07 | 0 | 2.0276e-06 | 3.8805e-08 | 8.4298e-07 | 0 | 0 | 0 | 9.4427e-05 | 2.4539e-07
8496 | 0 | 7.7294e-07 | 4.1205e-07 | 0 | 0 | 8.0868e-08 | 4.1672e-09 | 1.9591e-07 | 9.6563e-07 | 1.7206e-08 | 0 | 2.3408e-07 | 8.4106e-10 | 1.4968e-07 | 0 | 0 | 0 | 0.0001261 | 1.2843e-07
8497 | 0 | 5.6367e-07 | 1.3401e-07 | 0 | 0 | 2.4086e-07 | 0 | 8.6671e-09 | 2.7807e-08 | 2.5563e-08 | 0 | 3.6128e-07 | 2.3084e-09 | 1.6825e-09 | 0 | 0 | 0 | 0.00014636 | 1.8595e-06
8498 | 0 | 6.2543e-07 | 4.0792e-09 | 0 | 0 | 2.8067e-07 | 0 | 0 | 4.713e-10 | 8.8487e-09 | 0 | 4.3069e-07 | 9.9317e-10 | 0 | 0 | 0 | 0 | 0.00017156 | 2.1348e-06
8499 | 0 | 6.228e-07 | 2.3995e-10 | 0 | 0 | 2.8067e-07 | 0 | 0 | 4.713e-10 | 0 | 0 | 3.9584e-07 | 9.4843e-10 | 0 | 0 | 0 | 0 | 0.00017022 | 2.1625e-06
8500 | 0 | 1.1081e-07 | 2.1596e-10 | 0 | 0 | 2.2575e-07 | 0 | 0 | 0 | 0 | 1.1548e-09 | 2.8713e-08 | 5.3685e-10 | 0 | 0 | 0 | 0 | 0.00018638 | 7.4386e-06
8501 | 0 | 0 | 9.5981e-11 | 0 | 0 | 1.7802e-08 | 0 | 0 | 0 | 9.3403e-09 | 0 | 7.1782e-10 | 7.9632e-10 | 2.7075e-09 | 0 | 0 | 0 | 0.00017627 | 1.2564e-06
8502 | 0 | 0 | 4.7991e-11 | 0 | 0 | 0 | 0 | 0 | 0 | 8.8487e-09 | 0 | 0 | 9.7527e-10 | 0 | 0 | 0 | 0 | 0.00018235 | 8.36e-07
8503 | 2.9261e-06 | 3.9004e-07 | 1.3065e-07 | 1.2965e-06 | 1.4875e-07 | 1.14e-06 | 7.0285e-08 | 1.9405e-06 | 3.8005e-07 | 4.9856e-07 | 5.7741e-10 | 6.5895e-07 | 2.2409e-07 | 6.7577e-07 | 2.3972e-07 | 4.423e-07 | 4.2102e-06 | 0.00019306 | 1.7633e-06
8504 | 6.7529e-05 | 3.39e-05 | 2.3799e-05 | 6.3192e-05 | 4.2065e-05 | 4.045e-05 | 1.9828e-05 | 5.0799e-05 | 2.9004e-05 | 6.6253e-05 | 9.5497e-06 | 3.6512e-05 | 1.9054e-05 | 3.778e-05 | 1.3119e-05 | 3.3678e-05 | 6.149e-05 | 0.00018993 | 9.1139e-07
8505 | 0.00014997 | 0.00010932 | 7.2013e-05 | 0.00023686 | 0.00013659 | 0.00014142 | 7.3677e-05 | 0.00015828 | 9.1431e-05 | 0.00015327 | 4.9048e-05 | 8.9215e-05 | 6.8584e-05 | 0.00012766 | 4.8767e-05 | 9.4888e-05 | 0.00015236 | 0.00019569 | 6.3528e-06
8506 | 0.00026031 | 0.00019129 | 8.7231e-05 | 0.00037576 | 0.00027104 | 0.00023712 | 0.00011744 | 0.00029108 | 0.00014404 | 0.00032544 | 8.7265e-05 | 8.7897e-05 | 9.5726e-05 | 0.00020861 | 9.725e-05 | 0.00018507 | 0.00027192 | 0.00016845 | 1.1029e-08
8507 | 0.00038263 | 0.00022354 | 6.5621e-05 | 0.00047902 | 0.00023315 | 0.00028109 | 0.00010332 | 0.00035514 | 0.00018565 | 0.00025914 | 0.00019536 | 0.00011729 | 9.3492e-05 | 0.00012321 | 0.00012645 | 0.00016245 | 0.00044163 | 0.00015324 | 9.4361e-08
8508 | 0.00036698 | 0.00011251 | 7.2645e-05 | 0.00055214 | 0.00012314 | 0.00029832 | 9.9888e-05 | 0.00033832 | 0.00019934 | 7.2135e-05 | 0.00013872 | 7.9637e-05 | 0.00017581 | 0.00011154 | 0.00020528 | 0.00010405 | 0.00038059 | 0.00015608 | 5.3736e-09
8509 | 0.0001573 | 8.6064e-05 | 8.8661e-05 | 0.00035574 | 6.5802e-05 | 0.00024139 | 8.1963e-05 | 0.00018032 | 0.00016921 | 7.7057e-05 | 0.00012409 | 5.4175e-05 | 0.00016693 | 0.00017513 | 0.0001327 | 6.0532e-05 | 0.00028704 | 0.00016836 | 2.6209e-07
8510 | 0.00010316 | 4.2107e-05 | 5.7164e-05 | 0.00025877 | 4.497e-05 | 0.00013295 | 7.9437e-05 | 0.00017617 | 0.00012797 | 0.0001817 | 0.00010385 | 5.0121e-05 | 0.00013863 | 0.00012298 | 0.00013924 | 5.4059e-05 | 0.00014196 | 0.00019621 | 9.6619e-06
8511 | 0.00010182 | 3.0655e-05 | 6.2242e-05 | 9.668e-05 | 3.6968e-05 | 6.459e-05 | 7.4207e-05 | 0.00013129 | 7.3165e-05 | 9.7745e-05 | 0.00010892 | 6.9423e-05 | 6.4252e-05 | 0.00010082 | 0.00010898 | 4.8513e-05 | 0.00017118 | 0.00019454 | 1.9417e-06
8512 | 3.6803e-05 | 7.2691e-05 | 4.7426e-05 | 6.3844e-05 | 1.165e-05 | 3.553e-05 | 4.8064e-05 | 6.9292e-05 | 5.631e-05 | 4.8554e-05 | 9.3423e-05 | 4.5508e-05 | 3.998e-05 | 0.00015431 | 4.097e-05 | 4.2325e-05 | 4.7661e-05 | 0.00018391 | 1.1086e-06
8513 | 1.64e-05 | 5.3356e-05 | 1.098e-05 | 6.0452e-05 | 2.5962e-07 | 3.1347e-05 | 1.1497e-05 | 3.329e-05 | 3.9345e-05 | 1.9609e-05 | 1.2247e-05 | 1.451e-05 | 4.2412e-06 | 0.00011133 | 1.0258e-06 | 1.3095e-05 | 3.1943e-06 | 0.0001762 | 7.543e-06
8514 | 2.1309e-05 | 1.3828e-05 | 2.1036e-06 | 6.7025e-05 | 0 | 4.9691e-05 | 6.7226e-06 | 3.0074e-05 | 2.8391e-05 | 1.2858e-05 | 1.3505e-05 | 1.149e-05 | 3.1545e-06 | 4.5328e-05 | 2.191e-06 | 0 | 3.2384e-06 | 0.00017333 | 3.1437e-05
8515 | 1.38e-05 | 4.0042e-06 | 1.4596e-06 | 3.515e-05 | 0 | 4.3182e-05 | 1.5486e-06 | 2.4172e-05 | 1.8399e-05 | 8.2743e-06 | 5.7371e-06 | 9.0006e-06 | 3.0716e-06 | 1.0505e-05 | 4.5886e-06 | 0 | 5.8586e-06 | 0.00017436 | 2.4743e-06
8516 | 1.8515e-06 | 5.5206e-06 | 4.6534e-07 | 1.2321e-05 | 0 | 2.2878e-05 | 2.7475e-07 | 1.5256e-05 | 1.114e-05 | 1.4259e-06 | 0 | 2.4502e-06 | 1.3375e-06 | 3.7038e-06 | 0 | 0 | 5.4857e-06 | 0.00015371 | 4.2565e-06
8517 | 0 | 2.0546e-06 | 3.6698e-07 | 3.9748e-07 | 0 | 7.3303e-06 | 0 | 6.0332e-06 | 6.7726e-06 | 5.6976e-07 | 0 | 4.598e-07 | 9.9451e-08 | 1.5075e-06 | 0 | 0 | 1.1025e-06 | 0.00013475 | 2.3885e-06
8518 | 0 | 5.2469e-08 | 1.2574e-07 | 0 | 0 | 1.5931e-06 | 0 | 1.6146e-06 | 3.726e-06 | 0 | 0 | 1.2382e-08 | 8.7685e-10 | 3.5648e-07 | 0 | 0 | 3.5562e-07 | 9.6843e-05 | 1.7789e-06
8519 | 0 | 0 | 5.7301e-08 | 0 | 0 | 1.4896e-07 | 0 | 1.0978e-08 | 1.244e-06 | 0 | 1.1548e-09 | 0 | 8.0527e-10 | 4.6439e-08 | 0 | 0 | 0 | 0.00010265 | 9.9208e-06
8520 | 0 | 0 | 7.2706e-09 | 0 | 0 | 0 | 0 | 0 | 2.5524e-08 | 2.1139e-08 | 0 | 0 | 7.6948e-10 | 3.3564e-08 | 0 | 0 | 0 | 0.00011231 | 0.00011065
8521 | 0 | 5.628e-07 | 2.3995e-11 | 0 | 0 | 2.2594e-07 | 0 | 0 | 0 | 1.8189e-08 | 0 | 3.424e-07 | 8.2316e-10 | 2.3518e-08 | 0 | 0 | 0 | 0.00012793 | 0.00010266
8522 | 0 | 8.0149e-08 | 0 | 0 | 0 | 2.6211e-07 | 0 | 0 | 0 | 1.8189e-08 | 0 | 1.7551e-07 | 7.3369e-10 | 1.1754e-08 | 0 | 0 | 0 | 0.00015488 | 0.00010457
8523 | 0 | 0 | 0 | 0 | 0 | 3.6362e-08 | 0 | 0 | 0 | 0 | 0 | 0 | 7.5158e-10 | 1.0744e-09 | 0 | 0 | 0 | 0.00020606 | 0.00018129
8524 | 0 | 0 | 0 | 0 | 0 | 0 | 0 | 0 | 0 | 0 | 0 | 0 | 7.5158e-10 | 0 | 0 | 0 | 0 | 0.00025341 | 0.00019357
8525 | 0 | 0 | 0 | 0 | 0 | 0 | 0 | 0 | 8.4834e-09 | 0 | 0 | 0 | 7.6948e-10 | 0 | 0 | 0 | 0 | 0.00027477 | 0.00023061
8526 | 0 | 0 | 0 | 0 | 0 | 0 | 0 | 0 | 0 | 0 | 0 | 0 | 6.979e-10 | 0 | 0 | 0 | 0 | 0.0002894 | 0.00022028
8527 | 2.2084e-07 | 1.8347e-08 | 9.5519e-08 | 8.2786e-08 | 0 | 2.4367e-07 | 2.3603e-08 | 3.7552e-07 | 8.9689e-08 | 2.8798e-07 | 1.1606e-08 | 5.8116e-08 | 1.9237e-08 | 1.6544e-07 | 2.7184e-10 | 0 | 1.5634e-07 | 0.00031853 | 0.0002509
8528 | 2.1976e-05 | 1.0605e-06 | 1.4987e-05 | 1.928e-05 | 2.1638e-05 | 1.0036e-05 | 5.6129e-06 | 2.7159e-05 | 5.6141e-06 | 1.9651e-05 | 1.4958e-05 | 7.4245e-06 | 3.1752e-06 | 2.277e-05 | 2.9844e-06 | 7.1845e-06 | 2.9941e-05 | 0.00033241 | 0.00025601
8529 | 0.00015144 | 9.3179e-06 | 6.5136e-05 | 8.3903e-05 | 0.00011645 | 4.5289e-05 | 2.8597e-05 | 0.00011139 | 2.2745e-05 | 5.9027e-05 | 5.5748e-05 | 7.8945e-05 | 1.6045e-05 | 8.7035e-05 | 4.1322e-05 | 4.2271e-05 | 0.00016748 | 0.00037711 | 0.00025791
8530 | 0.00026887 | 2.686e-05 | 6.8723e-05 | 0.00012318 | 0.00019887 | 8.8972e-05 | 3.6353e-05 | 0.00016613 | 5.7513e-05 | 0.00018823 | 0.00012333 | 0.00018803 | 7.4402e-05 | 0.00014448 | 0.00010458 | 8.2474e-05 | 0.00029138 | 0.00037935 | 0.00025937
8531 | 0.00019744 | 5.1118e-05 | 9.8358e-05 | 0.00030895 | 0.00022895 | 0.0001462 | 4.7773e-05 | 0.0002487 | 8.1905e-05 | 0.0003273 | 0.00014425 | 0.00019678 | 0.00014996 | 0.00018811 | 0.00018861 | 0.00016097 | 0.00023277 | 0.00040401 | 0.00027135
8532 | 0.00036892 | 5.7164e-05 | 5.9296e-05 | 0.00025885 | 0.00019939 | 0.00016869 | 6.6245e-05 | 0.00029586 | 9.5108e-05 | 0.00027038 | 6.4219e-05 | 0.00014941 | 0.00010648 | 0.00019139 | 0.00014984 | 0.00010841 | 0.00025308 | 0.00039858 | 0.00026747
8533 | 0.00028893 | 4.5203e-05 | 4.2581e-05 | 0.00015145 | 7.7107e-05 | 0.00014977 | 5.8814e-05 | 0.00024398 | 9.6448e-05 | 0.00022349 | 6.5273e-05 | 9.0713e-05 | 9.0737e-05 | 0.00016383 | 6.6268e-05 | 3.928e-05 | 0.00036628 | 0.00038213 | 0.0002573
8534 | 0.00026749 | 3.9877e-05 | 3.378e-05 | 0.00010124 | 4.7925e-05 | 0.00010577 | 4.1121e-05 | 0.00019702 | 7.4677e-05 | 0.00018985 | 7.4047e-05 | 3.5816e-05 | 6.5744e-05 | 0.00013085 | 7.2608e-05 | 3.1717e-05 | 0.00030029 | 0.0003811 | 0.00026909
8535 | 0.00015561 | 1.8928e-05 | 3.26e-05 | 8.485e-05 | 3.4497e-05 | 5.7521e-05 | 3.2282e-05 | 0.00010436 | 3.9481e-05 | 8.5482e-05 | 0.00010984 | 1.8019e-05 | 4.5857e-05 | 7.1434e-05 | 4.4307e-05 | 2.6538e-05 | 0.00018112 | 0.00037337 | 0.00026579
8536 | 5.156e-05 | 1.1196e-05 | 4.4177e-05 | 7.3268e-05 | 8.7374e-06 | 3.2208e-05 | 1.8071e-05 | 5.0595e-05 | 2.0143e-05 | 4.0182e-05 | 9.0498e-05 | 2.5063e-05 | 1.8179e-05 | 0.00013868 | 2.6148e-05 | 3.5043e-05 | 4.0041e-05 | 0.00037096 | 0.00025247
8537 | 1.6864e-05 | 1.0807e-06 | 5.8635e-06 | 4.5278e-05 | 4.0113e-09 | 1.8307e-05 | 3.2574e-06 | 3.0395e-05 | 1.1474e-05 | 2.0656e-05 | 4.5132e-06 | 2.1486e-05 | 2.0634e-06 | 0.00011553 | 3.0509e-07 | 6.6558e-07 | 2.9569e-06 | 0.00037518 | 0.00026312
8538 | 2.1956e-05 | 9.6588e-07 | 1.176e-06 | 3.7483e-05 | 0 | 3.3171e-05 | 2.7328e-06 | 3.2872e-05 | 1.0984e-05 | 1.6096e-05 | 7.4705e-06 | 1.488e-05 | 9.1309e-07 | 2.9631e-05 | 9.0069e-07 | 0 | 3.2362e-06 | 0.0003672 | 0.00026723
8539 | 1.6607e-05 | 1.2401e-06 | 9.9179e-07 | 4.5699e-06 | 0 | 1.2338e-05 | 5.4748e-07 | 2.3871e-05 | 1.6174e-05 | 1.0938e-05 | 1.1502e-06 | 1.1709e-05 | 1.113e-06 | 8.6972e-06 | 3.0573e-06 | 0 | 5.8625e-06 | 0.00037168 | 0.0002495
8540 | 2.9807e-06 | 4.2869e-07 | 3.1266e-07 | 7.5356e-07 | 0 | 5.3432e-06 | 4.6256e-09 | 1.1e-05 | 7.1665e-06 | 3.2814e-06 | 0 | 3.5669e-06 | 3.4269e-09 | 3.7466e-06 | 0 | 0 | 6.0322e-06 | 0.00037215 | 0.00025302
8541 | 2.7941e-08 | 7.3142e-08 | 3.505e-07 | 0 | 0 | 1.6732e-06 | 0 | 4.4994e-06 | 3.1482e-06 | 5.7025e-07 | 0 | 3.9771e-07 | 2.3263e-10 | 1.4411e-06 | 0 | 0 | 1.4063e-06 | 0.00036376 | 0.0002659
8542 | 0 | 0 | 8.9814e-08 | 0 | 0 | 4.6021e-07 | 0 | 8.0966e-07 | 8.9976e-07 | 1.4748e-08 | 0 | 3.6178e-08 | 5.5474e-10 | 2.3088e-07 | 0 | 0 | 9.0158e-08 | 0.00035817 | 0.00027104
8543 | 0 | 0 | 0 | 0 | 0 | 2.2704e-07 | 0 | 1.0285e-07 | 2.3051e-07 | 1.8681e-08 | 0 | 1.6151e-09 | 6.0843e-10 | 1.1283e-08 | 0 | 0 | 0 | 0.00034611 | 0.0002579
8544 | 0 | 0 | 0 | 0 | 0 | 0 | 0 | 0 | 3.3934e-08 | 1.8681e-08 | 0 | 7.1782e-11 | 5.1895e-10 | 9.6695e-11 | 0 | 0 | 0 | 0.00033737 | 0.0002501
8545 | 0 | 7.3142e-08 | 0 | 0 | 0 | 1.3806e-07 | 0 | 0 | 0 | 2.5563e-08 | 0 | 2.3329e-09 | 6.4422e-10 | 0 | 0 | 0 | 0 | 0.00031006 | 0.00026214
8546 | 0 | 0 | 0 | 0 | 0 | 1.1931e-08 | 0 | 0 | 0 | 8.8487e-09 | 0 | 0 | 8.2316e-10 | 0 | 0 | 0 | 0 | 0.00031566 | 0.000263
8547 | 0 | 0 | 0 | 0 | 0 | 0 | 0 | 0 | 0 | 0 | 1.1548e-09 | 0 | 7.3369e-10 | 0 | 0 | 0 | 0 | 0.00030723 | 0.0002633
8548 | 0 | 0 | 0 | 0 | 0 | 0 | 0 | 0 | 0 | 0 | 0 | 2.5124e-09 | 7.1579e-10 | 1.0744e-11 | 0 | 0 | 0 | 0.00030055 | 0.00025501
8549 | 0 | 0 | 0 | 0 | 0 | 0 | 0 | 0 | 0 | 7.3739e-09 | 0 | 0 | 7.1579e-10 | 0 | 0 | 0 | 0 | 0.00030654 | 0.0002644
8550 | 0 | 0 | 0 | 0 | 0 | 0 | 0 | 0 | 0 | 1.7206e-08 | 0 | 0 | 7.1579e-10 | 0 | 0 | 0 | 0 | 0.000314 | 0.0002592
8551 | 3.0008e-06 | 2.866e-07 | 5.1707e-07 | 2.3343e-06 | 1.3845e-07 | 1.4111e-06 | 2.4499e-07 | 1.9755e-06 | 4.451e-07 | 6.6423e-07 | 2.8234e-07 | 9.2793e-07 | 4.4413e-07 | 6.7256e-07 | 5.3036e-07 | 5.1669e-07 | 3.1376e-06 | 0.0003325 | 0.00023383
8552 | 7.8652e-05 | 2.099e-05 | 5.0616e-05 | 0.00010941 | 5.6168e-05 | 5.1203e-05 | 2.5419e-05 | 6.8525e-05 | 2.467e-05 | 5.0625e-05 | 3.676e-05 | 4.8483e-05 | 2.2588e-05 | 2.7997e-05 | 3.9389e-05 | 4.2905e-05 | 7.9672e-05 | 0.00033669 | 0.00023799
8553 | 0.00022773 | 8.9421e-05 | 0.00019351 | 0.00035408 | 0.00024749 | 0.00018403 | 0.00011076 | 0.00022638 | 9.984e-05 | 0.00019177 | 0.00016779 | 0.00017316 | 8.2586e-05 | 0.00010138 | 0.0001943 | 0.00015272 | 0.00026414 | 0.000348 | 0.00023652
8554 | 0.00037471 | 0.00017705 | 0.00035346 | 0.00055838 | 0.00042084 | 0.00030503 | 0.00020308 | 0.00037539 | 0.00015906 | 0.00028247 | 0.0003077 | 0.00031007 | 0.00019358 | 0.00017337 | 0.00034267 | 0.0002661 | 0.00042609 | 0.0003405 | 0.00023153
8555 | 0.00047768 | 0.00024864 | 0.00044978 | 0.00067201 | 0.00053641 | 0.000381 | 0.00027223 | 0.0004664 | 0.00019815 | 0.00038735 | 0.0003881 | 0.00039051 | 0.0002319 | 0.00021003 | 0.00044983 | 0.00035715 | 0.00051168 | 0.00033558 | 0.00022404
8556 | 0.00049829 | 0.00029529 | 0.00049588 | 0.00072428 | 0.00058462 | 0.0004154 | 0.00031564 | 0.00049881 | 0.0002194 | 0.00046298 | 0.00044283 | 0.00043884 | 0.00027205 | 0.00021653 | 0.00048653 | 0.00039924 | 0.00053564 | 0.00032005 | 0.0002374
8557 | 0.00046795 | 0.00030627 | 0.00048275 | 0.00070065 | 0.00055525 | 0.00041263 | 0.00032322 | 0.00048885 | 0.00022222 | 0.00049372 | 0.00045031 | 0.00042836 | 0.00024765 | 0.0002354 | 0.00047538 | 0.00038135 | 0.00049768 | 0.00031624 | 0.00022606
8558 | 0.00038459 | 0.00026589 | 0.00041126 | 0.00058373 | 0.00045808 | 0.00035712 | 0.00027939 | 0.00040833 | 0.00018938 | 0.00041917 | 0.00039052 | 0.00033478 | 0.00018056 | 0.00023332 | 0.0004005 | 0.00033798 | 0.00040067 | 0.00033149 | 0.000233
8559 | 0.00023156 | 0.00017828 | 0.00023933 | 0.00033707 | 0.00028197 | 0.00022884 | 0.00017325 | 0.00025359 | 0.000113 | 0.00025858 | 0.00024491 | 0.00022026 | 0.00012165 | 0.00018844 | 0.0002391 | 0.00022336 | 0.0002266 | 0.0003335 | 0.00022689
8560 | 6.6357e-05 | 8.9242e-05 | 0.00011733 | 0.00014015 | 7.8627e-05 | 8.429e-05 | 6.5884e-05 | 8.7723e-05 | 4.5859e-05 | 0.00010739 | 0.00014737 | 8.5336e-05 | 4.6027e-05 | 0.00017162 | 5.7446e-05 | 9.7745e-05 | 5.5228e-05 | 0.00033052 | 0.00023573
8561 | 1.6782e-05 | 3.9813e-05 | 6.8735e-05 | 6.2056e-05 | 1.0601e-06 | 3.2061e-05 | 2.608e-05 | 2.9297e-05 | 2.6808e-05 | 2.6986e-05 | 9.5857e-05 | 3.3713e-05 | 4.7841e-06 | 9.3674e-05 | 1.2155e-06 | 4.4258e-05 | 3.1079e-06 | 0.00032306 | 0.00020696
8562 | 2.2459e-05 | 3.0892e-05 | 6.3567e-05 | 7.6421e-05 | 0 | 5.7197e-05 | 2.7564e-05 | 3.5833e-05 | 2.6312e-05 | 2.8447e-05 | 7.2933e-05 | 3.9476e-05 | 9.4242e-07 | 6.1706e-05 | 2.1928e-06 | 4.2312e-05 | 3.2301e-06 | 0.00030843 | 0.00019473
8563 | 2.129e-05 | 2.437e-05 | 3.7087e-05 | 4.9387e-05 | 0 | 5.6943e-05 | 2.24e-05 | 3.4969e-05 | 3.1676e-05 | 1.839e-05 | 3.2189e-05 | 3.8956e-05 | 1.3963e-06 | 2.3277e-05 | 7.3451e-06 | 3.9345e-05 | 5.8564e-06 | 0.000319 | 0.00018189
8564 | 1.6671e-05 | 1.7013e-05 | 1.742e-05 | 3.0281e-05 | 0 | 4.3157e-05 | 1.2854e-05 | 2.6426e-05 | 2.2954e-05 | 9.5652e-06 | 1.2368e-05 | 2.6815e-05 | 2.5858e-08 | 8.6929e-06 | 7.4792e-06 | 0 | 6.03e-06 | 0.00028856 | 0.00016911
8565 | 3.8949e-06 | 1.0075e-05 | 6.6869e-06 | 1.2086e-05 | 0 | 2.4785e-05 | 4.0477e-06 | 1.6435e-05 | 1.2234e-05 | 3.0302e-06 | 5.3642e-06 | 1.664e-05 | 5.7264e-10 | 5.0952e-06 | 6.622e-06 | 0 | 5.6326e-06 | 0.0002573 | 0.00012641
8566 | 4.468e-07 | 6.4267e-06 | 3.5506e-06 | 1.8678e-06 | 0 | 7.5861e-06 | 1.0781e-06 | 5.5694e-06 | 7.1922e-06 | 1.3765e-08 | 0 | 6.7469e-06 | 8.2316e-10 | 2.2545e-06 | 2.6115e-06 | 0 | 2.2306e-06 | 0.00025531 | 8.3051e-05
8567 | 1.2116e-08 | 3.6946e-06 | 8.2997e-07 | 0 | 0 | 1.1806e-06 | 3.0154e-07 | 1.4523e-06 | 2.7592e-06 | 0 | 1.1548e-09 | 1.1455e-06 | 8.4106e-10 | 6.8817e-07 | 3.8057e-08 | 0 | 0 | 0.00023857 | 7.7035e-05
8568 | 0 | 1.0263e-06 | 4.1133e-07 | 0 | 0 | 1.242e-07 | 0 | 2.0176e-07 | 2.5156e-07 | 0 | 0 | 1.7863e-07 | 8.4106e-10 | 1.2097e-07 | 0 | 0 | 0 | 0.00023542 | 7.5282e-05
8569 | 0 | 4.9535e-07 | 1.6425e-07 | 0 | 0 | 2.6609e-07 | 0 | 1.6756e-08 | 0 | 1.9664e-08 | 0 | 2.0278e-08 | 8.0527e-10 | 1.2764e-08 | 0 | 0 | 0 | 0.00024686 | 6.9076e-05
8570 | 0 | 5.5097e-07 | 1.7421e-08 | 0 | 0 | 2.8158e-07 | 0 | 0 | 0 | 9.8319e-09 | 0 | 3.5891e-11 | 8.0527e-10 | 6.124e-10 | 0 | 0 | 0 | 0.00026391 | 7.3261e-05
8571 | 0 | 5.3521e-07 | 0 | 0 | 0 | 2.8067e-07 | 0 | 0 | 0 | 0 | 0 | 1.8304e-08 | 8.4106e-10 | 3.2232e-11 | 0 | 0 | 0 | 0.00028932 | 8.8156e-05
8572 | 0 | 4.2659e-08 | 1.1998e-10 | 0 | 0 | 2.1988e-07 | 0 | 0 | 0 | 0 | 0 | 1.9381e-09 | 8.0527e-10 | 3.2232e-11 | 0 | 0 | 0 | 0.00029029 | 0.0001059
8573 | 0 | 3.4162e-09 | 0 | 0 | 0 | 1.3636e-08 | 0 | 0 | 0 | 9.3403e-09 | 0 | 0 | 7.5158e-10 | 0 | 0 | 0 | 0 | 0.00027911 | 0.0001115
8574 | 0 | 0 | 0 | 0 | 0 | 0 | 7.5219e-10 | 0 | 0 | 1.8681e-08 | 0 | 3.5891e-11 | 7.1579e-10 | 0 | 0 | 0 | 0 | 0.00028434 | 0.0001064
8575 | 4.5968e-06 | 4.846e-07 | 3.1588e-07 | 2.1464e-06 | 2.4308e-07 | 1.5664e-06 | 3.4404e-07 | 2.8046e-06 | 5.7399e-07 | 1.1271e-06 | 1.0084e-07 | 2.5241e-07 | 1.3234e-06 | 1.0365e-06 | 3.0097e-07 | 4.9905e-07 | 4.7014e-06 | 0.00028317 | 8.8689e-05
8576 | 8.2807e-05 | 3.4071e-05 | 3.3912e-05 | 0.00010028 | 4.9073e-05 | 5.128e-05 | 2.3069e-05 | 6.7558e-05 | 2.9398e-05 | 6.4107e-05 | 1.6805e-05 | 2.5472e-05 | 4.5061e-05 | 5.4668e-05 | 2.1927e-05 | 4.0252e-05 | 7.8405e-05 | 0.00025735 | 8.5353e-05
8577 | 0.0002478 | 0.00011367 | 0.00011512 | 0.00033019 | 0.00021386 | 0.00018895 | 9.595e-05 | 0.00020715 | 0.00011483 | 0.00020415 | 8.5825e-05 | 8.2311e-05 | 0.00021121 | 0.00016793 | 0.00014753 | 0.00014487 | 0.00023496 | 0.00025976 | 8.3139e-05
8578 | 0.00038625 | 0.00021023 | 0.00021594 | 0.00048454 | 0.00037327 | 0.00029822 | 0.00019629 | 0.00033867 | 0.00018644 | 0.00034016 | 0.00025876 | 0.00020544 | 0.00032963 | 0.00028909 | 0.0003091 | 0.00025064 | 0.00036837 | 0.00024888 | 6.2674e-05
8579 | 0.00045789 | 0.00024024 | 0.00023582 | 0.00056715 | 0.00029827 | 0.0003635 | 0.00023956 | 0.00042378 | 0.00023454 | 0.00042109 | 0.00035627 | 0.00030076 | 0.00032879 | 0.00033628 | 0.00043373 | 0.00029781 | 0.00047644 | 0.00023506 | 3.4564e-05
8580 | 0.00047156 | 0.00022765 | 0.00024967 | 0.00062152 | 0.00028388 | 0.00037373 | 0.00030919 | 0.00042695 | 0.00026702 | 0.00044385 | 0.00039344 | 0.00037565 | 0.00029552 | 0.000344 | 0.00047012 | 0.00022787 | 0.0005112 | 0.00023581 | 2.3916e-05
8581 | 0.00044886 | 0.0002382 | 0.00022863 | 0.00055253 | 0.00015724 | 0.00033992 | 0.00035734 | 0.00043105 | 0.00028696 | 0.00024425 | 0.00040207 | 0.00030313 | 0.0002804 | 0.00035027 | 0.00045018 | 0.00020924 | 0.0004426 | 0.00025068 | 5.5949e-05
8582 | 0.00037811 | 0.00021619 | 0.00029911 | 0.00044758 | 0.00011871 | 0.00027122 | 0.00030987 | 0.00034039 | 0.00025564 | 0.00023813 | 0.00033929 | 0.0001506 | 0.00021971 | 0.00029648 | 0.00037597 | 0.00016226 | 0.00031678 | 0.00026104 | 4.9297e-05
8583 | 0.00023293 | 0.0001603 | 0.00020953 | 0.00026847 | 9.616e-05 | 0.00017544 | 0.00018619 | 0.00021252 | 0.00016032 | 0.00014008 | 0.00022772 | 8.7767e-05 | 0.00012633 | 0.00019899 | 0.00022551 | 0.0001294 | 0.00015669 | 0.00025926 | 7.5544e-05
8584 | 7.8263e-05 | 9.7754e-05 | 0.00012105 | 0.00012524 | 4.8773e-05 | 7.1031e-05 | 7.0837e-05 | 8.798e-05 | 6.7129e-05 | 9.4385e-05 | 0.00014424 | 7.0891e-05 | 4.9078e-05 | 0.00017733 | 5.4739e-05 | 9.4897e-05 | 5.7666e-05 | 0.0002455 | 0.00010427
8585 | 1.7995e-05 | 6.0893e-05 | 6.9291e-05 | 5.8604e-05 | 9.0528e-07 | 3.3436e-05 | 3.2605e-05 | 3.572e-05 | 4.0253e-05 | 2.8693e-05 | 9.5698e-05 | 3.6409e-05 | 4.7778e-06 | 0.00013824 | 1.2882e-06 | 4.4001e-05 | 4.0208e-06 | 0.00026003 | 9.5133e-05
8586 | 2.244e-05 | 4.4251e-05 | 5.1547e-05 | 6.8944e-05 | 0 | 5.7844e-05 | 3.732e-05 | 4.11e-05 | 4.2329e-05 | 2.4798e-05 | 6.7212e-05 | 3.5575e-05 | 3.7506e-06 | 0.00013378 | 2.1965e-06 | 2.6685e-05 | 3.2412e-06 | 0.00027094 | 9.9922e-05
8587 | 2.1419e-05 | 2.4407e-05 | 1.0885e-05 | 4.4966e-05 | 0 | 5.6806e-05 | 3.0924e-05 | 3.3226e-05 | 4.7385e-05 | 1.3258e-05 | 2.9211e-05 | 2.7259e-05 | 4.6968e-06 | 0.00010017 | 7.3378e-06 | 1.7792e-05 | 5.8575e-06 | 0.00026973 | 9.1493e-05
8588 | 1.675e-05 | 1.3646e-05 | 4.4329e-06 | 2.7912e-05 | 0 | 3.9663e-05 | 1.3971e-05 | 2.3894e-05 | 3.0356e-05 | 9.3506e-06 | 1.0913e-05 | 1.7702e-05 | 1.9784e-06 | 3.5563e-05 | 7.4629e-06 | 0 | 6.0172e-06 | 0.00027222 | 7.0453e-05
8589 | 3.9717e-06 | 7.1823e-06 | 2.7311e-06 | 1.0993e-05 | 0 | 2.0873e-05 | 3.5984e-06 | 1.3988e-05 | 1.4591e-05 | 3.876e-06 | 4.0193e-06 | 8.1368e-06 | 7.1074e-07 | 9.64e-06 | 6.2468e-06 | 0 | 4.2151e-06 | 0.00028341 | 6.4267e-05
8590 | 4.4087e-07 | 5.4412e-06 | 1.1224e-06 | 1.2886e-06 | 0 | 6.8073e-06 | 1.0589e-06 | 3.8644e-06 | 7.9791e-06 | 0 | 0 | 1.7001e-06 | 5.9053e-10 | 2.7661e-06 | 2.6078e-06 | 0 | 2.2539e-07 | 0.00027952 | 7.2068e-05
8591 | 2.4479e-08 | 3.4364e-06 | 2.8108e-07 | 0 | 0 | 1.0742e-06 | 3.872e-07 | 1.1898e-06 | 3.9424e-06 | 0 | 0 | 2.4657e-07 | 7.8737e-10 | 5.1663e-07 | 4.3494e-08 | 0 | 0 | 0.00028124 | 8.3626e-05
8592 | 0 | 8.2278e-07 | 8.3024e-09 | 0 | 0 | 2.9923e-08 | 0 | 2.0818e-07 | 7.551e-07 | 0 | 0 | 5.9112e-08 | 8.0527e-10 | 2.7704e-08 | 0 | 0 | 0 | 0.00028275 | 8.3028e-05
8593 | 0 | 4.9929e-07 | 9.5981e-11 | 0 | 0 | 2.2594e-07 | 0 | 1.7334e-08 | 2.8278e-09 | 1.7697e-08 | 0 | 1.1485e-09 | 7.8737e-10 | 0 | 0 | 0 | 0 | 0.00029887 | 9.6059e-05
8594 | 0 | 5.5097e-07 | 9.5981e-11 | 0 | 0 | 2.8086e-07 | 0 | 0 | 0 | 1.8681e-08 | 0 | 7.1782e-11 | 6.8001e-10 | 0 | 0 | 0 | 0 | 0.00031656 | 0.00010205
8595 | 0 | 2.2118e-07 | 4.7991e-11 | 0 | 0 | 2.8067e-07 | 0 | 0 | 0 | 0 | 0 | 6.1015e-10 | 7.6948e-10 | 0 | 0 | 0 | 0 | 0.00032496 | 0.00011399
8596 | 0 | 0 | 3.8393e-10 | 0 | 0 | 1.2045e-07 | 0 | 0 | 0 | 0 | 1.1548e-09 | 0 | 7.5158e-10 | 0 | 0 | 0 | 0 | 0.00031289 | 0.00015391
8597 | 0 | 0 | 9.5981e-11 | 0 | 0 | 0 | 0 | 0 | 0 | 0 | 0 | 0 | 7.3369e-10 | 2.9008e-09 | 0 | 0 | 0 | 0.0002783 | 0.0001637
8598 | 0 | 0 | 4.7991e-11 | 0 | 0 | 0 | 7.1468e-10 | 0 | 0 | 1.8189e-08 | 0 | 0 | 7.3369e-10 | 0 | 0 | 0 | 0 | 0.0002197 | 0.00014352
8599 | 3.1416e-06 | 6.6079e-07 | 6.1018e-07 | 2.1823e-06 | 1.0597e-07 | 1.7353e-06 | 4.2002e-07 | 1.9194e-06 | 6.6355e-07 | 8.3165e-07 | 1.5859e-07 | 7.5195e-07 | 1.0282e-06 | 1.2296e-06 | 4.2271e-07 | 4.4998e-07 | 2.833e-06 | 0.00017407 | 0.00011458
8600 | 7.6271e-05 | 3.8724e-05 | 4.9685e-05 | 9.9796e-05 | 4.0249e-05 | 5.5418e-05 | 3.8581e-05 | 6.4737e-05 | 3.7405e-05 | 3.3779e-05 | 3.5785e-05 | 4.8707e-05 | 3.6054e-05 | 4.6621e-05 | 4.0094e-05 | 3.9521e-05 | 7.5544e-05 | 0.00015788 | 0.00010893
8601 | 0.00024866 | 0.0001554 | 0.00018632 | 0.00032494 | 0.0001966 | 0.00019493 | 0.00016786 | 0.0002255 | 0.00015267 | 0.00016055 | 0.00015971 | 0.00018006 | 0.00013587 | 0.00015241 | 0.00019011 | 0.00015083 | 0.00025175 | 0.00013439 | 8.084e-05
8602 | 0.00038526 | 0.00028197 | 0.00033436 | 0.00051539 | 0.00037459 | 0.00031601 | 0.00030697 | 0.00036379 | 0.00025478 | 0.00027646 | 0.00029525 | 0.0003212 | 0.00029409 | 0.00029568 | 0.00033603 | 0.00027463 | 0.00040869 | 9.876e-05 | 4.8201e-05
8603 | 0.00045946 | 0.00036704 | 0.0004206 | 0.00062027 | 0.00047396 | 0.00038942 | 0.00039583 | 0.00044822 | 0.00032393 | 0.00043474 | 0.00037244 | 0.00035821 | 0.00043287 | 0.0003484 | 0.00043878 | 0.00037167 | 0.00048757 | 5.8634e-05 | 4.1716e-05
8604 | 0.0004789 | 0.00040346 | 0.00047154 | 0.00067074 | 0.00051682 | 0.00041665 | 0.00043484 | 0.00047975 | 0.00035525 | 0.0004688 | 0.00041706 | 0.00033989 | 0.00044477 | 0.00037654 | 0.00047439 | 0.00044507 | 0.00050715 | 3.392e-05 | 5.7032e-05
8605 | 0.00044672 | 0.00039247 | 0.00046389 | 0.00064857 | 0.00048958 | 0.00040984 | 0.00042538 | 0.00047159 | 0.00035764 | 0.00047053 | 0.0004181 | 0.00037978 | 0.00047063 | 0.00040844 | 0.00045593 | 0.00045891 | 0.00047049 | 3.0265e-05 | 3.5647e-05
8606 | 0.0003633 | 0.00033498 | 0.00040585 | 0.00053944 | 0.00040281 | 0.00034957 | 0.00035407 | 0.0003931 | 0.00030079 | 0.00038704 | 0.00037142 | 0.00029438 | 0.00039911 | 0.00038674 | 0.00038398 | 0.00037998 | 0.00037475 | 3.1122e-05 | 3.7347e-05
8607 | 0.00021886 | 0.00021517 | 0.0002573 | 0.00031735 | 0.00024169 | 0.00022201 | 0.00021293 | 0.00024425 | 0.00018173 | 0.00023763 | 0.0002347 | 0.00017513 | 0.00024055 | 0.00026191 | 0.00022892 | 0.00024016 | 0.00020847 | 2.7569e-05 | 6.0624e-05
8608 | 6.4901e-05 | 0.00011865 | 0.00012204 | 0.00013666 | 6.8384e-05 | 8.35e-05 | 7.9336e-05 | 8.9886e-05 | 7.7433e-05 | 9.7614e-05 | 0.00014736 | 7.4219e-05 | 7.3745e-05 | 0.00018689 | 5.6174e-05 | 0.00010949 | 5.1872e-05 | 2.9894e-05 | 6.2184e-05
8609 | 1.7087e-05 | 8.2982e-05 | 7.1026e-05 | 5.8633e-05 | 6.6538e-07 | 3.3354e-05 | 3.3073e-05 | 3.562e-05 | 5.1685e-05 | 2.6334e-05 | 9.533e-05 | 3.8185e-05 | 6.5533e-06 | 0.00014153 | 1.0325e-06 | 4.4342e-05 | 3.4699e-06 | 2.538e-05 | 4.0338e-05
8610 | 2.2431e-05 | 8.156e-05 | 6.8092e-05 | 6.7073e-05 | 0 | 5.993e-05 | 3.9132e-05 | 4.2773e-05 | 5.9076e-05 | 2.8447e-05 | 7.7585e-05 | 4.6111e-05 | 4.4173e-06 | 0.00013517 | 2.1928e-06 | 4.2359e-05 | 3.2262e-06 | 3.3319e-05 | 2.5283e-05
8611 | 2.1277e-05 | 5.7568e-05 | 3.8103e-05 | 4.787e-05 | 0 | 5.9863e-05 | 3.6548e-05 | 3.7617e-05 | 5.7696e-05 | 1.7552e-05 | 3.1908e-05 | 4.5618e-05 | 7.3766e-06 | 0.00011081 | 7.3469e-06 | 2.9668e-05 | 5.8564e-06 | 3.2796e-05 | 2.1564e-05
8612 | 1.6776e-05 | 3.0441e-05 | 1.896e-05 | 2.981e-05 | 0 | 4.4411e-05 | 2.2828e-05 | 2.7764e-05 | 3.8002e-05 | 1.1794e-05 | 1.2192e-05 | 3.0101e-05 | 5.9343e-06 | 4.4419e-05 | 7.4611e-06 | 0 | 6.0305e-06 | 3.5064e-05 | 1.9434e-05
8613 | 4.0305e-06 | 1.2988e-05 | 8.8707e-06 | 1.224e-05 | 0 | 2.5713e-05 | 7.8422e-06 | 1.6791e-05 | 1.7162e-05 | 7.6652e-06 | 4.1019e-06 | 1.9287e-05 | 3.4926e-06 | 1.1643e-05 | 6.6927e-06 | 0 | 5.646e-06 | 5.1739e-05 | 5.29e-06
8614 | 3.7806e-07 | 6.8448e-06 | 3.6946e-06 | 1.894e-06 | 0 | 7.9578e-06 | 1.9779e-06 | 5.4014e-06 | 9.2768e-06 | 3.1457e-06 | 0 | 8.0312e-06 | 1.0257e-06 | 3.2834e-06 | 2.6115e-06 | 0 | 1.6134e-06 | 6.4339e-05 | 3.8221e-06
8615 | 0 | 3.8707e-06 | 9.638e-07 | 0 | 0 | 1.1919e-06 | 8.2842e-07 | 1.4319e-06 | 4.1059e-06 | 1.2437e-07 | 0 | 1.9717e-06 | 3.0591e-08 | 8.3413e-07 | 5.4368e-09 | 0 | 0 | 5.1731e-05 | 1.5018e-07
8616 | 0 | 1.1986e-06 | 4.1286e-07 | 0 | 0 | 8.352e-08 | 1.8003e-08 | 2.0189e-07 | 9.8067e-07 | 1.8681e-08 | 1.1548e-09 | 2.3064e-07 | 8.9474e-10 | 1.2445e-07 | 0 | 0 | 0 | 9.2302e-05 | 5.9631e-08
8617 | 0 | 5.1287e-07 | 1.3185e-07 | 0 | 0 | 2.4298e-07 | 0 | 9.8227e-09 | 7.3051e-09 | 1.8189e-08 | 0 | 3.8725e-07 | 1.87e-09 | 1.4504e-08 | 0 | 0 | 0 | 0.00011276 | 4.4976e-06
8618 | 0 | 5.5097e-07 | 2.853e-08 | 0 | 0 | 2.8086e-07 | 0 | 0 | 9.1903e-09 | 8.3571e-09 | 0 | 4.5813e-07 | 6.6211e-10 | 0 | 0 | 0 | 0 | 0.00012408 | 2.1198e-06
8619 | 0 | 5.4834e-07 | 4.5591e-09 | 0 | 0 | 2.8067e-07 | 0 | 0 | 2.3565e-10 | 0 | 0 | 3.6948e-07 | 7.5158e-10 | 0 | 0 | 0 | 0 | 0.000147 | 1.3288e-06
8620 | 0 | 1.6424e-07 | 1.3101e-08 | 0 | 0 | 2.2821e-07 | 0 | 0 | 0 | 0 | 0 | 1.2203e-08 | 1.0916e-09 | 3.2232e-11 | 0 | 0 | 0 | 0.00015942 | 5.9758e-06
8621 | 0 | 0 | 2.3995e-10 | 0 | 0 | 3.0491e-08 | 0 | 0 | 0 | 9.3403e-09 | 0 | 6.4604e-10 | 7.3369e-10 | 2.9331e-09 | 0 | 0 | 0 | 0.00015929 | 1.4008e-05
8622 | 0 | 0 | 9.5981e-11 | 0 | 0 | 0 | 1.6877e-10 | 0 | 0 | 9.3403e-09 | 0 | 0 | 4.4737e-10 | 0 | 0 | 0 | 0 | 0.00018233 | 9.9811e-06
8623 | 4.3188e-06 | 1.5865e-07 | 4.9788e-08 | 1.2437e-06 | 0 | 7.755e-07 | 8.8085e-08 | 2.7379e-06 | 2.492e-07 | 4.9717e-07 | 5.9184e-08 | 1.735e-07 | 1.1708e-06 | 7.5758e-07 | 2.0818e-07 | 1.7638e-08 | 3.1307e-06 | 0.00018161 | 5.9252e-07
8624 | 7.3183e-05 | 1.3523e-05 | 1.906e-05 | 5.7191e-05 | 6.4401e-06 | 3.198e-05 | 2.1125e-05 | 6.8126e-05 | 2.3407e-05 | 3.9084e-05 | 1.9304e-05 | 2.7814e-05 | 5.2122e-05 | 4.6528e-05 | 1.9194e-05 | 5.3596e-06 | 5.9154e-05 | 0.00019113 | 4.1017e-07
8625 | 0.0002164 | 4.5766e-05 | 6.4621e-05 | 0.00017089 | 5.1129e-05 | 8.1496e-05 | 8.1633e-05 | 0.00018546 | 6.5463e-05 | 0.0001437 | 7.1263e-05 | 9.8603e-05 | 0.00021795 | 0.00014817 | 7.9668e-05 | 4.453e-05 | 0.0001795 | 0.00021554 | 6.8361e-07
8626 | 0.00033986 | 9.488e-05 | 0.0001606 | 0.00028885 | 0.00016213 | 0.00013704 | 0.00013669 | 0.00029743 | 0.00011386 | 0.00029724 | 0.00014394 | 0.00028991 | 0.00036214 | 0.00019407 | 0.00018031 | 0.00012699 | 0.00027662 | 0.00021525 | 3.3374e-07
8627 | 0.00040791 | 0.0001797 | 0.00028458 | 0.00049148 | 0.00039531 | 0.00021849 | 0.00019813 | 0.00040648 | 0.00014788 | 0.00026157 | 0.00015454 | 0.00023905 | 0.00043355 | 0.00018016 | 0.00020662 | 0.00031107 | 0.00039926 | 0.00022447 | 3.4794e-06
8628 | 0.00044581 | 0.0002415 | 0.00033204 | 0.00055506 | 0.00025841 | 0.00033298 | 0.00027292 | 0.00040714 | 0.00014608 | 0.00018835 | 0.00019253 | 0.00031389 | 0.00034142 | 0.0001693 | 0.00020851 | 0.00033107 | 0.00046418 | 0.00022913 | 4.6232e-06
8629 | 0.00038826 | 0.00023913 | 0.00030332 | 0.0005934 | 0.00025182 | 0.00034303 | 0.00033685 | 0.0003304 | 0.00021139 | 0.00023824 | 0.00031337 | 0.0003576 | 0.00020699 | 0.00016864 | 0.0003281 | 0.00021263 | 0.00043086 | 0.0002237 | 2.5235e-06
8630 | 0.00029906 | 0.00023362 | 0.00027926 | 0.00048145 | 0.00017966 | 0.00029253 | 0.00027274 | 0.00031266 | 0.00023577 | 0.00015937 | 0.00028612 | 0.00030064 | 0.00010033 | 0.00014656 | 0.00034163 | 0.00020246 | 0.00034266 | 0.00021263 | 3.6649e-06
8631 | 0.00017497 | 0.0001616 | 0.0002154 | 0.00029392 | 9.5392e-05 | 0.00019803 | 0.00015754 | 0.00020675 | 0.00015711 | 0.00011427 | 0.00014784 | 0.00014731 | 4.0036e-05 | 9.2388e-05 | 0.00013105 | 0.00014893 | 0.00018065 | 0.00020916 | 2.6563e-06
8632 | 5.3429e-05 | 0.00010454 | 0.00010655 | 0.00011669 | 4.0035e-05 | 7.4651e-05 | 6.9e-05 | 7.5847e-05 | 7.3729e-05 | 5.8043e-05 | 0.00012217 | 7.0237e-05 | 5.9041e-06 | 0.00015457 | 4.8637e-05 | 9.5807e-05 | 4.8149e-05 | 0.00022448 | 3.0659e-06
8633 | 1.671e-05 | 6.4608e-05 | 6.953e-05 | 4.1894e-05 | 1.24e-06 | 3.2409e-05 | 3.3717e-05 | 3.5049e-05 | 4.4605e-05 | 2.1755e-05 | 6.4323e-05 | 4.5088e-05 | 2.2794e-06 | 0.00012639 | 1.2306e-06 | 2.9422e-05 | 3.5316e-06 | 0.00024892 | 2.7047e-06
8634 | 2.2398e-05 | 2.9024e-05 | 5.6533e-05 | 5.6157e-05 | 0 | 5.3931e-05 | 2.7114e-05 | 4.0538e-05 | 3.4379e-05 | 1.4589e-05 | 1.7861e-05 | 4.5588e-05 | 4.6096e-06 | 4.6356e-05 | 2.2001e-06 | 1.7953e-05 | 3.2351e-06 | 0.00024929 | 4.8637e-06
8635 | 2.1127e-05 | 1.0188e-05 | 1.8852e-05 | 4.0472e-05 | 0 | 4.5259e-05 | 1.719e-05 | 3.295e-05 | 2.4083e-05 | 1.1611e-05 | 1.1846e-05 | 3.2781e-05 | 5.7525e-06 | 1.0166e-05 | 7.3523e-06 | 3.4861e-06 | 5.8564e-06 | 0.00024328 | 7.1613e-06
8636 | 1.3443e-05 | 7.291e-06 | 8.1143e-06 | 2.2108e-05 | 0 | 3.2048e-05 | 6.8898e-06 | 2.3048e-05 | 1.7357e-05 | 4.7859e-06 | 3.0764e-06 | 1.9423e-05 | 2.6959e-06 | 4.4114e-06 | 5.4386e-06 | 0 | 6.0239e-06 | 0.00023993 | 6.6045e-06
8637 | 3.2317e-06 | 5.5709e-06 | 4.0626e-06 | 2.9526e-06 | 0 | 1.4928e-05 | 1.8497e-06 | 1.2494e-05 | 7.6257e-06 | 9.9253e-07 | 0 | 8.8632e-06 | 1.0499e-06 | 1.8228e-06 | 8.9707e-07 | 0 | 5.1245e-06 | 0.00023537 | 2.5878e-06
8638 | 5.2172e-08 | 1.1507e-06 | 2.0134e-06 | 0 | 0 | 3.1628e-06 | 1.4519e-07 | 4.5375e-06 | 2.8819e-06 | 1.0056e-06 | 0 | 2.132e-06 | 1.7814e-08 | 3.2925e-07 | 0 | 0 | 5.0422e-07 | 0.00024309 | 6.6327e-07
8639 | 0 | 1.3104e-07 | 5.8529e-07 | 0 | 0 | 4.6616e-07 | 0 | 6.2958e-07 | 9.5559e-07 | 4.4833e-07 | 0 | 3.7783e-07 | 7.9632e-10 | 2.4775e-08 | 0 | 0 | 0 | 0.00025165 | 3.6367e-07
8640 | 0 | 0 | 1.1753e-07 | 0 | 0 | 3.462e-08 | 0 | 4.1024e-08 | 2.7332e-07 | 2.3597e-08 | 0 | 1.0887e-07 | 5.9053e-10 | 1.2893e-11 | 0 | 0 | 0 | 0.00026146 | 2.9763e-06
8641 | 0 | 4.9535e-07 | 1.9436e-09 | 0 | 0 | 2.2575e-07 | 0 | 1.7334e-09 | 0 | 1.9172e-08 | 0 | 3.5704e-07 | 6.0843e-10 | 0 | 0 | 0 | 0 | 0.0002827 | 7.7678e-06
8642 | 0 | 2.4351e-07 | 9.5981e-11 | 0 | 0 | 2.6495e-07 | 0 | 0 | 0 | 1.6714e-08 | 0 | 3.5388e-07 | 5.9053e-10 | 0 | 0 | 0 | 0 | 0.00030788 | 8.7006e-05
8643 | 0 | 0 | 4.7991e-11 | 0 | 0 | 2.784e-08 | 0 | 0 | 0 | 0 | 0 | 1.6438e-08 | 5.1895e-10 | 0 | 0 | 0 | 0 | 0.00035835 | 0.00010736
8644 | 0 | 0 | 2.1596e-10 | 0 | 0 | 0 | 0 | 0 | 0 | 0 | 1.1548e-09 | 7.1782e-10 | 6.2632e-10 | 0 | 0 | 0 | 0 | 0.00037767 | 0.00022414
8645 | 0 | 0 | 4.7991e-11 | 0 | 0 | 0 | 0 | 0 | 0 | 0 | 0 | 0 | 5.9053e-10 | 0 | 0 | 0 | 0 | 0.0003709 | 0.00025969
8646 | 0 | 0 | 1.4397e-10 | 0 | 0 | 0 | 2.6254e-10 | 0 | 0 | 1.6714e-08 | 0 | 6.4604e-10 | 5.7264e-10 | 0 | 0 | 0 | 0 | 0.00035535 | 0.00023078
8647 | 2.5721e-06 | 1.0376e-07 | 1.6786e-07 | 1.2154e-06 | 4.0113e-09 | 6.7186e-07 | 1.7789e-07 | 2.2215e-06 | 9.3722e-08 | 3.7879e-07 | 3.2494e-08 | 1.7007e-07 | 9.8006e-07 | 6.1191e-07 | 3.8216e-07 | 1.9246e-07 | 2.7449e-06 | 0.00035325 | 0.00022474
8648 | 6.3385e-05 | 2.558e-05 | 3.8734e-05 | 3.9079e-05 | 2.9931e-05 | 2.1542e-05 | 3.0577e-05 | 5.1045e-05 | 2.2604e-05 | 3.8059e-05 | 3.037e-05 | 2.6692e-05 | 4.9239e-05 | 3.7912e-05 | 3.2318e-05 | 3.4192e-05 | 5.9415e-05 | 0.00035751 | 0.00017116
8649 | 0.00019775 | 0.00011287 | 0.00013587 | 0.00011921 | 0.00014099 | 9.8561e-05 | 0.00014736 | 0.00014317 | 0.00011042 | 6.874e-05 | 0.00014634 | 8.431e-05 | 0.00017035 | 0.00010093 | 0.00016839 | 0.00012112 | 0.00017338 | 0.00037528 | 0.00015622
8650 | 0.00029718 | 0.00022555 | 0.00020665 | 0.00031973 | 0.00017534 | 0.00022004 | 0.00029625 | 0.00024937 | 0.0002244 | 0.00012623 | 0.00028325 | 0.00020363 | 0.00034744 | 0.00014975 | 0.00032977 | 0.00016521 | 0.00027225 | 0.00039988 | 0.00018972
8651 | 0.00036035 | 0.00034195 | 0.00030652 | 0.00050315 | 0.000357 | 0.00032636 | 0.00040704 | 0.00034515 | 0.00031368 | 0.00029675 | 0.00037099 | 0.00026161 | 0.00046942 | 0.00025746 | 0.00044284 | 0.0003676 | 0.00036096 | 0.00040127 | 0.00022877
8652 | 0.00038808 | 0.00038674 | 0.00032443 | 0.00057573 | 0.00045576 | 0.00037172 | 0.00045801 | 0.0003966 | 0.00036267 | 0.00027673 | 0.00041247 | 0.00022677 | 0.00046527 | 0.00031604 | 0.0004861 | 0.00044499 | 0.00040748 | 0.00039156 | 0.00020423
8653 | 0.00034566 | 0.00038061 | 0.0002867 | 0.00058216 | 0.00043328 | 0.00036834 | 0.00043837 | 0.00038755 | 0.00036457 | 0.00028002 | 0.00041628 | 0.00024863 | 0.00036603 | 0.00029511 | 0.00046931 | 0.00043858 | 0.00037355 | 0.00038556 | 0.00020456
8654 | 0.00022538 | 0.00033106 | 0.00022913 | 0.00048007 | 0.00040175 | 0.00031207 | 0.00036163 | 0.00028467 | 0.00030847 | 0.00026555 | 0.00037433 | 0.00020864 | 0.00026639 | 0.00023403 | 0.00038663 | 0.00038797 | 0.00023106 | 0.00038475 | 0.00023056
8655 | 0.00015941 | 0.00022209 | 0.0001842 | 0.00028904 | 0.00025316 | 0.00020739 | 0.00022059 | 0.00019654 | 0.00019223 | 0.00015035 | 0.0002472 | 0.00010782 | 0.00017892 | 0.00018549 | 0.00023507 | 0.00025089 | 0.00010299 | 0.00038781 | 0.00023037
8656 | 6.7834e-05 | 0.00012423 | 0.00011096 | 0.00011483 | 7.4265e-05 | 8.1706e-05 | 8.334e-05 | 9.5395e-05 | 8.2546e-05 | 7.1624e-05 | 0.00015134 | 7.033e-05 | 6.3756e-05 | 0.000176 | 6.1022e-05 | 0.00011418 | 3.6495e-05 | 0.00038554 | 0.00018561
8657 | 1.8687e-05 | 8.5751e-05 | 6.9141e-05 | 4.1398e-05 | 1.6102e-06 | 3.4088e-05 | 3.5793e-05 | 3.7934e-05 | 5.2451e-05 | 2.5109e-05 | 9.6549e-05 | 4.2521e-05 | 7.2931e-06 | 0.00013807 | 1.9027e-06 | 4.5604e-05 | 3.7824e-06 | 0.0003714 | 0.00014522
8658 | 2.2396e-05 | 8.7574e-05 | 3.6085e-05 | 5.4624e-05 | 0 | 5.9164e-05 | 4.0212e-05 | 4.0936e-05 | 6.3815e-05 | 1.7309e-05 | 7.4432e-05 | 4.0231e-05 | 4.1358e-06 | 0.00012189 | 2.1946e-06 | 3.5429e-05 | 3.2373e-06 | 0.00035239 | 0.00020935
8659 | 2.0359e-05 | 5.9932e-05 | 2.1763e-05 | 4.2029e-05 | 0 | 5.5252e-05 | 3.5766e-05 | 3.2933e-05 | 5.8371e-05 | 1.3301e-05 | 2.6207e-05 | 3.1181e-05 | 6.8752e-06 | 5.3931e-05 | 7.3414e-06 | 1.7651e-05 | 5.8575e-06 | 0.00034045 | 0.0002065
8660 | 1.2665e-05 | 2.4421e-05 | 8.9284e-06 | 2.5058e-05 | 0 | 3.8928e-05 | 2.3079e-05 | 2.1549e-05 | 3.566e-05 | 8.7201e-06 | 1.2412e-05 | 1.7805e-05 | 5.5528e-06 | 1.0979e-05 | 7.4592e-06 | 0 | 5.9504e-06 | 0.00034848 | 0.00022627
8661 | 6.0208e-07 | 1.1911e-05 | 4.3135e-06 | 4.9557e-06 | 0 | 1.9624e-05 | 8.1298e-06 | 9.502e-06 | 1.6216e-05 | 1.4591e-06 | 4.1498e-06 | 7.7846e-06 | 2.5465e-06 | 3.9632e-06 | 7.0805e-06 | 0 | 1.2277e-06 | 0.0003719 | 0.00020621
8662 | 0 | 6.7988e-06 | 1.5293e-06 | 4.9686e-08 | 0 | 5.0242e-06 | 2.4089e-06 | 3.9505e-06 | 9.2362e-06 | 9.3403e-09 | 0 | 1.9904e-06 | 6.0185e-07 | 1.3585e-06 | 2.6876e-06 | 0 | 2.7548e-07 | 0.00038076 | 0.00020916
8663 | 0 | 3.6571e-06 | 6.6765e-07 | 0 | 0 | 6.2659e-07 | 1.0113e-06 | 7.3471e-07 | 3.7813e-06 | 1.3765e-08 | 1.1548e-09 | 7.7845e-07 | 7.3995e-09 | 2.2906e-07 | 4.5306e-08 | 0 | 0 | 0.00038279 | 0.00021447
8664 | 0 | 4.4095e-07 | 3.3699e-07 | 0 | 0 | 7.7459e-08 | 6.6676e-10 | 2.1379e-08 | 9.744e-07 | 1.8681e-08 | 0 | 3.0744e-07 | 5.7264e-10 | 2.3497e-08 | 0 | 0 | 0 | 0.00039785 | 0.00020953
8665 | 0 | 4.9579e-07 | 4.6119e-08 | 0 | 0 | 2.3882e-07 | 0 | 0 | 9.426e-09 | 1.8189e-08 | 0 | 4.158e-07 | 6.2632e-10 | 6.4227e-09 | 0 | 0 | 0 | 0.00040569 | 0.00019717
8666 | 0 | 5.5185e-07 | 3.5993e-10 | 0 | 0 | 2.8086e-07 | 0 | 0 | 1.1311e-08 | 1.7697e-08 | 0 | 4.3378e-07 | 4.8316e-10 | 0 | 0 | 0 | 0 | 0.00040355 | 0.00019973
8667 | 0 | 5.4878e-07 | 9.5981e-11 | 0 | 0 | 2.8067e-07 | 0 | 0 | 2.3565e-10 | 0 | 0 | 3.9588e-07 | 5.1895e-10 | 0 | 0 | 0 | 0 | 0.00039315 | 0.00021225
8668 | 0 | 1.5329e-08 | 2.3995e-10 | 0 | 0 | 1.1363e-07 | 0 | 0 | 2.3565e-10 | 0 | 0 | 2.9072e-08 | 4.6527e-10 | 0 | 0 | 0 | 0 | 0.0003922 | 0.00021835
8669 | 0 | 0 | 1.4397e-10 | 0 | 0 | 0 | 0 | 0 | 0 | 0 | 0 | 0 | 6.8001e-10 | 0 | 0 | 0 | 0 | 0.00037694 | 0.00022397
8670 | 0 | 0 | 9.5981e-11 | 0 | 0 | 0 | 0 | 0 | 0 | 1.7206e-08 | 0 | 0 | 7.1579e-10 | 0 | 0 | 0 | 0 | 0.00032413 | 0.0001923
8671 | 2.3038e-06 | 6.6516e-07 | 3.5871e-07 | 2.1177e-06 | 2.6854e-07 | 1.3687e-06 | 3.9949e-07 | 1.8046e-06 | 7.196e-07 | 2.1867e-07 | 1.7595e-07 | 1.2649e-07 | 8.5853e-07 | 6.7967e-07 | 3.3771e-07 | 6.9359e-07 | 2.5984e-06 | 0.00031106 | 0.00016881
8672 | 6.97e-05 | 4.0661e-05 | 4.2219e-05 | 9.87e-05 | 4.4064e-05 | 5.3971e-05 | 4.0618e-05 | 6.1953e-05 | 4.3234e-05 | 1.753e-05 | 3.3285e-05 | 1.7607e-05 | 3.8817e-05 | 3.8872e-05 | 3.8224e-05 | 4.8381e-05 | 6.5181e-05 | 0.00030229 | 0.0001657
8673 | 0.00023441 | 0.00016022 | 0.00016626 | 0.00032764 | 0.00020105 | 0.00019576 | 0.000175 | 0.00021101 | 0.00017637 | 5.6554e-05 | 0.00014997 | 0.00014083 | 0.00012268 | 0.00012272 | 0.00018843 | 0.00017717 | 0.000229 | 0.00030923 | 0.00014717
8674 | 0.00037193 | 0.00028713 | 0.00026656 | 0.0005259 | 0.00036613 | 0.00031983 | 0.00031196 | 0.00034573 | 0.00029274 | 0.0001939 | 0.00026851 | 0.00017646 | 0.00019161 | 0.00022364 | 0.00032938 | 0.00030419 | 0.0003792 | 0.00027575 | 0.00015719
8675 | 0.00044358 | 0.00036079 | 0.00027969 | 0.00061456 | 0.00047456 | 0.0003905 | 0.00038704 | 0.00042895 | 0.00037762 | 0.00042546 | 0.00033856 | 0.0002465 | 0.00025094 | 0.000314 | 0.00043867 | 0.00039735 | 0.00046926 | 0.00027065 | 0.00014913
8676 | 0.00046834 | 0.0003723 | 0.00027822 | 0.00065638 | 0.00037683 | 0.00041877 | 0.00040015 | 0.00045822 | 0.00040454 | 0.00043728 | 0.00030906 | 0.00035395 | 0.00029104 | 0.0002974 | 0.00042333 | 0.0002889 | 0.00049983 | 0.00026118 | 0.00014972
8677 | 0.00043426 | 0.00032253 | 0.00023767 | 0.00061618 | 0.00023995 | 0.00037526 | 0.00037267 | 0.00044902 | 0.00039569 | 0.00033748 | 0.00023407 | 0.00017052 | 0.00032608 | 0.00031582 | 0.00037641 | 0.00024159 | 0.00046316 | 0.0002716 | 0.00013361
8678 | 0.00035445 | 0.00029079 | 0.00023305 | 0.00050919 | 0.00025472 | 0.00031147 | 0.00029287 | 0.00036765 | 0.00032855 | 0.00023426 | 0.00023204 | 0.00012121 | 0.00031141 | 0.00022389 | 0.00023699 | 0.0002355 | 0.00036077 | 0.00026641 | 0.00014813
8679 | 0.00021232 | 0.00019226 | 0.00018228 | 0.00029617 | 0.00018374 | 0.00020153 | 0.00019543 | 0.0002328 | 0.00019514 | 9.0293e-05 | 0.00017159 | 8.7042e-05 | 0.00020722 | 0.00015003 | 0.00017273 | 0.00019732 | 0.00020559 | 0.00025995 | 0.00016146
8680 | 6.6966e-05 | 0.00011979 | 8.4763e-05 | 0.00013566 | 5.2994e-05 | 8.1827e-05 | 7.0582e-05 | 9.0137e-05 | 8.1075e-05 | 6.084e-05 | 0.00012988 | 6.1161e-05 | 8.2962e-05 | 0.00016203 | 4.9187e-05 | 0.00010666 | 5.4973e-05 | 0.00026333 | 0.00018976
8681 | 1.7242e-05 | 8.5626e-05 | 6.7637e-05 | 5.8822e-05 | 3.14e-07 | 3.4111e-05 | 3.3668e-05 | 3.603e-05 | 5.3393e-05 | 2.3027e-05 | 9.5791e-05 | 4.2679e-05 | 8.7294e-06 | 0.00013744 | 1.5223e-06 | 4.379e-05 | 3.6631e-06 | 0.00027815 | 0.00017024
8682 | 2.214e-05 | 8.6631e-05 | 5.2381e-05 | 6.7816e-05 | 0 | 5.9606e-05 | 3.8705e-05 | 4.1922e-05 | 7.0901e-05 | 2.037e-05 | 4.3165e-05 | 4.1562e-05 | 4.538e-06 | 0.00012899 | 2.1946e-06 | 3.1766e-05 | 3.2323e-06 | 0.0002773 | 0.00017367
8683 | 2.0911e-05 | 6.0806e-05 | 1.9307e-05 | 4.7363e-05 | 0 | 5.8252e-05 | 3.2707e-05 | 3.4228e-05 | 6.8996e-05 | 1.1498e-05 | 1.9437e-05 | 3.2789e-05 | 5.2882e-06 | 8.128e-05 | 7.3378e-06 | 1.7443e-05 | 5.8525e-06 | 0.00031859 | 0.00021272
8684 | 1.6383e-05 | 2.5305e-05 | 9.7731e-06 | 2.9768e-05 | 0 | 4.3347e-05 | 2.0353e-05 | 2.3939e-05 | 4.2835e-05 | 8.8991e-06 | 8.9602e-06 | 1.9063e-05 | 2.9732e-06 | 1.9588e-05 | 7.4647e-06 | 0 | 6.035e-06 | 0.00039069 | 0.00023556
8685 | 3.4858e-06 | 1.2004e-05 | 4.1675e-06 | 1.2146e-05 | 0 | 2.4184e-05 | 6.2115e-06 | 1.4589e-05 | 1.7615e-05 | 3.5626e-06 | 4.0193e-06 | 8.9147e-06 | 8.7229e-07 | 5.961e-06 | 4.6158e-06 | 0 | 5.6443e-06 | 0.0004014 | 0.00022134
8686 | 6.5277e-08 | 6.2613e-06 | 2.0462e-06 | 1.699e-06 | 0 | 7.2813e-06 | 2.107e-06 | 4.3647e-06 | 8.8474e-06 | 7.079e-08 | 0 | 2.2664e-06 | 7.6939e-08 | 1.7682e-06 | 1.535e-06 | 0 | 1.7536e-06 | 0.00039287 | 0.00024397
8687 | 0 | 3.7596e-06 | 5.8006e-07 | 0 | 0 | 1.1252e-06 | 1.0333e-06 | 1.2356e-06 | 4.1322e-06 | 0 | 0 | 6.0612e-07 | 8.2316e-10 | 2.9207e-07 | 0 | 0 | 0 | 0.00038036 | 0.00025719
8688 | 0 | 1.2221e-06 | 3.1559e-07 | 0 | 0 | 7.6891e-08 | 6.5009e-09 | 1.7858e-07 | 1.0366e-06 | 1.6223e-08 | 0 | 1.8462e-07 | 7.5158e-10 | 1.4616e-08 | 0 | 0 | 0 | 0.00037903 | 0.00026181
8689 | 0 | 4.9579e-07 | 3.7889e-08 | 0 | 0 | 2.3677e-07 | 0 | 3.9291e-09 | 9.6616e-09 | 1.8681e-08 | 0 | 3.6756e-07 | 1.2616e-09 | 0 | 0 | 0 | 0 | 0.00037232 | 0.00024283
8690 | 0 | 5.5185e-07 | 2.1596e-10 | 0 | 0 | 2.8067e-07 | 0 | 0 | 7.0695e-10 | 1.8189e-08 | 0 | 4.2854e-07 | 7.8737e-10 | 1.0744e-11 | 0 | 0 | 0 | 0.00036664 | 0.00023837
8691 | 0 | 5.4878e-07 | 1.6797e-10 | 0 | 0 | 2.8067e-07 | 0 | 0 | 2.3565e-10 | 0 | 0 | 3.8978e-07 | 7.5158e-10 | 0 | 0 | 0 | 0 | 0.00035988 | 0.00024561
8692 | 0 | 4.2484e-08 | 9.5981e-11 | 0 | 0 | 1.2291e-07 | 0 | 0 | 0 | 0 | 1.1548e-09 | 2.7995e-08 | 6.979e-10 | 0 | 0 | 0 | 0 | 0.00035105 | 0.00024164
8693 | 0 | 0 | 3.5993e-10 | 0 | 0 | 0 | 0 | 0 | 0 | 0 | 0 | 0 | 7.3369e-10 | 3.1587e-09 | 0 | 0 | 0 | 0.00036984 | 0.0002275
8694 | 0 | 0 | 1.4397e-10 | 0 | 0 | 0 | 0 | 0 | 0 | 0 | 0 | 0 | 1.4316e-10 | 0 | 0 | 0 | 0 | 0.00037791 | 0.00023062
8695 | 2.8059e-06 | 1.8069e-07 | 1.1832e-08 | 1.6353e-06 | 7.1313e-08 | 1.281e-06 | 2.0256e-07 | 1.8591e-06 | 6.4063e-07 | 1.8189e-08 | 1.129e-07 | 5.3863e-09 | 7.6056e-07 | 2.6323e-07 | 3.3867e-07 | 2.3396e-07 | 2.5881e-06 | 0.00036461 | 0.0002419
8696 | 7.2638e-05 | 1.8238e-05 | 6.7673e-06 | 9.1048e-05 | 2.4861e-05 | 4.7923e-05 | 2.93e-05 | 5.4561e-05 | 4.2214e-05 | 1.1986e-06 | 3.15e-05 | 5.3346e-07 | 3.3169e-05 | 2.0636e-05 | 3.6958e-05 | 3.0848e-05 | 6.5337e-05 | 0.00034017 | 0.0002239
8697 | 0.00022369 | 8.7074e-05 | 4.6628e-05 | 0.00031081 | 0.00014898 | 0.00017949 | 0.00014544 | 0.00019104 | 0.00017661 | 9.6814e-06 | 0.00015325 | 4.7194e-06 | 0.0001025 | 7.5668e-05 | 0.00019266 | 0.00012836 | 0.00023102 | 0.00032327 | 0.00018192
8698 | 0.00036886 | 0.0002166 | 0.00011686 | 0.00051293 | 0.00034593 | 0.00030624 | 0.0002924 | 0.0003309 | 0.00030214 | 2.568e-05 | 0.00028335 | 1.4211e-05 | 0.00023119 | 0.00017264 | 0.00034155 | 0.00027352 | 0.00039028 | 0.00031067 | 0.00022002
8699 | 0.00045349 | 0.00033619 | 0.00015574 | 0.0006225 | 0.00046328 | 0.00039002 | 0.00040354 | 0.00043065 | 0.00038564 | 6.6865e-05 | 0.00036812 | 4.4361e-05 | 0.00026995 | 0.00018586 | 0.00045001 | 0.00040936 | 0.00047712 | 0.00029218 | 0.00022656
8700 | 0.00047842 | 0.00037157 | 0.00022445 | 0.00068868 | 0.0004839 | 0.00041984 | 0.00044938 | 0.0004757 | 0.00041708 | 7.9458e-05 | 0.00041005 | 8.6616e-05 | 0.0001868 | 0.00019276 | 0.00048968 | 0.00037786 | 0.00050591 | 0.000278 | 0.00023876
8701 | 0.00045111 | 0.00035168 | 0.00023056 | 0.00067263 | 0.00023953 | 0.00040759 | 0.00044405 | 0.00045415 | 0.00041043 | 5.7686e-05 | 0.00042344 | 9.711e-05 | 0.00015079 | 0.00016446 | 0.00047699 | 0.00034208 | 0.0004742 | 0.00029461 | 0.00023373
8702 | 0.00037142 | 0.00029398 | 0.00016576 | 0.00055499 | 0.00018941 | 0.00033595 | 0.00037422 | 0.00036291 | 0.00034238 | 5.3943e-05 | 0.00036692 | 8.0413e-05 | 0.00012811 | 0.00012004 | 0.00039638 | 0.00032576 | 0.00038458 | 0.0002945 | 0.00023422
8703 | 0.00022836 | 0.00018667 | 0.00010459 | 0.00031736 | 0.00012124 | 0.00021017 | 0.00021753 | 0.00022824 | 0.0002096 | 4.8252e-05 | 0.00020762 | 4.7067e-05 | 6.454e-05 | 8.0141e-05 | 0.00022968 | 0.00014199 | 0.00022079 | 0.0002972 | 0.00022471
8704 | 7.0156e-05 | 0.00011683 | 8.1095e-05 | 0.00014219 | 6.1263e-05 | 8.1412e-05 | 7.912e-05 | 8.9551e-05 | 8.7063e-05 | 2.3223e-05 | 0.00014392 | 2.2085e-05 | 2.427e-05 | 0.00013605 | 4.3231e-05 | 9.6774e-05 | 5.8284e-05 | 0.00029183 | 0.00023514
8705 | 1.7321e-05 | 8.4611e-05 | 5.1934e-05 | 5.9925e-05 | 2.4068e-06 | 3.3702e-05 | 3.5861e-05 | 3.5949e-05 | 5.3877e-05 | 2.3225e-06 | 9.6156e-05 | 1.1252e-05 | 4.0487e-06 | 8.6001e-05 | 1.634e-06 | 4.5588e-05 | 3.6855e-06 | 0.00030437 | 0.00022871
8706 | 2.2151e-05 | 7.8003e-05 | 3.1658e-05 | 6.8945e-05 | 0 | 5.9378e-05 | 4.0406e-05 | 3.9537e-05 | 7.1861e-05 | 2.4127e-06 | 6.5762e-05 | 8.8337e-06 | 2.666e-06 | 3.7368e-05 | 2.1965e-06 | 4.2278e-05 | 3.2351e-06 | 0.00032364 | 0.00022117
8707 | 2.0855e-05 | 5.2453e-05 | 6.6997e-06 | 4.5934e-05 | 0 | 5.8502e-05 | 3.7162e-05 | 3.388e-05 | 7.1399e-05 | 5.3977e-07 | 3.1464e-05 | 4.1817e-06 | 2.9066e-06 | 9.7693e-06 | 7.3378e-06 | 1.9245e-05 | 5.8508e-06 | 0.00031842 | 0.00018257
8708 | 1.6346e-05 | 2.2356e-05 | 4.9965e-06 | 2.9785e-05 | 0 | 4.3063e-05 | 2.2817e-05 | 2.4082e-05 | 4.4932e-05 | 0 | 1.2631e-05 | 2.4023e-06 | 3.3256e-07 | 4.3802e-06 | 7.4719e-06 | 0 | 6.03e-06 | 0.00031469 | 0.00019636
8709 | 3.3446e-06 | 1.0715e-05 | 2.5479e-06 | 1.2249e-05 | 0 | 2.4492e-05 | 8.6028e-06 | 1.4377e-05 | 1.8272e-05 | 0 | 4.9039e-06 | 5.5718e-07 | 9.4843e-10 | 1.5966e-06 | 7.1385e-06 | 0 | 5.6783e-06 | 0.0003352 | 0.00019143
8710 | 0 | 6.2887e-06 | 7.3829e-07 | 1.7335e-06 | 0 | 7.9917e-06 | 2.3133e-06 | 4.3529e-06 | 9.0154e-06 | 0 | 0 | 1.7153e-07 | 9.1264e-10 | 5.2772e-07 | 2.9648e-06 | 0 | 2.3307e-06 | 0.00032491 | 0.00017681
8711 | 0 | 3.7729e-06 | 2.3945e-07 | 0 | 0 | 1.2016e-06 | 1.0944e-06 | 1.2305e-06 | 4.2216e-06 | 0 | 1.1548e-09 | 4.1598e-08 | 9.1264e-10 | 2.9568e-08 | 1.0874e-08 | 0 | 0 | 0.00032289 | 0.0001683
8712 | 0 | 1.2446e-06 | 7.7505e-09 | 0 | 0 | 7.5225e-08 | 3.0504e-08 | 1.6682e-07 | 1.0574e-06 | 2.4088e-08 | 0 | 3.5525e-07 | 1.0021e-09 | 2.3636e-10 | 0 | 0 | 0 | 0.00031923 | 0.00016419
8713 | 0 | 4.9623e-07 | 2.1596e-10 | 0 | 0 | 2.3518e-07 | 0 | 1.2134e-08 | 1.1076e-08 | 1.8681e-08 | 0 | 7.2356e-08 | 9.1264e-10 | 1.3795e-08 | 0 | 0 | 0 | 0.00030283 | 0.00014795
8714 | 0 | 5.5141e-07 | 9.5981e-11 | 0 | 0 | 2.8086e-07 | 0 | 0 | 9.426e-10 | 9.3403e-09 | 0 | 3.5891e-11 | 8.4106e-10 | 3.3231e-08 | 0 | 0 | 0 | 0.00033194 | 0.00010693
8715 | 0 | 5.4834e-07 | 4.7991e-11 | 0 | 0 | 2.8048e-07 | 0 | 0 | 2.3565e-10 | 0 | 0 | 0 | 8.9474e-10 | 3.3295e-08 | 0 | 0 | 0 | 0.00035093 | 0.00010659
8716 | 0 | 1.1913e-07 | 2.3995e-10 | 0 | 0 | 1.9412e-07 | 0 | 0 | 0 | 0 | 0 | 0 | 8.2316e-10 | 3.4037e-08 | 0 | 0 | 0 | 0.00032284 | 0.00014596
8717 | 0 | 0 | 9.5981e-11 | 0 | 0 | 1.3636e-08 | 0 | 0 | 0 | 9.3403e-09 | 0 | 0 | 8.0527e-10 | 4.448e-09 | 0 | 0 | 0 | 0.00029554 | 8.8788e-05
8718 | 0 | 0 | 1.4397e-10 | 0 | 0 | 0 | 5.084e-10 | 0 | 0 | 1.8189e-08 | 0 | 0 | 7.6948e-10 | 0 | 0 | 0 | 0 | 0.00028084 | 5.7654e-05
8719 | 2.2971e-06 | 2.2637e-07 | 1.8101e-07 | 1.6871e-06 | 5.2816e-08 | 1.1474e-06 | 2.5719e-07 | 1.7905e-06 | 5.3258e-07 | 1.6711e-07 | 8.8228e-08 | 1.8255e-08 | 6.6241e-07 | 6.7651e-07 | 2.355e-07 | 1.411e-07 | 2.3208e-06 | 0.00024192 | 6.365e-05
8720 | 7.064e-05 | 2.5827e-05 | 2.5248e-05 | 8.4887e-05 | 2.6153e-05 | 4.7648e-05 | 3.7992e-05 | 5.8941e-05 | 4.1921e-05 | 1.4691e-05 | 3.2336e-05 | 2.7185e-06 | 1.7139e-05 | 4.0752e-05 | 3.6564e-05 | 3.1607e-05 | 6.5474e-05 | 0.00021473 | 5.4756e-05
8721 | 0.00023628 | 0.00012686 | 0.00012259 | 0.000308 | 0.00018917 | 0.00017135 | 0.00017662 | 0.00019513 | 0.00017539 | 7.0974e-05 | 0.00015254 | 1.9039e-05 | 7.5048e-05 | 0.00014979 | 0.00018415 | 0.00014601 | 0.0002302 | 0.00022371 | 3.6632e-05
8722 | 0.00037109 | 0.00026823 | 0.00026111 | 0.00047182 | 0.00034912 | 0.00029653 | 0.00032775 | 0.00030023 | 0.00029609 | 0.0001576 | 0.00028511 | 4.4174e-05 | 0.00019774 | 0.00027444 | 0.00032851 | 0.00028829 | 0.00038399 | 0.00021073 | 2.7441e-05
8723 | 0.00044471 | 0.00035807 | 0.00030001 | 0.000606 | 0.00046319 | 0.00037038 | 0.00041888 | 0.00037782 | 0.00037447 | 0.00028245 | 0.00034261 | 0.00011456 | 0.00032491 | 0.00033168 | 0.00042792 | 0.00038379 | 0.00046446 | 0.00019515 | 1.2568e-05
8724 | 0.0004658 | 0.00036069 | 0.00029171 | 0.00059059 | 0.00033459 | 0.00037455 | 0.00044908 | 0.00039793 | 0.00040453 | 0.00036932 | 0.0003845 | 0.00022536 | 0.0004115 | 0.00037009 | 0.00046678 | 0.00034497 | 0.00049133 | 0.00018318 | 4.3547e-06
8725 | 0.00043762 | 0.00028734 | 0.00026661 | 0.00055592 | 0.00019754 | 0.00034348 | 0.00038709 | 0.00038824 | 0.00039602 | 0.00041337 | 0.00027649 | 0.00031796 | 0.00050817 | 0.0003892 | 0.00043827 | 0.00021113 | 0.00046161 | 0.00018841 | 3.5719e-06
8726 | 0.00035552 | 0.00017673 | 0.00025349 | 0.00040746 | 8.5979e-05 | 0.00026787 | 0.00023475 | 0.00034691 | 0.00032894 | 0.0003663 | 0.00013332 | 0.00030604 | 0.00042238 | 0.00037657 | 0.00021713 | 0.00019607 | 0.00037242 | 0.00018978 | 3.0028e-06
8727 | 0.00021593 | 9.7275e-05 | 0.00016535 | 0.00025235 | 0.00010543 | 0.00015624 | 0.00010876 | 0.00023393 | 0.00019051 | 0.00022294 | 7.7945e-05 | 0.00018805 | 0.00020517 | 0.00025051 | 5.4915e-05 | 0.00010908 | 0.00021257 | 0.00016752 | 2.0619e-06
8728 | 6.9184e-05 | 7.7516e-05 | 0.00010153 | 0.00011412 | 2.5561e-05 | 6.1051e-05 | 4.1193e-05 | 9.2586e-05 | 7.0869e-05 | 7.7453e-05 | 0.00010685 | 8.1324e-05 | 5.9124e-05 | 0.00018743 | 1.3582e-05 | 7.0889e-05 | 5.7551e-05 | 0.00016719 | 2.9487e-06
8729 | 1.7212e-05 | 8.0844e-05 | 6.827e-05 | 5.7859e-05 | 7.3887e-07 | 3.2335e-05 | 3.3511e-05 | 3.3721e-05 | 5.353e-05 | 2.06e-05 | 9.4986e-05 | 3.2927e-05 | 7.2314e-06 | 0.00014009 | 6.0221e-07 | 4.5179e-05 | 3.6436e-06 | 0.00019251 | 1.91e-06
8730 | 2.2145e-05 | 7.5083e-05 | 4.7778e-05 | 6.8676e-05 | 0 | 5.845e-05 | 4.0253e-05 | 3.9003e-05 | 7.1467e-05 | 2.0581e-05 | 5.8662e-05 | 2.6817e-05 | 4.4819e-06 | 0.00013418 | 2.1983e-06 | 2.7197e-05 | 3.2373e-06 | 0.0001827 | 1.5603e-06
8731 | 2.0919e-05 | 4.5487e-05 | 1.4022e-05 | 4.5491e-05 | 0 | 5.5114e-05 | 3.3343e-05 | 3.3573e-05 | 7.0406e-05 | 1.4835e-05 | 2.0318e-05 | 2.2857e-05 | 6.4589e-06 | 0.00011109 | 7.3596e-06 | 1.7497e-05 | 5.853e-06 | 0.00017964 | 1.7293e-06
8732 | 1.6445e-05 | 1.9093e-05 | 5.6402e-06 | 2.8913e-05 | 0 | 3.8375e-05 | 1.9823e-05 | 2.2378e-05 | 4.2801e-05 | 8.3006e-06 | 8.5179e-06 | 1.4686e-05 | 4.1889e-06 | 4.2171e-05 | 7.4701e-06 | 0 | 5.981e-06 | 0.00019727 | 4.8161e-07
8733 | 3.8162e-06 | 7.9641e-06 | 3.6022e-06 | 6.8653e-06 | 0 | 1.8955e-05 | 6.33e-06 | 1.1823e-05 | 1.7282e-05 | 3.7961e-06 | 4.0188e-06 | 7.2869e-06 | 1.1848e-06 | 8.2263e-06 | 4.5433e-06 | 0 | 5.3839e-06 | 0.00021509 | 4.7831e-06
8734 | 8.9014e-08 | 5.615e-06 | 1.5336e-06 | 6.9008e-09 | 0 | 6.5657e-06 | 2.0334e-06 | 3.2211e-06 | 8.5128e-06 | 1.5264e-06 | 0 | 1.6405e-06 | 4.1972e-08 | 2.8973e-06 | 1.5966e-06 | 0 | 1.6034e-06 | 0.000207 | 1.1123e-05
8735 | 0 | 3.5662e-06 | 2.867e-07 | 0 | 0 | 1.0869e-06 | 9.4622e-07 | 1.2031e-06 | 4.0523e-06 | 1.8189e-08 | 0 | 4.8048e-07 | 7.8737e-10 | 6.6341e-07 | 0 | 0 | 0 | 0.00020504 | 2.177e-05
8736 | 0 | 7.7627e-07 | 1.0606e-08 | 0 | 0 | 8.8633e-09 | 0 | 1.7126e-07 | 1.0334e-06 | 1.7206e-08 | 0 | 6.1409e-08 | 7.8737e-10 | 1.099e-07 | 0 | 0 | 0 | 0.00018397 | 1.2642e-05
8737 | 0 | 4.9535e-07 | 9.5981e-11 | 0 | 0 | 2.2556e-07 | 0 | 4.0447e-09 | 1.1076e-08 | 1.6714e-08 | 0 | 1.6628e-07 | 8.0527e-10 | 1.3172e-08 | 0 | 0 | 0 | 0.00019108 | 3.5241e-05
8738 | 0 | 5.5229e-07 | 2.1596e-10 | 0 | 0 | 2.8067e-07 | 0 | 0 | 7.0695e-10 | 1.7206e-08 | 1.1548e-09 | 9.6906e-10 | 8.4106e-10 | 0 | 0 | 0 | 0 | 0.00022884 | 4.8786e-05
8739 | 0 | 4.8966e-07 | 9.5981e-11 | 0 | 0 | 2.8067e-07 | 0 | 0 | 2.3565e-10 | 0 | 0 | 0 | 8.7685e-10 | 0 | 0 | 0 | 0 | 0.0002475 | 0.00013327
8740 | 0 | 0 | 4.7991e-11 | 0 | 0 | 7.9164e-08 | 0 | 0 | 2.3565e-10 | 0 | 0 | 0 | 8.2316e-10 | 0 | 0 | 0 | 0 | 0.00023611 | 0.00010796
8741 | 0 | 0 | 9.5981e-11 | 0 | 0 | 0 | 0 | 0 | 0 | 4.9159e-10 | 0 | 0 | 7.6948e-10 | 3.0942e-09 | 0 | 0 | 0 | 0.00022712 | 8.0705e-05
8742 | 0 | 0 | 4.7991e-11 | 0 | 0 | 0 | 1.5002e-10 | 0 | 0 | 2.458e-08 | 0 | 0 | 7.5158e-10 | 0 | 0 | 0 | 0 | 0.00023298 | 8.5611e-05
8743 | 1.1789e-06 | 3.3904e-08 | 1.6677e-08 | 5.1548e-07 | 0 | 4.436e-07 | 5.557e-08 | 1.2384e-06 | 1.2152e-08 | 1.3955e-07 | 4.677e-09 | 6.1819e-08 | 1.0313e-06 | 2.7177e-07 | 9.2516e-08 | 4.7208e-08 | 1.7533e-06 | 0.0002318 | 5.1877e-05
8744 | 5.4916e-05 | 1.4982e-05 | 1.6044e-05 | 4.2719e-05 | 1.395e-05 | 2.1895e-05 | 1.8464e-05 | 5.075e-05 | 1.392e-05 | 1.5762e-05 | 1.416e-05 | 8.8945e-06 | 5.6283e-05 | 2.9535e-05 | 1.3893e-05 | 1.4039e-05 | 5.8998e-05 | 0.00023451 | 8.4867e-05
8745 | 0.0001551 | 4.0233e-05 | 6.3675e-05 | 0.00015283 | 4.3872e-05 | 7.358e-05 | 6.6365e-05 | 0.00014237 | 5.5862e-05 | 7.8422e-05 | 7.3211e-05 | 3.1919e-05 | 0.00019827 | 8.782e-05 | 6.618e-05 | 6.422e-05 | 0.00016115 | 0.00025061 | 0.00012808
8746 | 0.00023864 | 6.8381e-05 | 0.0001531 | 0.00028842 | 8.9614e-05 | 0.00012219 | 0.0001268 | 0.00023395 | 8.8049e-05 | 0.0001268 | 0.00014502 | 5.8351e-05 | 0.00036363 | 0.00013859 | 0.00012696 | 9.2609e-05 | 0.00029343 | 0.00025245 | 8.7338e-05
8747 | 0.00032635 | 9.2284e-05 | 0.00020449 | 0.0004644 | 7.7465e-05 | 0.00018187 | 0.00019383 | 0.00031574 | 0.00012327 | 0.00013744 | 0.00021624 | 9.8534e-05 | 0.0003821 | 0.00021584 | 0.00023063 | 0.0001146 | 0.00038824 | 0.00024732 | 6.7572e-05
8748 | 0.00040521 | 0.00012167 | 0.00023889 | 0.00049455 | 0.00022999 | 0.00019148 | 0.00021847 | 0.00033501 | 0.0001466 | 0.00020509 | 0.0002473 | 0.00014071 | 0.00040736 | 0.00025885 | 0.00024515 | 0.00015597 | 0.00045057 | 0.00025768 | 5.0432e-05
8749 | 0.00041645 | 0.00015389 | 0.00026352 | 0.00032742 | 0.00030236 | 0.00015719 | 0.00023028 | 0.00026594 | 0.00014462 | 0.0002179 | 0.00027488 | 0.00023137 | 0.00052779 | 0.00027369 | 0.00016721 | 0.00023312 | 0.00041718 | 0.00026521 | 4.4981e-05
8750 | 0.00029154 | 0.00013855 | 0.00022222 | 0.00029166 | 0.00023282 | 0.00014951 | 0.0001895 | 0.0002413 | 0.00010865 | 0.00026269 | 0.00019961 | 0.0002364 | 0.00043046 | 0.00025822 | 0.0001821 | 0.00018965 | 0.00030708 | 0.00027172 | 5.3565e-05
8751 | 0.00019403 | 0.00010775 | 0.00016367 | 0.0002445 | 9.838e-05 | 0.00012795 | 0.00012803 | 0.00018564 | 7.7906e-05 | 0.00015181 | 0.0001337 | 0.0001303 | 0.00026227 | 0.00022516 | 0.00010184 | 0.00015947 | 0.00018423 | 0.00025703 | 7.0336e-05
8752 | 6.7762e-05 | 9.2435e-05 | 0.00010017 | 0.00013528 | 3.3465e-05 | 7.1222e-05 | 6.3906e-05 | 8.7319e-05 | 5.4587e-05 | 9.0332e-05 | 0.00012736 | 7.4977e-05 | 9.7353e-05 | 0.0001826 | 2.7463e-05 | 9.6798e-05 | 6.1498e-05 | 0.00024083 | 7.3889e-05
8753 | 1.7853e-05 | 3.1414e-05 | 5.0421e-05 | 5.6866e-05 | 4.92e-07 | 2.2542e-05 | 2.7324e-05 | 3.5256e-05 | 2.5449e-05 | 1.9315e-05 | 9.3058e-05 | 2.6458e-05 | 1.0033e-05 | 0.0001339 | 8.1493e-07 | 2.0569e-05 | 3.9624e-06 | 0.00022505 | 7.8364e-05
8754 | 2.2111e-05 | 9.3124e-06 | 1.3156e-05 | 6.2653e-05 | 0 | 3.4807e-05 | 1.7976e-05 | 3.6151e-05 | 2.8937e-05 | 1.2865e-05 | 2.5122e-05 | 2.1519e-05 | 4.451e-06 | 0.00011325 | 2.1965e-06 | 9.5619e-06 | 3.2362e-06 | 0.00021798 | 5.7496e-05
8755 | 2.0903e-05 | 3.2068e-06 | 4.1555e-06 | 3.0879e-05 | 0 | 1.9872e-05 | 1.3144e-05 | 2.4239e-05 | 2.0203e-05 | 1.0861e-05 | 1.1335e-05 | 1.625e-05 | 7.1431e-06 | 4.0171e-05 | 6.8394e-06 | 0 | 5.858e-06 | 0.00022302 | 0.0001301
8756 | 1.1842e-05 | 3.4431e-06 | 3.576e-06 | 1.4308e-05 | 0 | 8.0132e-06 | 5.8311e-06 | 1.4105e-05 | 3.5026e-06 | 8.2612e-06 | 1.3973e-07 | 9.0427e-06 | 4.9419e-06 | 5.9844e-06 | 1.9337e-06 | 0 | 6.0289e-06 | 0.00023411 | 0.00013881
8757 | 3.7831e-07 | 9.2614e-07 | 2.0268e-06 | 1.1768e-06 | 0 | 3.2288e-06 | 1.5597e-06 | 4.5695e-06 | 7.0079e-07 | 1.5171e-06 | 0 | 1.9786e-06 | 1.8629e-06 | 1.9682e-06 | 0 | 0 | 4.3437e-06 | 0.00025642 | 0.0001208
8758 | 0 | 4.9404e-08 | 7.4172e-07 | 0 | 0 | 1.001e-06 | 3.853e-07 | 8.7208e-07 | 8.5527e-08 | 1.7697e-08 | 0 | 2.915e-07 | 1.0342e-07 | 2.9331e-07 | 0 | 0 | 4.8585e-07 | 0.00027952 | 0.00012308
8759 | 0 | 3.5038e-10 | 1.6276e-07 | 0 | 0 | 2.806e-07 | 1.3502e-08 | 7.5069e-08 | 8.0121e-10 | 1.6714e-08 | 0 | 2.358e-08 | 1.0647e-09 | 1.1813e-08 | 0 | 0 | 0 | 0.00029644 | 0.00013411

## load_patterns
부하 패턴 설정 (국가 기본값)
전력, 열, 수소 부하의 시간별 패턴을 정의합니다. 지역별 패턴이 없는 경우 이 기본값이 사용됩니다.
시간 | 전력(electricity) | 열(heat) | 수소(hydrogen) | EV_DRIVING | EV_CHARGING
0 | 0.00010869 | 0.00021362 | 0.00011416 | 5.8113e-05 | 0.076923
1 | 0.00010408 | 0.00025037 | 0.00011416 | 3.7712e-05 | 0.076923
2 | 0.00010123 | 0.00028528 | 0.00011416 | 3.2766e-05 | 0.057692
3 | 9.9799e-05 | 0.00031099 | 0.00011416 | 2.7202e-05 | 0.057692
4 | 9.8432e-05 | 0.00033397 | 0.00011416 | 3.5857e-05 | 0.076923
5 | 9.9358e-05 | 0.00035713 | 0.00011416 | 6.3059e-05 | 0.11538
6 | 0.00010073 | 0.00071491 | 0.00011416 | 0.0001051 | 0.19231
7 | 0.00010069 | 0.00072413 | 0.00011416 | 0.00014837 | 0.30769
8 | 9.7872e-05 | 0.00068995 | 0.00011416 | 0.00016445 | 0.46154
9 | 9.683e-05 | 0.00063573 | 0.00011416 | 0.00014096 | 0.57692
10 | 9.871e-05 | 0.0005875 | 0.00011416 | 0.00011746 | 0.69231
11 | 9.793e-05 | 0.00054531 | 0.00011416 | 0.00012303 | 0.76923
12 | 9.6865e-05 | 0.00047152 | 0.00011416 | 0.00012983 | 0.73077
13 | 9.6129e-05 | 0.00048801 | 0.00011416 | 0.00012488 | 0.69231
14 | 9.5722e-05 | 0.00048138 | 0.00011416 | 0.00012859 | 0.84615
15 | 9.6672e-05 | 0.00048261 | 0.00011416 | 0.00014096 | 0.96154
16 | 9.7129e-05 | 0.00049859 | 0.00011416 | 0.00015332 | 1
17 | 9.8793e-05 | 0.00051467 | 0.00011416 | 0.00016816 | 0.92308
18 | 0.0001052 | 0.00047124 | 0.00011416 | 0.00015703 | 0.76923
19 | 0.00010528 | 0.00044978 | 0.00011416 | 0.00013354 | 0.57692
20 | 0.00010526 | 0.00048114 | 0.00011416 | 0.0001119 | 0.46154
21 | 0.00010387 | 0.0001119 | 0.00011416 | 9.2116e-05 | 0.30769
22 | 0.00010458 | 0.00012885 | 0.00011416 | 7.7897e-05 | 0.23077
23 | 0.00010678 | 0.0001526 | 0.00011416 | 6.8623e-05 | 0.15385
24 | 0.00010437 | 0.00016402 | 0.00011416 | 5.8683e-05 | 0.076923
25 | 0.00010119 | 0.00017158 | 0.00011416 | 3.8082e-05 | 0.076923
26 | 0.00010124 | 0.00017846 | 0.00011416 | 3.3087e-05 | 0.057692
27 | 0.00010093 | 0.00018758 | 0.00011416 | 2.7469e-05 | 0.057692
28 | 0.00010109 | 0.00019712 | 0.00011416 | 3.6209e-05 | 0.076923
29 | 0.00010354 | 0.0002128 | 0.00011416 | 6.3677e-05 | 0.11538
30 | 0.00010669 | 0.00056161 | 0.00011416 | 0.00010613 | 0.19231
31 | 0.00011062 | 0.00057392 | 0.00011416 | 0.00014983 | 0.30769
32 | 0.00011709 | 0.00053051 | 0.00011416 | 0.00016606 | 0.46154
33 | 0.00012913 | 0.00046034 | 0.00011416 | 0.00014234 | 0.57692
34 | 0.00013219 | 0.00039883 | 0.00011416 | 0.00011861 | 0.69231
35 | 0.00013263 | 0.00034482 | 0.00011416 | 0.00012423 | 0.76923
36 | 0.0001255 | 0.00026273 | 0.00011416 | 0.0001311 | 0.73077
37 | 0.0001224 | 0.00027482 | 0.00011416 | 0.00012611 | 0.69231
38 | 0.00012657 | 0.00026434 | 0.00011416 | 0.00012985 | 0.84615
39 | 0.00012603 | 0.00026609 | 0.00011416 | 0.00014234 | 0.96154
40 | 0.00012574 | 0.00028748 | 0.00011416 | 0.00015482 | 1
41 | 0.00012676 | 0.00031156 | 0.00011416 | 0.00016981 | 0.92308
42 | 0.00012723 | 0.00028781 | 0.00011416 | 0.00015857 | 0.76923
43 | 0.00012499 | 0.00028603 | 0.00011416 | 0.00013485 | 0.57692
44 | 0.00012139 | 0.00033496 | 0.00011416 | 0.000113 | 0.46154
45 | 0.00011802 | 1.4397e-05 | 0.00011416 | 9.3019e-05 | 0.30769
46 | 0.00011686 | 1.5414e-05 | 0.00011416 | 7.866e-05 | 0.23077
47 | 0.00011827 | 4.7176e-05 | 0.00011416 | 6.9296e-05 | 0.15385
48 | 0.00011712 | 8.9101e-05 | 0.00011416 | 6.1532e-05 | 0.076923
49 | 0.00011125 | 0.00012979 | 0.00011416 | 3.993e-05 | 0.076923
50 | 0.00011002 | 0.000168 | 0.00011416 | 3.4693e-05 | 0.057692
51 | 0.00011023 | 0.00019423 | 0.00011416 | 2.8802e-05 | 0.057692
52 | 0.00011038 | 0.00022027 | 0.00011416 | 3.7966e-05 | 0.076923
53 | 0.00011301 | 0.00024287 | 0.00011416 | 6.6769e-05 | 0.11538
54 | 0.00011683 | 0.00060308 | 0.00011416 | 0.00011128 | 0.19231
55 | 0.00012133 | 0.000615 | 0.00011416 | 0.0001571 | 0.30769
56 | 0.00012541 | 0.00057854 | 0.00011416 | 0.00017412 | 0.46154
57 | 0.00013481 | 0.00052091 | 0.00011416 | 0.00014925 | 0.57692
58 | 0.000135 | 0.0004709 | 0.00011416 | 0.00012437 | 0.69231
59 | 0.00013348 | 0.00042566 | 0.00011416 | 0.00013026 | 0.76923
60 | 0.00012703 | 0.00035043 | 0.00011416 | 0.00013746 | 0.73077
61 | 0.00012336 | 0.00036546 | 0.00011416 | 0.00013223 | 0.69231
62 | 0.00012853 | 0.00035668 | 0.00011416 | 0.00013616 | 0.84615
63 | 0.00012791 | 0.00035556 | 0.00011416 | 0.00014925 | 0.96154
64 | 0.00012912 | 0.00037221 | 0.00011416 | 0.00016234 | 1
65 | 0.00012977 | 0.00038827 | 0.00011416 | 0.00017805 | 0.92308
66 | 0.00013147 | 0.00036971 | 0.00011416 | 0.00016627 | 0.76923
67 | 0.00012895 | 0.00037177 | 0.00011416 | 0.00014139 | 0.57692
68 | 0.00012502 | 0.00042832 | 0.00011416 | 0.00011848 | 0.46154
69 | 0.00012168 | 7.8061e-05 | 0.00011416 | 9.7534e-05 | 0.30769
70 | 0.00011959 | 0.00011625 | 0.00011416 | 8.2479e-05 | 0.23077
71 | 0.00012042 | 0.00016311 | 0.00011416 | 7.266e-05 | 0.15385
72 | 0.00011811 | 0.00019341 | 0.00011416 | 4.8428e-05 | 0.038462
73 | 0.00011223 | 0.00022324 | 0.00011416 | 3.1427e-05 | 0.038462
74 | 0.00011181 | 0.00025308 | 0.00011416 | 2.7305e-05 | 0.038462
75 | 0.00011111 | 0.00027496 | 0.00011416 | 2.2668e-05 | 0.038462
76 | 0.00011116 | 0.00029315 | 0.00011416 | 2.9881e-05 | 0.038462
77 | 0.00011351 | 0.00031587 | 0.00011416 | 5.2549e-05 | 0.076923
78 | 0.00011677 | 0.00067123 | 0.00011416 | 8.7582e-05 | 0.15385
79 | 0.00012124 | 0.00068292 | 0.00011416 | 0.00012365 | 0.23077
80 | 0.00012578 | 0.00064409 | 0.00011416 | 0.00013704 | 0.38462
81 | 0.00013592 | 0.00058531 | 0.00011416 | 0.00011746 | 0.46154
82 | 0.00013581 | 0.00053057 | 0.00011416 | 9.7886e-05 | 0.57692
83 | 0.00013552 | 0.00048568 | 0.00011416 | 0.00010252 | 0.69231
84 | 0.00012647 | 0.00040918 | 0.00011416 | 0.00010819 | 0.61538
85 | 0.00012355 | 0.00042511 | 0.00011416 | 0.00010407 | 0.53846
86 | 0.00012646 | 0.00041281 | 0.00011416 | 0.00010716 | 0.61538
87 | 0.0001255 | 0.00041216 | 0.00011416 | 0.00011746 | 0.69231
88 | 0.0001276 | 0.00043227 | 0.00011416 | 0.00012777 | 0.76923
89 | 0.00012877 | 0.00045183 | 0.00011416 | 0.00014013 | 0.69231
90 | 0.00012997 | 0.00041962 | 0.00011416 | 0.00013086 | 0.57692
91 | 0.00012659 | 0.00040878 | 0.00011416 | 0.00011128 | 0.46154
92 | 0.00012296 | 0.00045038 | 0.00011416 | 9.3249e-05 | 0.30769
93 | 0.00012024 | 8.923e-05 | 0.00011416 | 7.6763e-05 | 0.23077
94 | 0.00011991 | 0.00011595 | 0.00011416 | 6.4914e-05 | 0.15385
95 | 0.00012014 | 0.00014742 | 0.00011416 | 5.7186e-05 | 0.076923
96 | 0.00011809 | 0.00016287 | 0.00011416 | 4.273e-05 | 0.038462
97 | 0.00011181 | 0.0001804 | 0.00011416 | 2.7729e-05 | 0.038462
98 | 0.00011091 | 0.00019541 | 0.00011416 | 2.4093e-05 | 0.038462
99 | 0.00011035 | 0.00020967 | 0.00011416 | 2.0001e-05 | 0.038462
100 | 0.00011118 | 0.00022171 | 0.00011416 | 2.6366e-05 | 0.038462
101 | 0.00011409 | 0.00022968 | 0.00011416 | 4.6367e-05 | 0.076923
102 | 0.00011658 | 0.00056744 | 0.00011416 | 7.7278e-05 | 0.15385
103 | 0.00012169 | 0.0005917 | 0.00011416 | 0.0001091 | 0.23077
104 | 0.00012626 | 0.00056897 | 0.00011416 | 0.00012092 | 0.38462
105 | 0.00013649 | 0.00051813 | 0.00011416 | 0.00010364 | 0.46154
106 | 0.00013688 | 0.00046035 | 0.00011416 | 8.637e-05 | 0.57692
107 | 0.00013779 | 0.00041727 | 0.00011416 | 9.0461e-05 | 0.69231
108 | 0.0001302 | 0.0003299 | 0.00011416 | 9.5462e-05 | 0.61538
109 | 0.0001277 | 0.00033538 | 0.00011416 | 9.1825e-05 | 0.53846
110 | 0.00013382 | 0.00032777 | 0.00011416 | 9.4552e-05 | 0.61538
111 | 0.0001324 | 0.00032641 | 0.00011416 | 0.00010364 | 0.69231
112 | 0.00013245 | 0.00034576 | 0.00011416 | 0.00011274 | 0.76923
113 | 0.00013368 | 0.00036255 | 0.00011416 | 0.00012365 | 0.69231
114 | 0.00013296 | 0.00032871 | 0.00011416 | 0.00011546 | 0.57692
115 | 0.0001292 | 0.00031273 | 0.00011416 | 9.8189e-05 | 0.46154
116 | 0.00012514 | 0.00035194 | 0.00011416 | 8.2279e-05 | 0.30769
117 | 0.00012121 | 1.3603e-05 | 0.00011416 | 6.7732e-05 | 0.23077
118 | 0.00012066 | 2.1094e-05 | 0.00011416 | 5.7277e-05 | 0.15385
119 | 0.00012011 | 4.9255e-05 | 0.00011416 | 5.0458e-05 | 0.076923
120 | 0.0001176 | 7.6005e-05 | 0.00011416 | 5.9823e-05 | 0.076923
121 | 0.00011186 | 0.00010228 | 0.00011416 | 3.8821e-05 | 0.076923
122 | 0.00011121 | 0.00012648 | 0.00011416 | 3.373e-05 | 0.057692
123 | 0.00011012 | 0.00014442 | 0.00011416 | 2.8002e-05 | 0.057692
124 | 0.00011057 | 0.00016396 | 0.00011416 | 3.6912e-05 | 0.076923
125 | 0.00011252 | 0.0001746 | 0.00011416 | 6.4914e-05 | 0.11538
126 | 0.00011633 | 0.00051481 | 0.00011416 | 0.00010819 | 0.19231
127 | 0.00012203 | 0.00053772 | 0.00011416 | 0.00015274 | 0.30769
128 | 0.00012451 | 0.00051416 | 0.00011416 | 0.00016929 | 0.46154
129 | 0.00013281 | 0.00046527 | 0.00011416 | 0.0001451 | 0.57692
130 | 0.00013249 | 0.00041389 | 0.00011416 | 0.00012092 | 0.69231
131 | 0.00013086 | 0.00036809 | 0.00011416 | 0.00012665 | 0.76923
132 | 0.00012567 | 0.00028301 | 0.00011416 | 0.00013365 | 0.73077
133 | 0.00012219 | 0.00029926 | 0.00011416 | 0.00012855 | 0.69231
134 | 0.00012642 | 0.00029487 | 0.00011416 | 0.00013237 | 0.84615
135 | 0.00012626 | 0.00029279 | 0.00011416 | 0.0001451 | 0.96154
136 | 0.00012663 | 0.0003019 | 0.00011416 | 0.00015783 | 1
137 | 0.00012724 | 0.00032213 | 0.00011416 | 0.0001731 | 0.92308
138 | 0.0001291 | 0.00029577 | 0.00011416 | 0.00016165 | 0.76923
139 | 0.00012585 | 0.0002964 | 0.00011416 | 0.00013746 | 0.57692
140 | 0.0001243 | 0.00034021 | 0.00011416 | 0.00011519 | 0.46154
141 | 0.00012073 | 1.2495e-05 | 0.00011416 | 9.4825e-05 | 0.30769
142 | 0.00011949 | 2.4992e-05 | 0.00011416 | 8.0188e-05 | 0.23077
143 | 0.0001199 | 6.4221e-05 | 0.00011416 | 7.0642e-05 | 0.15385
144 | 0.00011874 | 9.6453e-05 | 0.00011416 | 5.6974e-05 | 0.076923
145 | 0.00011204 | 0.00013028 | 0.00011416 | 3.6972e-05 | 0.076923
146 | 0.00010884 | 0.00016189 | 0.00011416 | 3.2124e-05 | 0.057692
147 | 0.00010684 | 0.00018313 | 0.00011416 | 2.6669e-05 | 0.057692
148 | 0.0001093 | 0.00020471 | 0.00011416 | 3.5154e-05 | 0.076923
149 | 0.00011064 | 0.00022552 | 0.00011416 | 6.1823e-05 | 0.11538
150 | 0.0001119 | 0.00058458 | 0.00011416 | 0.00010304 | 0.19231
151 | 0.00011208 | 0.00059436 | 0.00011416 | 0.00014547 | 0.30769
152 | 0.00011281 | 0.00055871 | 0.00011416 | 0.00016122 | 0.46154
153 | 0.00011471 | 0.00049753 | 0.00011416 | 0.00013819 | 0.57692
154 | 0.00011672 | 0.00044385 | 0.00011416 | 0.00011516 | 0.69231
155 | 0.000117 | 0.00040147 | 0.00011416 | 0.00012061 | 0.76923
156 | 0.00011218 | 0.00032547 | 0.00011416 | 0.00012728 | 0.73077
157 | 0.00010969 | 0.00034017 | 0.00011416 | 0.00012243 | 0.69231
158 | 0.00011156 | 0.00032851 | 0.00011416 | 0.00012607 | 0.84615
159 | 0.00010942 | 0.00032866 | 0.00011416 | 0.00013819 | 0.96154
160 | 0.00011067 | 0.00034589 | 0.00011416 | 0.00015031 | 1
161 | 0.00011015 | 0.00036647 | 0.00011416 | 0.00016486 | 0.92308
162 | 0.00011337 | 0.00033697 | 0.00011416 | 0.00015395 | 0.76923
163 | 0.000112 | 0.00033001 | 0.00011416 | 0.00013092 | 0.57692
164 | 0.00011035 | 0.00037941 | 0.00011416 | 0.00010971 | 0.46154
165 | 0.00010831 | 2.2811e-05 | 0.00011416 | 9.031e-05 | 0.30769
166 | 0.00010905 | 4.9409e-05 | 0.00011416 | 7.6369e-05 | 0.23077
167 | 0.00011036 | 8.6867e-05 | 0.00011416 | 6.7278e-05 | 0.15385
168 | 0.00011157 | 0.0001127 | 0.00011416 | 5.8113e-05 | 0.076923
169 | 0.00010657 | 0.00013534 | 0.00011416 | 3.7712e-05 | 0.076923
170 | 0.0001048 | 0.00015601 | 0.00011416 | 3.2766e-05 | 0.057692
171 | 0.00010294 | 0.00017684 | 0.00011416 | 2.7202e-05 | 0.057692
172 | 0.00010445 | 0.00019388 | 0.00011416 | 3.5857e-05 | 0.076923
173 | 0.00010627 | 0.0002113 | 0.00011416 | 6.3059e-05 | 0.11538
174 | 0.00010667 | 0.00056771 | 0.00011416 | 0.0001051 | 0.19231
175 | 0.00010669 | 0.00057846 | 0.00011416 | 0.00014837 | 0.30769
176 | 0.000105 | 0.00053954 | 0.00011416 | 0.00016445 | 0.46154
177 | 0.0001062 | 0.00047851 | 0.00011416 | 0.00014096 | 0.57692
178 | 0.00010473 | 0.00041922 | 0.00011416 | 0.00011746 | 0.69231
179 | 0.00010279 | 0.00037018 | 0.00011416 | 0.00012303 | 0.76923
180 | 0.00010304 | 0.00028955 | 0.00011416 | 0.00012983 | 0.73077
181 | 0.00010269 | 0.000303 | 0.00011416 | 0.00012488 | 0.69231
182 | 0.00010249 | 0.00029108 | 0.00011416 | 0.00012859 | 0.84615
183 | 0.00010303 | 0.00029143 | 0.00011416 | 0.00014096 | 0.96154
184 | 0.00010262 | 0.00030808 | 0.00011416 | 0.00015332 | 1
185 | 0.00010427 | 0.00032939 | 0.00011416 | 0.00016816 | 0.92308
186 | 0.0001093 | 0.00030304 | 0.00011416 | 0.00015703 | 0.76923
187 | 0.00010956 | 0.00029746 | 0.00011416 | 0.00013354 | 0.57692
188 | 0.00010826 | 0.00034473 | 0.00011416 | 0.0001119 | 0.46154
189 | 0.00010658 | 1.4447e-05 | 0.00011416 | 9.2116e-05 | 0.30769
190 | 0.00010828 | 1.5466e-05 | 0.00011416 | 7.7897e-05 | 0.23077
191 | 0.00010975 | 4.983e-05 | 0.00011416 | 6.8623e-05 | 0.15385
192 | 0.00010558 | 7.8224e-05 | 0.00011416 | 5.8683e-05 | 0.076923
193 | 0.00010138 | 0.00010743 | 0.00011416 | 3.8082e-05 | 0.076923
194 | 0.00010052 | 0.00013717 | 0.00011416 | 3.3087e-05 | 0.057692
195 | 9.998e-05 | 0.00015698 | 0.00011416 | 2.7469e-05 | 0.057692
196 | 0.0001009 | 0.00017799 | 0.00011416 | 3.6209e-05 | 0.076923
197 | 0.00010303 | 0.00019953 | 0.00011416 | 6.3677e-05 | 0.11538
198 | 0.00010602 | 0.00055692 | 0.00011416 | 0.00010613 | 0.19231
199 | 0.0001117 | 0.00056728 | 0.00011416 | 0.00014983 | 0.30769
200 | 0.00011975 | 0.00053153 | 0.00011416 | 0.00016606 | 0.46154
201 | 0.00013283 | 0.00047138 | 0.00011416 | 0.00014234 | 0.57692
202 | 0.00013492 | 0.00041758 | 0.00011416 | 0.00011861 | 0.69231
203 | 0.00013447 | 0.00037053 | 0.00011416 | 0.00012423 | 0.76923
204 | 0.00012785 | 0.00029172 | 0.00011416 | 0.0001311 | 0.73077
205 | 0.00012342 | 0.00030757 | 0.00011416 | 0.00012611 | 0.69231
206 | 0.00012969 | 0.00029529 | 0.00011416 | 0.00012985 | 0.84615
207 | 0.00012797 | 0.00029728 | 0.00011416 | 0.00014234 | 0.96154
208 | 0.00012997 | 0.00031457 | 0.00011416 | 0.00015482 | 1
209 | 0.00013275 | 0.00033529 | 0.00011416 | 0.00016981 | 0.92308
210 | 0.00013403 | 0.00030412 | 0.00011416 | 0.00015857 | 0.76923
211 | 0.00013159 | 0.00029392 | 0.00011416 | 0.00013485 | 0.57692
212 | 0.00012737 | 0.00033944 | 0.00011416 | 0.000113 | 0.46154
213 | 0.00012455 | 1.4032e-05 | 0.00011416 | 9.3019e-05 | 0.30769
214 | 0.00012336 | 1.1892e-05 | 0.00011416 | 7.866e-05 | 0.23077
215 | 0.00012379 | 3.3663e-05 | 0.00011416 | 6.9296e-05 | 0.15385
216 | 0.00012139 | 5.6161e-05 | 0.00011416 | 6.1532e-05 | 0.076923
217 | 0.00011578 | 7.4852e-05 | 0.00011416 | 3.993e-05 | 0.076923
218 | 0.0001153 | 9.5946e-05 | 0.00011416 | 3.4693e-05 | 0.057692
219 | 0.00011559 | 0.00011334 | 0.00011416 | 2.8802e-05 | 0.057692
220 | 0.00011596 | 0.00012877 | 0.00011416 | 3.7966e-05 | 0.076923
221 | 0.00011704 | 0.00014648 | 0.00011416 | 6.6769e-05 | 0.11538
222 | 0.00012094 | 0.00050377 | 0.00011416 | 0.00011128 | 0.19231
223 | 0.00012402 | 0.00051618 | 0.00011416 | 0.0001571 | 0.30769
224 | 0.00012941 | 0.0004741 | 0.00011416 | 0.00017412 | 0.46154
225 | 0.00013755 | 0.00040891 | 0.00011416 | 0.00014925 | 0.57692
226 | 0.00013821 | 0.00035071 | 0.00011416 | 0.00012437 | 0.69231
227 | 0.00013772 | 0.00030242 | 0.00011416 | 0.00013026 | 0.76923
228 | 0.0001313 | 0.00022232 | 0.00011416 | 0.00013746 | 0.73077
229 | 0.00012761 | 0.00023532 | 0.00011416 | 0.00013223 | 0.69231
230 | 0.00013373 | 0.00022482 | 0.00011416 | 0.00013616 | 0.84615
231 | 0.00013292 | 0.00022213 | 0.00011416 | 0.00014925 | 0.96154
232 | 0.00013422 | 0.00023942 | 0.00011416 | 0.00016234 | 1
233 | 0.00013478 | 0.00026265 | 0.00011416 | 0.00017805 | 0.92308
234 | 0.00013648 | 0.00023561 | 0.00011416 | 0.00016627 | 0.76923
235 | 0.00013497 | 0.00023149 | 0.00011416 | 0.00014139 | 0.57692
236 | 0.00013099 | 0.00028218 | 0.00011416 | 0.00011848 | 0.46154
237 | 0.00012787 | 1.3577e-05 | 0.00011416 | 9.7534e-05 | 0.30769
238 | 0.00012583 | 7.6975e-06 | 0.00011416 | 8.2479e-05 | 0.23077
239 | 0.00012726 | 6.9375e-06 | 0.00011416 | 7.266e-05 | 0.15385
240 | 0.00012406 | 1.2994e-05 | 0.00011416 | 4.8428e-05 | 0.038462
241 | 0.00012031 | 4.5622e-05 | 0.00011416 | 3.1427e-05 | 0.038462
242 | 0.00011841 | 7.8291e-05 | 0.00011416 | 2.7305e-05 | 0.038462
243 | 0.00011914 | 0.00010161 | 0.00011416 | 2.2668e-05 | 0.038462
244 | 0.00011947 | 0.00012499 | 0.00011416 | 2.9881e-05 | 0.038462
245 | 0.00012181 | 0.00014569 | 0.00011416 | 5.2549e-05 | 0.076923
246 | 0.00012469 | 0.0005085 | 0.00011416 | 8.7582e-05 | 0.15385
247 | 0.00012957 | 0.00051988 | 0.00011416 | 0.00012365 | 0.23077
248 | 0.00013322 | 0.00048347 | 0.00011416 | 0.00013704 | 0.38462
249 | 0.0001418 | 0.0004303 | 0.00011416 | 0.00011746 | 0.46154
250 | 0.00014128 | 0.00037981 | 0.00011416 | 9.7886e-05 | 0.57692
251 | 0.00014041 | 0.00033462 | 0.00011416 | 0.00010252 | 0.69231
252 | 0.00013419 | 0.0002584 | 0.00011416 | 0.00010819 | 0.61538
253 | 0.00012965 | 0.00027607 | 0.00011416 | 0.00010407 | 0.53846
254 | 0.00013499 | 0.00026413 | 0.00011416 | 0.00010716 | 0.61538
255 | 0.00013417 | 0.00026292 | 0.00011416 | 0.00011746 | 0.69231
256 | 0.00013518 | 0.00027888 | 0.00011416 | 0.00012777 | 0.76923
257 | 0.00013681 | 0.00029671 | 0.00011416 | 0.00014013 | 0.69231
258 | 0.00013733 | 0.00027123 | 0.00011416 | 0.00013086 | 0.57692
259 | 0.0001341 | 0.00027085 | 0.00011416 | 0.00011128 | 0.46154
260 | 0.00013176 | 0.0003221 | 0.00011416 | 9.3249e-05 | 0.30769
261 | 0.00012851 | 1.3788e-05 | 0.00011416 | 7.6763e-05 | 0.23077
262 | 0.00012666 | 1.0613e-05 | 0.00011416 | 6.4914e-05 | 0.15385
263 | 0.00012675 | 3.5258e-05 | 0.00011416 | 5.7186e-05 | 0.076923
264 | 0.00012611 | 6.4248e-05 | 0.00011416 | 4.273e-05 | 0.038462
265 | 0.00011979 | 9.6938e-05 | 0.00011416 | 2.7729e-05 | 0.038462
266 | 0.00012011 | 0.00012414 | 0.00011416 | 2.4093e-05 | 0.038462
267 | 0.0001197 | 0.00014578 | 0.00011416 | 2.0001e-05 | 0.038462
268 | 0.00011975 | 0.00016646 | 0.00011416 | 2.6366e-05 | 0.038462
269 | 0.00012255 | 0.00017913 | 0.00011416 | 4.6367e-05 | 0.076923
270 | 0.00012548 | 0.00052351 | 0.00011416 | 7.7278e-05 | 0.15385
271 | 0.00012828 | 0.00054885 | 0.00011416 | 0.0001091 | 0.23077
272 | 0.00013078 | 0.00052906 | 0.00011416 | 0.00012092 | 0.38462
273 | 0.00014018 | 0.00047414 | 0.00011416 | 0.00010364 | 0.46154
274 | 0.00014136 | 0.00042137 | 0.00011416 | 8.637e-05 | 0.57692
275 | 0.00014127 | 0.00037839 | 0.00011416 | 9.0461e-05 | 0.69231
276 | 0.00013376 | 0.00029277 | 0.00011416 | 9.5462e-05 | 0.61538
277 | 0.00013101 | 0.0003054 | 0.00011416 | 9.1825e-05 | 0.53846
278 | 0.00013469 | 0.00030025 | 0.00011416 | 9.4552e-05 | 0.61538
279 | 0.0001353 | 0.00029687 | 0.00011416 | 0.00010364 | 0.69231
280 | 0.00013453 | 0.0003152 | 0.00011416 | 0.00011274 | 0.76923
281 | 0.00013642 | 0.00033027 | 0.00011416 | 0.00012365 | 0.69231
282 | 0.00013727 | 0.00029885 | 0.00011416 | 0.00011546 | 0.57692
283 | 0.00013431 | 0.00028848 | 0.00011416 | 9.8189e-05 | 0.46154
284 | 0.00013003 | 0.00033012 | 0.00011416 | 8.2279e-05 | 0.30769
285 | 0.00012754 | 1.1636e-05 | 0.00011416 | 6.7732e-05 | 0.23077
286 | 0.00012598 | 1.3975e-05 | 0.00011416 | 5.7277e-05 | 0.15385
287 | 0.00012589 | 3.6214e-05 | 0.00011416 | 5.0458e-05 | 0.076923
288 | 0.00012573 | 6.0955e-05 | 0.00011416 | 5.9823e-05 | 0.076923
289 | 0.00011895 | 8.2769e-05 | 0.00011416 | 3.8821e-05 | 0.076923
290 | 0.00011898 | 0.0001016 | 0.00011416 | 3.373e-05 | 0.057692
291 | 0.00011891 | 0.00011792 | 0.00011416 | 2.8002e-05 | 0.057692
292 | 0.00011877 | 0.00013345 | 0.00011416 | 3.6912e-05 | 0.076923
293 | 0.00011996 | 0.00014294 | 0.00011416 | 6.4914e-05 | 0.11538
294 | 0.00012443 | 0.000484 | 0.00011416 | 0.00010819 | 0.19231
295 | 0.00012807 | 0.00050541 | 0.00011416 | 0.00015274 | 0.30769
296 | 0.00013279 | 0.00048243 | 0.00011416 | 0.00016929 | 0.46154
297 | 0.0001424 | 0.00043361 | 0.00011416 | 0.0001451 | 0.57692
298 | 0.00014403 | 0.00037823 | 0.00011416 | 0.00012092 | 0.69231
299 | 0.00014604 | 0.00033361 | 0.00011416 | 0.00012665 | 0.76923
300 | 0.00013774 | 0.00024593 | 0.00011416 | 0.00013365 | 0.73077
301 | 0.00013549 | 0.00025599 | 0.00011416 | 0.00012855 | 0.69231
302 | 0.00013993 | 0.0002497 | 0.00011416 | 0.00013237 | 0.84615
303 | 0.00013911 | 0.00025067 | 0.00011416 | 0.0001451 | 0.96154
304 | 0.00013905 | 0.00026223 | 0.00011416 | 0.00015783 | 1
305 | 0.00013971 | 0.00027884 | 0.00011416 | 0.0001731 | 0.92308
306 | 0.00013914 | 0.00024854 | 0.00011416 | 0.00016165 | 0.76923
307 | 0.00013463 | 0.0002458 | 0.00011416 | 0.00013746 | 0.57692
308 | 0.0001314 | 0.00029119 | 0.00011416 | 0.00011519 | 0.46154
309 | 0.00012791 | 1.0622e-05 | 0.00011416 | 9.4825e-05 | 0.30769
310 | 0.00012653 | 1.0002e-05 | 0.00011416 | 8.0188e-05 | 0.23077
311 | 0.00012732 | 9.6905e-06 | 0.00011416 | 7.0642e-05 | 0.15385
312 | 0.00012445 | 2.8716e-05 | 0.00011416 | 5.6974e-05 | 0.076923
313 | 0.00011918 | 6.36e-05 | 0.00011416 | 3.6972e-05 | 0.076923
314 | 0.00011753 | 9.767e-05 | 0.00011416 | 3.2124e-05 | 0.057692
315 | 0.0001174 | 0.00012057 | 0.00011416 | 2.6669e-05 | 0.057692
316 | 0.00011734 | 0.00014359 | 0.00011416 | 3.5154e-05 | 0.076923
317 | 0.00011765 | 0.00016755 | 0.00011416 | 6.1823e-05 | 0.11538
318 | 0.00011856 | 0.00052733 | 0.00011416 | 0.00010304 | 0.19231
319 | 0.00011961 | 0.00054035 | 0.00011416 | 0.00014547 | 0.30769
320 | 0.00012128 | 0.0005031 | 0.00011416 | 0.00016122 | 0.46154
321 | 0.00012311 | 0.00044295 | 0.00011416 | 0.00013819 | 0.57692
322 | 0.00012442 | 0.00039094 | 0.00011416 | 0.00011516 | 0.69231
323 | 0.00012599 | 0.00034878 | 0.00011416 | 0.00012061 | 0.76923
324 | 0.00012099 | 0.00026866 | 0.00011416 | 0.00012728 | 0.73077
325 | 0.00011919 | 0.00028644 | 0.00011416 | 0.00012243 | 0.69231
326 | 0.00011882 | 0.00027311 | 0.00011416 | 0.00012607 | 0.84615
327 | 0.00011805 | 0.00027421 | 0.00011416 | 0.00013819 | 0.96154
328 | 0.00011902 | 0.0002937 | 0.00011416 | 0.00015031 | 1
329 | 0.00012024 | 0.00031226 | 0.00011416 | 0.00016486 | 0.92308
330 | 0.00012174 | 0.00028331 | 0.00011416 | 0.00015395 | 0.76923
331 | 0.00012215 | 0.00027392 | 0.00011416 | 0.00013092 | 0.57692
332 | 0.00012109 | 0.00031855 | 0.00011416 | 0.00010971 | 0.46154
333 | 0.00012019 | 1.3747e-05 | 0.00011416 | 9.031e-05 | 0.30769
334 | 0.00012126 | 8.7201e-06 | 0.00011416 | 7.6369e-05 | 0.23077
335 | 0.00012346 | 1.5925e-05 | 0.00011416 | 6.7278e-05 | 0.15385
336 | 0.00012207 | 3.4787e-05 | 0.00011416 | 5.8113e-05 | 0.076923
337 | 0.00011798 | 5.4281e-05 | 0.00011416 | 3.7712e-05 | 0.076923
338 | 0.00011558 | 7.422e-05 | 0.00011416 | 3.2766e-05 | 0.057692
339 | 0.00011322 | 9.0362e-05 | 0.00011416 | 2.7202e-05 | 0.057692
340 | 0.00011371 | 0.00010545 | 0.00011416 | 3.5857e-05 | 0.076923
341 | 0.00011409 | 0.00012325 | 0.00011416 | 6.3059e-05 | 0.11538
342 | 0.00011439 | 0.00048137 | 0.00011416 | 0.0001051 | 0.19231
343 | 0.00011441 | 0.00049091 | 0.00011416 | 0.00014837 | 0.30769
344 | 0.00011395 | 0.00045005 | 0.00011416 | 0.00016445 | 0.46154
345 | 0.00011295 | 0.00038605 | 0.00011416 | 0.00014096 | 0.57692
346 | 0.0001121 | 0.00032579 | 0.00011416 | 0.00011746 | 0.69231
347 | 0.00011146 | 0.00027433 | 0.00011416 | 0.00012303 | 0.76923
348 | 0.00011104 | 0.00018957 | 0.00011416 | 0.00012983 | 0.73077
349 | 0.00011089 | 0.00020354 | 0.00011416 | 0.00012488 | 0.69231
350 | 0.00010894 | 0.00019037 | 0.00011416 | 0.00012859 | 0.84615
351 | 0.00010835 | 0.00018642 | 0.00011416 | 0.00014096 | 0.96154
352 | 0.00010927 | 0.00020427 | 0.00011416 | 0.00015332 | 1
353 | 0.00010888 | 0.00023127 | 0.00011416 | 0.00016816 | 0.92308
354 | 0.00011367 | 0.00020558 | 0.00011416 | 0.00015703 | 0.76923
355 | 0.00011538 | 0.00020524 | 0.00011416 | 0.00013354 | 0.57692
356 | 0.00011505 | 0.00025775 | 0.00011416 | 0.0001119 | 0.46154
357 | 0.00011407 | 1.3563e-05 | 0.00011416 | 9.2116e-05 | 0.30769
358 | 0.00011535 | 7.6036e-06 | 0.00011416 | 7.7897e-05 | 0.23077
359 | 0.00011813 | 6.0338e-06 | 0.00011416 | 6.8623e-05 | 0.15385
360 | 0.00011706 | 6.5292e-06 | 0.00011416 | 5.8683e-05 | 0.076923
361 | 0.00011284 | 3.2669e-05 | 0.00011416 | 3.8082e-05 | 0.076923
362 | 0.00011208 | 7.2777e-05 | 0.00011416 | 3.3087e-05 | 0.057692
363 | 0.00011205 | 0.00010154 | 0.00011416 | 2.7469e-05 | 0.057692
364 | 0.00011253 | 0.00012753 | 0.00011416 | 3.6209e-05 | 0.076923
365 | 0.00011438 | 0.00015094 | 0.00011416 | 6.3677e-05 | 0.11538
366 | 0.00011916 | 0.00051472 | 0.00011416 | 0.00010613 | 0.19231
367 | 0.00012487 | 0.00052568 | 0.00011416 | 0.00014983 | 0.30769
368 | 0.00013157 | 0.00049064 | 0.00011416 | 0.00016606 | 0.46154
369 | 0.00014462 | 0.00042984 | 0.00011416 | 0.00014234 | 0.57692
370 | 0.00014646 | 0.00037806 | 0.00011416 | 0.00011861 | 0.69231
371 | 0.00014595 | 0.00033548 | 0.00011416 | 0.00012423 | 0.76923
372 | 0.00013857 | 0.00025793 | 0.00011416 | 0.0001311 | 0.73077
373 | 0.00013494 | 0.00027299 | 0.00011416 | 0.00012611 | 0.69231
374 | 0.0001384 | 0.00026289 | 0.00011416 | 0.00012985 | 0.84615
375 | 0.00013879 | 0.00026194 | 0.00011416 | 0.00014234 | 0.96154
376 | 0.00013944 | 0.00027867 | 0.00011416 | 0.00015482 | 1
377 | 0.00014154 | 0.00030228 | 0.00011416 | 0.00016981 | 0.92308
378 | 0.00014255 | 0.00027622 | 0.00011416 | 0.00015857 | 0.76923
379 | 0.0001391 | 0.00027572 | 0.00011416 | 0.00013485 | 0.57692
380 | 0.0001352 | 0.00032819 | 0.00011416 | 0.000113 | 0.46154
381 | 0.00013141 | 1.3896e-05 | 0.00011416 | 9.3019e-05 | 0.30769
382 | 0.00012971 | 1.2113e-05 | 0.00011416 | 7.866e-05 | 0.23077
383 | 0.00013031 | 4.333e-05 | 0.00011416 | 6.9296e-05 | 0.15385
384 | 0.00012827 | 6.8198e-05 | 0.00011416 | 6.1532e-05 | 0.076923
385 | 0.00012204 | 9.3098e-05 | 0.00011416 | 3.993e-05 | 0.076923
386 | 0.00012137 | 0.00011598 | 0.00011416 | 3.4693e-05 | 0.057692
387 | 0.00012074 | 0.00013391 | 0.00011416 | 2.8802e-05 | 0.057692
388 | 0.000121 | 0.00015335 | 0.00011416 | 3.7966e-05 | 0.076923
389 | 0.00012128 | 0.00017094 | 0.00011416 | 6.6769e-05 | 0.11538
390 | 0.00012592 | 0.00052866 | 0.00011416 | 0.00011128 | 0.19231
391 | 0.00013142 | 0.00053661 | 0.00011416 | 0.0001571 | 0.30769
392 | 0.00013665 | 0.00049483 | 0.00011416 | 0.00017412 | 0.46154
393 | 0.00014655 | 0.00042883 | 0.00011416 | 0.00014925 | 0.57692
394 | 0.0001492 | 0.00036946 | 0.00011416 | 0.00012437 | 0.69231
395 | 0.00014785 | 0.00032158 | 0.00011416 | 0.00013026 | 0.76923
396 | 0.00013962 | 0.00023886 | 0.00011416 | 0.00013746 | 0.73077
397 | 0.00013581 | 0.00025115 | 0.00011416 | 0.00013223 | 0.69231
398 | 0.00014082 | 0.00023962 | 0.00011416 | 0.00013616 | 0.84615
399 | 0.00013973 | 0.0002376 | 0.00011416 | 0.00014925 | 0.96154
400 | 0.00014011 | 0.00025509 | 0.00011416 | 0.00016234 | 1
401 | 0.0001413 | 0.00027772 | 0.00011416 | 0.00017805 | 0.92308
402 | 0.00014201 | 0.00026309 | 0.00011416 | 0.00016627 | 0.76923
403 | 0.00013819 | 0.00027003 | 0.00011416 | 0.00014139 | 0.57692
404 | 0.0001339 | 0.00033134 | 0.00011416 | 0.00011848 | 0.46154
405 | 0.00012992 | 1.4072e-05 | 0.00011416 | 9.7534e-05 | 0.30769
406 | 0.00012874 | 2.0205e-05 | 0.00011416 | 8.2479e-05 | 0.23077
407 | 0.00012862 | 7.0661e-05 | 0.00011416 | 7.266e-05 | 0.15385
408 | 0.00012516 | 0.0001143 | 0.00011416 | 4.8428e-05 | 0.038462
409 | 0.00011958 | 0.00016205 | 0.00011416 | 3.1427e-05 | 0.038462
410 | 0.00011969 | 0.00020399 | 0.00011416 | 2.7305e-05 | 0.038462
411 | 0.00011823 | 0.00023409 | 0.00011416 | 2.2668e-05 | 0.038462
412 | 0.00011782 | 0.00026278 | 0.00011416 | 2.9881e-05 | 0.038462
413 | 0.00012054 | 0.00028709 | 0.00011416 | 5.2549e-05 | 0.076923
414 | 0.00012251 | 0.0006482 | 0.00011416 | 8.7582e-05 | 0.15385
415 | 0.00012578 | 0.00065745 | 0.00011416 | 0.00012365 | 0.23077
416 | 0.00013284 | 0.00062126 | 0.00011416 | 0.00013704 | 0.38462
417 | 0.00014292 | 0.00056436 | 0.00011416 | 0.00011746 | 0.46154
418 | 0.00014419 | 0.00051232 | 0.00011416 | 9.7886e-05 | 0.57692
419 | 0.00014344 | 0.00046901 | 0.00011416 | 0.00010252 | 0.69231
420 | 0.00013603 | 0.0003951 | 0.00011416 | 0.00010819 | 0.61538
421 | 0.00013392 | 0.00041165 | 0.00011416 | 0.00010407 | 0.53846
422 | 0.00013932 | 0.00040185 | 0.00011416 | 0.00010716 | 0.61538
423 | 0.00013999 | 0.00039899 | 0.00011416 | 0.00011746 | 0.69231
424 | 0.00014017 | 0.00041255 | 0.00011416 | 0.00012777 | 0.76923
425 | 0.00014054 | 0.00043372 | 0.00011416 | 0.00014013 | 0.69231
426 | 0.00013882 | 0.00041116 | 0.00011416 | 0.00013086 | 0.57692
427 | 0.00013615 | 0.00041206 | 0.00011416 | 0.00011128 | 0.46154
428 | 0.00013207 | 0.00046374 | 0.00011416 | 9.3249e-05 | 0.30769
429 | 0.00012848 | 0.00011462 | 0.00011416 | 7.6763e-05 | 0.23077
430 | 0.00012657 | 0.00014971 | 0.00011416 | 6.4914e-05 | 0.15385
431 | 0.00012807 | 0.0001943 | 0.00011416 | 5.7186e-05 | 0.076923
432 | 0.00012617 | 0.00021503 | 0.00011416 | 4.273e-05 | 0.038462
433 | 0.00011915 | 0.00024053 | 0.00011416 | 2.7729e-05 | 0.038462
434 | 0.00011921 | 0.00026239 | 0.00011416 | 2.4093e-05 | 0.038462
435 | 0.00011851 | 0.00027829 | 0.00011416 | 2.0001e-05 | 0.038462
436 | 0.00011836 | 0.00029527 | 0.00011416 | 2.6366e-05 | 0.038462
437 | 0.00011992 | 0.0003034 | 0.00011416 | 4.6367e-05 | 0.076923
438 | 0.0001238 | 0.00064235 | 0.00011416 | 7.7278e-05 | 0.15385
439 | 0.00012864 | 0.00066371 | 0.00011416 | 0.0001091 | 0.23077
440 | 0.00013416 | 0.00063434 | 0.00011416 | 0.00012092 | 0.38462
441 | 0.00014417 | 0.00057425 | 0.00011416 | 0.00010364 | 0.46154
442 | 0.00014462 | 0.00051226 | 0.00011416 | 8.637e-05 | 0.57692
443 | 0.0001431 | 0.00046315 | 0.00011416 | 9.0461e-05 | 0.69231
444 | 0.00013534 | 0.00037705 | 0.00011416 | 9.5462e-05 | 0.61538
445 | 0.00013202 | 0.00038842 | 0.00011416 | 9.1825e-05 | 0.53846
446 | 0.0001376 | 0.00037743 | 0.00011416 | 9.4552e-05 | 0.61538
447 | 0.00013638 | 0.00037237 | 0.00011416 | 0.00010364 | 0.69231
448 | 0.00013681 | 0.00039408 | 0.00011416 | 0.00011274 | 0.76923
449 | 0.00013765 | 0.00041637 | 0.00011416 | 0.00012365 | 0.69231
450 | 0.0001389 | 0.00038944 | 0.00011416 | 0.00011546 | 0.57692
451 | 0.00013601 | 0.00037772 | 0.00011416 | 9.8189e-05 | 0.46154
452 | 0.00013123 | 0.0004214 | 0.00011416 | 8.2279e-05 | 0.30769
453 | 0.00012641 | 7.1981e-05 | 0.00011416 | 6.7732e-05 | 0.23077
454 | 0.00012482 | 0.00010624 | 0.00011416 | 5.7277e-05 | 0.15385
455 | 0.00012559 | 0.0001422 | 0.00011416 | 5.0458e-05 | 0.076923
456 | 0.00012296 | 0.00017108 | 0.00011416 | 5.9823e-05 | 0.076923
457 | 0.00011824 | 0.00020077 | 0.00011416 | 3.8821e-05 | 0.076923
458 | 0.00011808 | 0.00022634 | 0.00011416 | 3.373e-05 | 0.057692
459 | 0.00011557 | 0.00024585 | 0.00011416 | 2.8002e-05 | 0.057692
460 | 0.00011664 | 0.00026743 | 0.00011416 | 3.6912e-05 | 0.076923
461 | 0.00011856 | 0.00027658 | 0.00011416 | 6.4914e-05 | 0.11538
462 | 0.00012216 | 0.00061852 | 0.00011416 | 0.00010819 | 0.19231
463 | 0.00012825 | 0.00063755 | 0.00011416 | 0.00015274 | 0.30769
464 | 0.00013234 | 0.00061138 | 0.00011416 | 0.00016929 | 0.46154
465 | 0.00014102 | 0.00056073 | 0.00011416 | 0.0001451 | 0.57692
466 | 0.00014471 | 0.00050765 | 0.00011416 | 0.00012092 | 0.69231
467 | 0.00014615 | 0.00046042 | 0.00011416 | 0.00012665 | 0.76923
468 | 0.00014051 | 0.00037217 | 0.00011416 | 0.00013365 | 0.73077
469 | 0.00013705 | 0.00038302 | 0.00011416 | 0.00012855 | 0.69231
470 | 0.00014202 | 0.00037502 | 0.00011416 | 0.00013237 | 0.84615
471 | 0.00014 | 0.0003749 | 0.00011416 | 0.0001451 | 0.96154
472 | 0.00014048 | 0.00038376 | 0.00011416 | 0.00015783 | 1
473 | 0.00014086 | 0.00040528 | 0.00011416 | 0.0001731 | 0.92308
474 | 0.00013963 | 0.00038033 | 0.00011416 | 0.00016165 | 0.76923
475 | 0.0001359 | 0.00037888 | 0.00011416 | 0.00013746 | 0.57692
476 | 0.00013256 | 0.00042466 | 0.00011416 | 0.00011519 | 0.46154
477 | 0.00012879 | 7.6566e-05 | 0.00011416 | 9.4825e-05 | 0.30769
478 | 0.00012731 | 0.00011778 | 0.00011416 | 8.0188e-05 | 0.23077
479 | 0.00012785 | 0.00015749 | 0.00011416 | 7.0642e-05 | 0.15385
480 | 0.00012628 | 0.00018851 | 0.00011416 | 5.6974e-05 | 0.076923
481 | 0.00012054 | 0.00021854 | 0.00011416 | 3.6972e-05 | 0.076923
482 | 0.00011614 | 0.000245 | 0.00011416 | 3.2124e-05 | 0.057692
483 | 0.00011662 | 0.00026748 | 0.00011416 | 2.6669e-05 | 0.057692
484 | 0.00011753 | 0.00028647 | 0.00011416 | 3.5154e-05 | 0.076923
485 | 0.00011789 | 0.00030668 | 0.00011416 | 6.1823e-05 | 0.11538
486 | 0.00011914 | 0.00066144 | 0.00011416 | 0.00010304 | 0.19231
487 | 0.00012072 | 0.00067059 | 0.00011416 | 0.00014547 | 0.30769
488 | 0.00012194 | 0.00063329 | 0.00011416 | 0.00016122 | 0.46154
489 | 0.00012425 | 0.00057385 | 0.00011416 | 0.00013819 | 0.57692
490 | 0.00012549 | 0.00052627 | 0.00011416 | 0.00011516 | 0.69231
491 | 0.00012608 | 0.00047668 | 0.00011416 | 0.00012061 | 0.76923
492 | 0.00012265 | 0.00039708 | 0.00011416 | 0.00012728 | 0.73077
493 | 0.00011966 | 0.00040794 | 0.00011416 | 0.00012243 | 0.69231
494 | 0.00012254 | 0.00039596 | 0.00011416 | 0.00012607 | 0.84615
495 | 0.00012074 | 0.0003934 | 0.00011416 | 0.00013819 | 0.96154
496 | 0.00012034 | 0.00041013 | 0.00011416 | 0.00015031 | 1
497 | 0.00011971 | 0.00042946 | 0.00011416 | 0.00016486 | 0.92308
498 | 0.00012072 | 0.00040805 | 0.00011416 | 0.00015395 | 0.76923
499 | 0.0001206 | 0.00040833 | 0.00011416 | 0.00013092 | 0.57692
500 | 0.00011903 | 0.00046074 | 0.00011416 | 0.00010971 | 0.46154
501 | 0.00011704 | 0.00011083 | 0.00011416 | 9.031e-05 | 0.30769
502 | 0.00011729 | 0.00014451 | 0.00011416 | 7.6369e-05 | 0.23077
503 | 0.00011986 | 0.00018779 | 0.00011416 | 6.7278e-05 | 0.15385
504 | 0.00011929 | 0.00021834 | 0.00011416 | 5.8113e-05 | 0.076923
505 | 0.00011338 | 0.00025371 | 0.00011416 | 3.7712e-05 | 0.076923
506 | 0.00011041 | 0.00028633 | 0.00011416 | 3.2766e-05 | 0.057692
507 | 0.00010869 | 0.00030943 | 0.00011416 | 2.7202e-05 | 0.057692
508 | 0.00010768 | 0.00033301 | 0.00011416 | 3.5857e-05 | 0.076923
509 | 0.00010747 | 0.00035725 | 0.00011416 | 6.3059e-05 | 0.11538
510 | 0.00010805 | 0.00071571 | 0.00011416 | 0.0001051 | 0.19231
511 | 0.00010904 | 0.00072936 | 0.00011416 | 0.00014837 | 0.30769
512 | 0.00010976 | 0.00069695 | 0.00011416 | 0.00016445 | 0.46154
513 | 0.0001097 | 0.00064462 | 0.00011416 | 0.00014096 | 0.57692
514 | 0.00011009 | 0.00059762 | 0.00011416 | 0.00011746 | 0.69231
515 | 0.00011122 | 0.00056112 | 0.00011416 | 0.00012303 | 0.76923
516 | 0.000109 | 0.00049197 | 0.00011416 | 0.00012983 | 0.73077
517 | 0.00010988 | 0.00050645 | 0.00011416 | 0.00012488 | 0.69231
518 | 0.00011079 | 0.00049953 | 0.00011416 | 0.00012859 | 0.84615
519 | 0.00011006 | 0.00050072 | 0.00011416 | 0.00014096 | 0.96154
520 | 0.00010954 | 0.00051358 | 0.00011416 | 0.00015332 | 1
521 | 0.00011187 | 0.00053093 | 0.00011416 | 0.00016816 | 0.92308
522 | 0.00011619 | 0.00050008 | 0.00011416 | 0.00015703 | 0.76923
523 | 0.00011697 | 0.00048981 | 0.00011416 | 0.00013354 | 0.57692
524 | 0.00011484 | 0.00053341 | 0.00011416 | 0.0001119 | 0.46154
525 | 0.00011292 | 0.00017736 | 0.00011416 | 9.2116e-05 | 0.30769
526 | 0.00011486 | 0.00020282 | 0.00011416 | 7.7897e-05 | 0.23077
527 | 0.00011758 | 0.00023795 | 0.00011416 | 6.8623e-05 | 0.15385
528 | 0.0001157 | 0.00024713 | 0.00011416 | 5.8683e-05 | 0.076923
529 | 0.00011068 | 0.000256 | 0.00011416 | 3.8082e-05 | 0.076923
530 | 0.00011073 | 0.00026189 | 0.00011416 | 3.3087e-05 | 0.057692
531 | 0.00011094 | 0.00027117 | 0.00011416 | 2.7469e-05 | 0.057692
532 | 0.00011141 | 0.00028078 | 0.00011416 | 3.6209e-05 | 0.076923
533 | 0.00011475 | 0.00029489 | 0.00011416 | 6.3677e-05 | 0.11538
534 | 0.00011948 | 0.00064438 | 0.00011416 | 0.00010613 | 0.19231
535 | 0.00012439 | 0.00065472 | 0.00011416 | 0.00014983 | 0.30769
536 | 0.00013326 | 0.00060162 | 0.00011416 | 0.00016606 | 0.46154
537 | 0.00014689 | 0.00052431 | 0.00011416 | 0.00014234 | 0.57692
538 | 0.00015049 | 0.00045396 | 0.00011416 | 0.00011861 | 0.69231
539 | 0.00015141 | 0.00039418 | 0.00011416 | 0.00012423 | 0.76923
540 | 0.00014345 | 0.00030775 | 0.00011416 | 0.0001311 | 0.73077
541 | 0.00013951 | 0.00031464 | 0.00011416 | 0.00012611 | 0.69231
542 | 0.00014404 | 0.00030148 | 0.00011416 | 0.00012985 | 0.84615
543 | 0.00014298 | 0.00029993 | 0.00011416 | 0.00014234 | 0.96154
544 | 0.00014364 | 0.00032417 | 0.00011416 | 0.00015482 | 1
545 | 0.00014523 | 0.00035963 | 0.00011416 | 0.00016981 | 0.92308
546 | 0.00014558 | 0.00033266 | 0.00011416 | 0.00015857 | 0.76923
547 | 0.00014173 | 0.00032931 | 0.00011416 | 0.00013485 | 0.57692
548 | 0.00013645 | 0.00037633 | 0.00011416 | 0.000113 | 0.46154
549 | 0.00013287 | 2.2902e-05 | 0.00011416 | 9.3019e-05 | 0.30769
550 | 0.00012988 | 4.7187e-05 | 0.00011416 | 7.866e-05 | 0.23077
551 | 0.0001307 | 8.6602e-05 | 0.00011416 | 6.9296e-05 | 0.15385
552 | 0.00012933 | 0.00012201 | 0.00011416 | 6.1532e-05 | 0.076923
553 | 0.00012442 | 0.00015888 | 0.00011416 | 3.993e-05 | 0.076923
554 | 0.00012407 | 0.00019437 | 0.00011416 | 3.4693e-05 | 0.057692
555 | 0.00012265 | 0.00022092 | 0.00011416 | 2.8802e-05 | 0.057692
556 | 0.00012219 | 0.00024286 | 0.00011416 | 3.7966e-05 | 0.076923
557 | 0.0001244 | 0.00026561 | 0.00011416 | 6.6769e-05 | 0.11538
558 | 0.00012787 | 0.00062364 | 0.00011416 | 0.00011128 | 0.19231
559 | 0.00013255 | 0.00063536 | 0.00011416 | 0.0001571 | 0.30769
560 | 0.00013737 | 0.00059155 | 0.00011416 | 0.00017412 | 0.46154
561 | 0.00014668 | 0.00052743 | 0.00011416 | 0.00014925 | 0.57692
562 | 0.00014979 | 0.00046962 | 0.00011416 | 0.00012437 | 0.69231
563 | 0.00014836 | 0.00042092 | 0.00011416 | 0.00013026 | 0.76923
564 | 0.00014 | 0.00033938 | 0.00011416 | 0.00013746 | 0.73077
565 | 0.00013699 | 0.00035126 | 0.00011416 | 0.00013223 | 0.69231
566 | 0.00014043 | 0.0003381 | 0.00011416 | 0.00013616 | 0.84615
567 | 0.00013919 | 0.00033516 | 0.00011416 | 0.00014925 | 0.96154
568 | 0.00014038 | 0.00035492 | 0.00011416 | 0.00016234 | 1
569 | 0.00014237 | 0.00038344 | 0.00011416 | 0.00017805 | 0.92308
570 | 0.00014246 | 0.00035871 | 0.00011416 | 0.00016627 | 0.76923
571 | 0.00014028 | 0.00035279 | 0.00011416 | 0.00014139 | 0.57692
572 | 0.00013621 | 0.0003997 | 0.00011416 | 0.00011848 | 0.46154
573 | 0.00013156 | 4.1666e-05 | 0.00011416 | 9.7534e-05 | 0.30769
574 | 0.0001297 | 7.1592e-05 | 0.00011416 | 8.2479e-05 | 0.23077
575 | 0.00012951 | 0.00011012 | 0.00011416 | 7.266e-05 | 0.15385
576 | 0.00012708 | 0.00013278 | 0.00011416 | 4.8428e-05 | 0.038462
577 | 0.00012179 | 0.00015527 | 0.00011416 | 3.1427e-05 | 0.038462
578 | 0.00011777 | 0.0001744 | 0.00011416 | 2.7305e-05 | 0.038462
579 | 0.00011714 | 0.00019351 | 0.00011416 | 2.2668e-05 | 0.038462
580 | 0.00011793 | 0.0002079 | 0.00011416 | 2.9881e-05 | 0.038462
581 | 0.00011945 | 0.00022729 | 0.00011416 | 5.2549e-05 | 0.076923
582 | 0.00012366 | 0.00058003 | 0.00011416 | 8.7582e-05 | 0.15385
583 | 0.00012914 | 0.00059114 | 0.00011416 | 0.00012365 | 0.23077
584 | 0.00013554 | 0.00054776 | 0.00011416 | 0.00013704 | 0.38462
585 | 0.00014523 | 0.00047952 | 0.00011416 | 0.00011746 | 0.46154
586 | 0.00014562 | 0.00041806 | 0.00011416 | 9.7886e-05 | 0.57692
587 | 0.00014559 | 0.00036539 | 0.00011416 | 0.00010252 | 0.69231
588 | 0.00013623 | 0.00028003 | 0.00011416 | 0.00010819 | 0.61538
589 | 0.00013374 | 0.00028985 | 0.00011416 | 0.00010407 | 0.53846
590 | 0.0001376 | 0.0002771 | 0.00011416 | 0.00010716 | 0.61538
591 | 0.00013559 | 0.00027559 | 0.00011416 | 0.00011746 | 0.69231
592 | 0.00013655 | 0.00029578 | 0.00011416 | 0.00012777 | 0.76923
593 | 0.00013755 | 0.0003251 | 0.00011416 | 0.00014013 | 0.69231
594 | 0.00013838 | 0.00029108 | 0.00011416 | 0.00013086 | 0.57692
595 | 0.00013561 | 0.0002828 | 0.00011416 | 0.00011128 | 0.46154
596 | 0.00013145 | 0.00032527 | 0.00011416 | 9.3249e-05 | 0.30769
597 | 0.00012833 | 1.3858e-05 | 0.00011416 | 7.6763e-05 | 0.23077
598 | 0.00012546 | 9.2444e-06 | 0.00011416 | 6.4914e-05 | 0.15385
599 | 0.00012752 | 1.5923e-05 | 0.00011416 | 5.7186e-05 | 0.076923
600 | 0.00012669 | 3.8119e-05 | 0.00011416 | 4.273e-05 | 0.038462
601 | 0.00012083 | 6.2471e-05 | 0.00011416 | 2.7729e-05 | 0.038462
602 | 0.00011819 | 8.1401e-05 | 0.00011416 | 2.4093e-05 | 0.038462
603 | 0.00011878 | 9.7837e-05 | 0.00011416 | 2.0001e-05 | 0.038462
604 | 0.00011961 | 0.00011588 | 0.00011416 | 2.6366e-05 | 0.038462
605 | 0.00012106 | 0.00012634 | 0.00011416 | 4.6367e-05 | 0.076923
606 | 0.00012365 | 0.00047115 | 0.00011416 | 7.7278e-05 | 0.15385
607 | 0.00012774 | 0.00049509 | 0.00011416 | 0.0001091 | 0.23077
608 | 0.00013332 | 0.00046804 | 0.00011416 | 0.00012092 | 0.38462
609 | 0.00014013 | 0.00040967 | 0.00011416 | 0.00010364 | 0.46154
610 | 0.00014145 | 0.00035338 | 0.00011416 | 8.637e-05 | 0.57692
611 | 0.00014075 | 0.00030398 | 0.00011416 | 9.0461e-05 | 0.69231
612 | 0.00013138 | 0.000213 | 0.00011416 | 9.5462e-05 | 0.61538
613 | 0.0001272 | 0.00022161 | 0.00011416 | 9.1825e-05 | 0.53846
614 | 0.00012893 | 0.0002094 | 0.00011416 | 9.4552e-05 | 0.61538
615 | 0.0001239 | 0.00020363 | 0.00011416 | 0.00010364 | 0.69231
616 | 0.00012121 | 0.00022115 | 0.00011416 | 0.00011274 | 0.76923
617 | 0.00011823 | 0.00024457 | 0.00011416 | 0.00012365 | 0.69231
618 | 0.00011995 | 0.00021987 | 0.00011416 | 0.00011546 | 0.57692
619 | 0.00011884 | 0.00021236 | 0.00011416 | 9.8189e-05 | 0.46154
620 | 0.00011695 | 0.00026333 | 0.00011416 | 8.2279e-05 | 0.30769
621 | 0.00011466 | 1.1124e-05 | 0.00011416 | 6.7732e-05 | 0.23077
622 | 0.00011454 | 9.1411e-06 | 0.00011416 | 5.7277e-05 | 0.15385
623 | 0.00011651 | 6.3065e-06 | 0.00011416 | 5.0458e-05 | 0.076923
624 | 0.00011515 | 1.3161e-05 | 0.00011416 | 5.9823e-05 | 0.076923
625 | 0.00011083 | 4.8984e-05 | 0.00011416 | 3.8821e-05 | 0.076923
626 | 0.00010807 | 8.3633e-05 | 0.00011416 | 3.373e-05 | 0.057692
627 | 0.00010671 | 0.00010894 | 0.00011416 | 2.8002e-05 | 0.057692
628 | 0.0001045 | 0.00013145 | 0.00011416 | 3.6912e-05 | 0.076923
629 | 0.0001041 | 0.00014698 | 0.00011416 | 6.4914e-05 | 0.11538
630 | 0.00010383 | 0.00049365 | 0.00011416 | 0.00010819 | 0.19231
631 | 0.00010503 | 0.00051567 | 0.00011416 | 0.00015274 | 0.30769
632 | 0.00010293 | 0.00049185 | 0.00011416 | 0.00016929 | 0.46154
633 | 0.00010264 | 0.00044715 | 0.00011416 | 0.0001451 | 0.57692
634 | 0.00010104 | 0.00040262 | 0.00011416 | 0.00012092 | 0.69231
635 | 0.00010009 | 0.0003704 | 0.00011416 | 0.00012665 | 0.76923
636 | 9.8813e-05 | 0.00029138 | 0.00011416 | 0.00013365 | 0.73077
637 | 9.7243e-05 | 0.00030294 | 0.00011416 | 0.00012855 | 0.69231
638 | 9.735e-05 | 0.00029111 | 0.00011416 | 0.00013237 | 0.84615
639 | 9.6656e-05 | 0.00028464 | 0.00011416 | 0.0001451 | 0.96154
640 | 9.7336e-05 | 0.00029137 | 0.00011416 | 0.00015783 | 1
641 | 9.6786e-05 | 0.00030787 | 0.00011416 | 0.0001731 | 0.92308
642 | 9.9905e-05 | 0.00028617 | 0.00011416 | 0.00016165 | 0.76923
643 | 0.00010176 | 0.00029077 | 0.00011416 | 0.00013746 | 0.57692
644 | 0.00010171 | 0.00033987 | 0.00011416 | 0.00011519 | 0.46154
645 | 0.00010149 | 1.2559e-05 | 0.00011416 | 9.4825e-05 | 0.30769
646 | 0.00010524 | 3.5492e-05 | 0.00011416 | 8.0188e-05 | 0.23077
647 | 0.00010887 | 8.0465e-05 | 0.00011416 | 7.0642e-05 | 0.15385
648 | 0.00010857 | 0.00011292 | 0.00011416 | 5.6974e-05 | 0.076923
649 | 0.00010353 | 0.00014547 | 0.00011416 | 3.6972e-05 | 0.076923
650 | 9.9947e-05 | 0.00017562 | 0.00011416 | 3.2124e-05 | 0.057692
651 | 9.7523e-05 | 0.00019792 | 0.00011416 | 2.6669e-05 | 0.057692
652 | 9.6827e-05 | 0.00021635 | 0.00011416 | 3.5154e-05 | 0.076923
653 | 9.7463e-05 | 0.00023747 | 0.00011416 | 6.1823e-05 | 0.11538
654 | 9.9113e-05 | 0.00059341 | 0.00011416 | 0.00010304 | 0.19231
655 | 0.00010004 | 0.00060272 | 0.00011416 | 0.00014547 | 0.30769
656 | 9.7974e-05 | 0.00056626 | 0.00011416 | 0.00016122 | 0.46154
657 | 9.0079e-05 | 0.00050387 | 0.00011416 | 0.00013819 | 0.57692
658 | 8.5946e-05 | 0.00044918 | 0.00011416 | 0.00011516 | 0.69231
659 | 8.6326e-05 | 0.0003996 | 0.00011416 | 0.00012061 | 0.76923
660 | 8.5616e-05 | 0.00032465 | 0.00011416 | 0.00012728 | 0.73077
661 | 8.6075e-05 | 0.00034245 | 0.00011416 | 0.00012243 | 0.69231
662 | 8.6464e-05 | 0.00032937 | 0.00011416 | 0.00012607 | 0.84615
663 | 8.7023e-05 | 0.00032643 | 0.00011416 | 0.00013819 | 0.96154
664 | 8.903e-05 | 0.00033968 | 0.00011416 | 0.00015031 | 1
665 | 9.186e-05 | 0.00036193 | 0.00011416 | 0.00016486 | 0.92308
666 | 9.3671e-05 | 0.00034572 | 0.00011416 | 0.00015395 | 0.76923
667 | 9.4921e-05 | 0.00034832 | 0.00011416 | 0.00013092 | 0.57692
668 | 9.4803e-05 | 0.00040748 | 0.00011416 | 0.00010971 | 0.46154
669 | 9.5361e-05 | 6.0415e-05 | 0.00011416 | 9.031e-05 | 0.30769
670 | 9.8731e-05 | 0.00010217 | 0.00011416 | 7.6369e-05 | 0.23077
671 | 0.00010299 | 0.00014961 | 0.00011416 | 6.7278e-05 | 0.15385
672 | 0.00010232 | 0.00018577 | 0.00011416 | 5.8113e-05 | 0.076923
673 | 9.7113e-05 | 0.00022306 | 0.00011416 | 3.7712e-05 | 0.076923
674 | 9.5065e-05 | 0.00025709 | 0.00011416 | 3.2766e-05 | 0.057692
675 | 9.2768e-05 | 0.00028023 | 0.00011416 | 2.7202e-05 | 0.057692
676 | 9.2662e-05 | 0.00030541 | 0.00011416 | 3.5857e-05 | 0.076923
677 | 9.2721e-05 | 0.00032931 | 0.00011416 | 6.3059e-05 | 0.11538
678 | 9.3128e-05 | 0.00068512 | 0.00011416 | 0.0001051 | 0.19231
679 | 9.3184e-05 | 0.00069459 | 0.00011416 | 0.00014837 | 0.30769
680 | 9.2356e-05 | 0.0006587 | 0.00011416 | 0.00016445 | 0.46154
681 | 9.3817e-05 | 0.00060214 | 0.00011416 | 0.00014096 | 0.57692
682 | 9.6246e-05 | 0.00055314 | 0.00011416 | 0.00011746 | 0.69231
683 | 9.8171e-05 | 0.00051042 | 0.00011416 | 0.00012303 | 0.76923
684 | 9.8064e-05 | 0.00043152 | 0.00011416 | 0.00012983 | 0.73077
685 | 0.00010018 | 0.00044278 | 0.00011416 | 0.00012488 | 0.69231
686 | 0.00010158 | 0.00043172 | 0.00011416 | 0.00012859 | 0.84615
687 | 0.00010263 | 0.00042846 | 0.00011416 | 0.00014096 | 0.96154
688 | 0.00010276 | 0.00044456 | 0.00011416 | 0.00015332 | 1
689 | 0.00010331 | 0.00046277 | 0.00011416 | 0.00016816 | 0.92308
690 | 0.0001058 | 0.00043492 | 0.00011416 | 0.00015703 | 0.76923
691 | 0.00010358 | 0.00042655 | 0.00011416 | 0.00013354 | 0.57692
692 | 0.00010303 | 0.00047315 | 0.00011416 | 0.0001119 | 0.46154
693 | 0.0001023 | 0.00011475 | 0.00011416 | 9.2116e-05 | 0.30769
694 | 0.00010437 | 0.00014397 | 0.00011416 | 7.7897e-05 | 0.23077
695 | 0.00010726 | 0.0001778 | 0.00011416 | 6.8623e-05 | 0.15385
696 | 0.00010623 | 0.00019543 | 0.00011416 | 5.8683e-05 | 0.076923
697 | 0.0001001 | 0.00021147 | 0.00011416 | 3.8082e-05 | 0.076923
698 | 9.8999e-05 | 0.0002266 | 0.00011416 | 3.3087e-05 | 0.057692
699 | 9.9225e-05 | 0.00024218 | 0.00011416 | 2.7469e-05 | 0.057692
700 | 9.8292e-05 | 0.00025524 | 0.00011416 | 3.6209e-05 | 0.076923
701 | 9.947e-05 | 0.00027399 | 0.00011416 | 6.3677e-05 | 0.11538
702 | 9.8972e-05 | 0.00062424 | 0.00011416 | 0.00010613 | 0.19231
703 | 9.9784e-05 | 0.00063585 | 0.00011416 | 0.00014983 | 0.30769
704 | 9.9789e-05 | 0.00059088 | 0.00011416 | 0.00016606 | 0.46154
705 | 0.00010043 | 0.00052442 | 0.00011416 | 0.00014234 | 0.57692
706 | 0.00010256 | 0.00046019 | 0.00011416 | 0.00011861 | 0.69231
707 | 0.00010228 | 0.00040568 | 0.00011416 | 0.00012423 | 0.76923
708 | 0.00010146 | 0.00032359 | 0.00011416 | 0.0001311 | 0.73077
709 | 0.00010116 | 0.00034331 | 0.00011416 | 0.00012611 | 0.69231
710 | 0.00010091 | 0.00032995 | 0.00011416 | 0.00012985 | 0.84615
711 | 0.00010054 | 0.00032523 | 0.00011416 | 0.00014234 | 0.96154
712 | 0.00010188 | 0.00034294 | 0.00011416 | 0.00015482 | 1
713 | 0.00010516 | 0.00036823 | 0.00011416 | 0.00016981 | 0.92308
714 | 0.00011026 | 0.00033908 | 0.00011416 | 0.00015857 | 0.76923
715 | 0.0001124 | 0.00033055 | 0.00011416 | 0.00013485 | 0.57692
716 | 0.0001121 | 0.00037772 | 0.00011416 | 0.000113 | 0.46154
717 | 0.00011113 | 2.1995e-05 | 0.00011416 | 9.3019e-05 | 0.30769
718 | 0.00011211 | 4.4924e-05 | 0.00011416 | 7.866e-05 | 0.23077
719 | 0.00011429 | 8.2086e-05 | 0.00011416 | 6.9296e-05 | 0.15385
720 | 0.00011202 | 0.00011145 | 0.00011416 | 6.1532e-05 | 0.076923
721 | 0.00010762 | 0.00014128 | 0.00011416 | 3.993e-05 | 0.076923
722 | 0.00010852 | 0.00016912 | 0.00011416 | 3.4693e-05 | 0.057692
723 | 0.0001073 | 0.00019228 | 0.00011416 | 2.8802e-05 | 0.057692
724 | 0.00010737 | 0.00021285 | 0.00011416 | 3.7966e-05 | 0.076923
725 | 0.00011012 | 0.0002348 | 0.00011416 | 6.6769e-05 | 0.11538
726 | 0.00011375 | 0.00059235 | 0.00011416 | 0.00011128 | 0.19231
727 | 0.00011806 | 0.0006047 | 0.00011416 | 0.0001571 | 0.30769
728 | 0.0001275 | 0.00056618 | 0.00011416 | 0.00017412 | 0.46154
729 | 0.00013909 | 0.00050811 | 0.00011416 | 0.00014925 | 0.57692
730 | 0.00014158 | 0.00045551 | 0.00011416 | 0.00012437 | 0.69231
731 | 0.0001413 | 0.00040759 | 0.00011416 | 0.00013026 | 0.76923
732 | 0.00013395 | 0.00032587 | 0.00011416 | 0.00013746 | 0.73077
733 | 0.00012958 | 0.00034187 | 0.00011416 | 0.00013223 | 0.69231
734 | 0.00013308 | 0.00033118 | 0.00011416 | 0.00013616 | 0.84615
735 | 0.00013287 | 0.00033078 | 0.00011416 | 0.00014925 | 0.96154
736 | 0.00013306 | 0.00034734 | 0.00011416 | 0.00016234 | 1
737 | 0.00013354 | 0.00037004 | 0.00011416 | 0.00017805 | 0.92308
738 | 0.00013345 | 0.00032735 | 0.00011416 | 0.00016627 | 0.76923
739 | 0.00013187 | 0.00030657 | 0.00011416 | 0.00014139 | 0.57692
740 | 0.00012814 | 0.00034049 | 0.00011416 | 0.00011848 | 0.46154
741 | 0.00012368 | 1.4039e-05 | 0.00011416 | 9.7534e-05 | 0.30769
742 | 0.00012255 | 9.2656e-06 | 0.00011416 | 8.2479e-05 | 0.23077
743 | 0.00012279 | 1.2412e-05 | 0.00011416 | 7.266e-05 | 0.15385
744 | 0.00012103 | 1.712e-05 | 0.00011416 | 4.7352e-05 | 0.038462
745 | 0.00011593 | 3.3004e-05 | 0.00011416 | 3.0728e-05 | 0.038462
746 | 0.00011634 | 4.2711e-05 | 0.00011416 | 2.6698e-05 | 0.038462
747 | 0.00011516 | 5.8001e-05 | 0.00011416 | 2.2165e-05 | 0.038462
748 | 0.00011488 | 7.207e-05 | 0.00011416 | 2.9217e-05 | 0.038462
749 | 0.00011568 | 8.6416e-05 | 0.00011416 | 5.1382e-05 | 0.076923
750 | 0.00011969 | 0.0004446 | 0.00011416 | 8.5636e-05 | 0.15385
751 | 0.00012062 | 0.00045668 | 0.00011416 | 0.0001209 | 0.23077
752 | 0.00012975 | 0.00041217 | 0.00011416 | 0.000134 | 0.38462
753 | 0.00014321 | 0.0003495 | 0.00011416 | 0.00011485 | 0.46154
754 | 0.00014556 | 0.00028985 | 0.00011416 | 9.5711e-05 | 0.57692
755 | 0.00014409 | 0.00023773 | 0.00011416 | 0.00010024 | 0.69231
756 | 0.00013518 | 0.00015476 | 0.00011416 | 0.00010579 | 0.61538
757 | 0.00013205 | 0.0001685 | 0.00011416 | 0.00010176 | 0.53846
758 | 0.00013687 | 0.00015565 | 0.00011416 | 0.00010478 | 0.61538
759 | 0.00013623 | 0.00015272 | 0.00011416 | 0.00011485 | 0.69231
760 | 0.00013595 | 0.00017118 | 0.00011416 | 0.00012493 | 0.76923
761 | 0.00013596 | 0.00019312 | 0.00011416 | 0.00013702 | 0.69231
762 | 0.00013537 | 0.00016963 | 0.00011416 | 0.00012795 | 0.57692
763 | 0.00013363 | 0.00017051 | 0.00011416 | 0.00010881 | 0.46154
764 | 0.0001307 | 0.00022644 | 0.00011416 | 9.1177e-05 | 0.30769
765 | 0.00012726 | 1.3554e-05 | 0.00011416 | 7.5057e-05 | 0.23077
766 | 0.00012585 | 7.5788e-06 | 0.00011416 | 6.3471e-05 | 0.15385
767 | 0.00012614 | 5.8181e-06 | 0.00011416 | 5.5915e-05 | 0.076923
768 | 0.00012605 | 2.8356e-06 | 0.00011416 | 4.1781e-05 | 0.038462
769 | 0.00012051 | 1.0887e-05 | 0.00011416 | 2.7113e-05 | 0.038462
770 | 0.00011953 | 5.3222e-05 | 0.00011416 | 2.3557e-05 | 0.038462
771 | 0.00011884 | 8.0261e-05 | 0.00011416 | 1.9557e-05 | 0.038462
772 | 0.00011989 | 0.000111 | 0.00011416 | 2.578e-05 | 0.038462
773 | 0.00012318 | 0.00013056 | 0.00011416 | 4.5337e-05 | 0.076923
774 | 0.00012509 | 0.00048242 | 0.00011416 | 7.5561e-05 | 0.15385
775 | 0.00012882 | 0.00050547 | 0.00011416 | 0.00010667 | 0.23077
776 | 0.00013483 | 0.00048536 | 0.00011416 | 0.00011823 | 0.38462
777 | 0.00014294 | 0.0004392 | 0.00011416 | 0.00010134 | 0.46154
778 | 0.00014447 | 0.0003947 | 0.00011416 | 8.4451e-05 | 0.57692
779 | 0.00014371 | 0.0003578 | 0.00011416 | 8.8451e-05 | 0.69231
780 | 0.00013447 | 0.00027963 | 0.00011416 | 9.334e-05 | 0.61538
781 | 0.00012998 | 0.00029633 | 0.00011416 | 8.9784e-05 | 0.53846
782 | 0.0001352 | 0.00029501 | 0.00011416 | 9.2451e-05 | 0.61538
783 | 0.0001335 | 0.00029065 | 0.00011416 | 0.00010134 | 0.69231
784 | 0.00013391 | 0.00030543 | 0.00011416 | 0.00011023 | 0.76923
785 | 0.00013583 | 0.00032001 | 0.00011416 | 0.0001209 | 0.69231
786 | 0.00013534 | 0.00029271 | 0.00011416 | 0.0001129 | 0.57692
787 | 0.0001357 | 0.00028383 | 0.00011416 | 9.6007e-05 | 0.46154
788 | 0.00013169 | 0.00033073 | 0.00011416 | 8.045e-05 | 0.30769
789 | 0.00012641 | 1.172e-05 | 0.00011416 | 6.6227e-05 | 0.23077
790 | 0.00012467 | 1.6127e-05 | 0.00011416 | 5.6004e-05 | 0.15385
791 | 0.00012476 | 5.0735e-05 | 0.00011416 | 4.9337e-05 | 0.076923
792 | 0.00012492 | 7.0757e-05 | 0.00011416 | 5.8493e-05 | 0.076923
793 | 0.00011901 | 9.02e-05 | 0.00011416 | 3.7958e-05 | 0.076923
794 | 0.000117 | 0.00011028 | 0.00011416 | 3.298e-05 | 0.057692
795 | 0.00011753 | 0.00012383 | 0.00011416 | 2.738e-05 | 0.057692
796 | 0.00011874 | 0.00013862 | 0.00011416 | 3.6092e-05 | 0.076923
797 | 0.00012147 | 0.00014644 | 0.00011416 | 6.3471e-05 | 0.11538
798 | 0.00012371 | 0.00048834 | 0.00011416 | 0.00010579 | 0.19231
799 | 0.00012772 | 0.00050925 | 0.00011416 | 0.00014934 | 0.30769
800 | 0.00013173 | 0.00047874 | 0.00011416 | 0.00016552 | 0.46154
801 | 0.00014143 | 0.00042925 | 0.00011416 | 0.00014188 | 0.57692
802 | 0.00014038 | 0.00038616 | 0.00011416 | 0.00011823 | 0.69231
803 | 0.00013967 | 0.00034025 | 0.00011416 | 0.00012383 | 0.76923
804 | 0.00013128 | 0.00024902 | 0.00011416 | 0.00013068 | 0.73077
805 | 0.00012645 | 0.00025888 | 0.00011416 | 0.0001257 | 0.69231
806 | 0.00013184 | 0.0002491 | 0.00011416 | 0.00012943 | 0.84615
807 | 0.00013007 | 0.00024346 | 0.00011416 | 0.00014188 | 0.96154
808 | 0.00013242 | 0.00024806 | 0.00011416 | 0.00015432 | 1
809 | 0.00013205 | 0.00027046 | 0.00011416 | 0.00016926 | 0.92308
810 | 0.00013212 | 0.00024164 | 0.00011416 | 0.00015806 | 0.76923
811 | 0.00013082 | 0.00024063 | 0.00011416 | 0.00013441 | 0.57692
812 | 0.00012688 | 0.0002849 | 0.00011416 | 0.00011263 | 0.46154
813 | 0.00012264 | 1.061e-05 | 0.00011416 | 9.2718e-05 | 0.30769
814 | 0.00012085 | 1.0009e-05 | 0.00011416 | 7.8406e-05 | 0.23077
815 | 0.00012237 | 8.5428e-06 | 0.00011416 | 6.9072e-05 | 0.15385
816 | 0.00012089 | 2.4421e-05 | 0.00011416 | 5.5708e-05 | 0.076923
817 | 0.00011491 | 5.8373e-05 | 0.00011416 | 3.6151e-05 | 0.076923
818 | 0.00011279 | 8.8927e-05 | 0.00011416 | 3.141e-05 | 0.057692
819 | 0.00011244 | 0.00011319 | 0.00011416 | 2.6076e-05 | 0.057692
820 | 0.00011182 | 0.00013523 | 0.00011416 | 3.4373e-05 | 0.076923
821 | 0.00011354 | 0.00015721 | 0.00011416 | 6.0449e-05 | 0.11538
822 | 0.00011591 | 0.00051931 | 0.00011416 | 0.00010075 | 0.19231
823 | 0.0001167 | 0.0005292 | 0.00011416 | 0.00014223 | 0.30769
824 | 0.00011603 | 0.00049403 | 0.00011416 | 0.00015764 | 0.46154
825 | 0.00011905 | 0.00044044 | 0.00011416 | 0.00013512 | 0.57692
826 | 0.00011946 | 0.00039403 | 0.00011416 | 0.0001126 | 0.69231
827 | 0.0001204 | 0.00035645 | 0.00011416 | 0.00011793 | 0.76923
828 | 0.00011691 | 0.00027597 | 0.00011416 | 0.00012445 | 0.73077
829 | 0.00011506 | 0.00029093 | 0.00011416 | 0.00011971 | 0.69231
830 | 0.00011784 | 0.00028102 | 0.00011416 | 0.00012327 | 0.84615
831 | 0.00011674 | 0.00027553 | 0.00011416 | 0.00013512 | 0.96154
832 | 0.00011609 | 0.00028668 | 0.00011416 | 0.00014697 | 1
833 | 0.00011356 | 0.00030312 | 0.00011416 | 0.0001612 | 0.92308
834 | 0.00011301 | 0.00028405 | 0.00011416 | 0.00015053 | 0.76923
835 | 0.00011333 | 0.00028533 | 0.00011416 | 0.00012801 | 0.57692
836 | 0.00011265 | 0.00033821 | 0.00011416 | 0.00010727 | 0.46154
837 | 0.00011288 | 1.4485e-05 | 0.00011416 | 8.8303e-05 | 0.30769
838 | 0.00011343 | 1.8745e-05 | 0.00011416 | 7.4672e-05 | 0.23077
839 | 0.00011547 | 6.1061e-05 | 0.00011416 | 6.5783e-05 | 0.15385
840 | 0.00011579 | 9.2626e-05 | 0.00011416 | 5.6822e-05 | 0.076923
841 | 0.00010979 | 0.00012326 | 0.00011416 | 3.6874e-05 | 0.076923
842 | 0.00010533 | 0.00014953 | 0.00011416 | 3.2038e-05 | 0.057692
843 | 0.0001032 | 0.00017171 | 0.00011416 | 2.6598e-05 | 0.057692
844 | 0.00010317 | 0.00019151 | 0.00011416 | 3.506e-05 | 0.076923
845 | 0.00010313 | 0.00021135 | 0.00011416 | 6.1658e-05 | 0.11538
846 | 0.00010401 | 0.00056774 | 0.00011416 | 0.00010276 | 0.19231
847 | 0.00010438 | 0.00057819 | 0.00011416 | 0.00014508 | 0.30769
848 | 0.00010446 | 0.00053919 | 0.00011416 | 0.00016079 | 0.46154
849 | 0.00010502 | 0.00048099 | 0.00011416 | 0.00013782 | 0.57692
850 | 0.0001061 | 0.00042803 | 0.00011416 | 0.00011485 | 0.69231
851 | 0.00010622 | 0.00038228 | 0.00011416 | 0.00012029 | 0.76923
852 | 0.00010587 | 0.00030449 | 0.00011416 | 0.00012694 | 0.73077
853 | 0.000106 | 0.00032597 | 0.00011416 | 0.00012211 | 0.69231
854 | 0.00010605 | 0.00031192 | 0.00011416 | 0.00012573 | 0.84615
855 | 0.00010611 | 0.00030755 | 0.00011416 | 0.00013782 | 0.96154
856 | 0.00010598 | 0.00032183 | 0.00011416 | 0.00014991 | 1
857 | 0.00010781 | 0.00034162 | 0.00011416 | 0.00016442 | 0.92308
858 | 0.00011069 | 0.00031723 | 0.00011416 | 0.00015354 | 0.76923
859 | 0.00011311 | 0.00031484 | 0.00011416 | 0.00013057 | 0.57692
860 | 0.00011178 | 0.00036599 | 0.00011416 | 0.00010941 | 0.46154
861 | 0.00010834 | 1.91e-05 | 0.00011416 | 9.0069e-05 | 0.30769
862 | 0.00011018 | 4.3565e-05 | 0.00011416 | 7.6166e-05 | 0.23077
863 | 0.00011367 | 8.6087e-05 | 0.00011416 | 6.7098e-05 | 0.15385
864 | 0.0001113 | 0.00011271 | 0.00011416 | 5.7379e-05 | 0.076923
865 | 0.00010921 | 0.00014102 | 0.00011416 | 3.7235e-05 | 0.076923
866 | 0.00010945 | 0.0001651 | 0.00011416 | 3.2352e-05 | 0.057692
867 | 0.00010844 | 0.00018423 | 0.00011416 | 2.6858e-05 | 0.057692
868 | 0.00011012 | 0.00020526 | 0.00011416 | 3.5404e-05 | 0.076923
869 | 0.00011283 | 0.00022509 | 0.00011416 | 6.2262e-05 | 0.11538
870 | 0.00011648 | 0.0005829 | 0.00011416 | 0.00010377 | 0.19231
871 | 0.0001219 | 0.00059315 | 0.00011416 | 0.0001465 | 0.30769
872 | 0.0001271 | 0.00055257 | 0.00011416 | 0.00016237 | 0.46154
873 | 0.00013824 | 0.00049304 | 0.00011416 | 0.00013917 | 0.57692
874 | 0.00013905 | 0.00043814 | 0.00011416 | 0.00011598 | 0.69231
875 | 0.00013835 | 0.00039256 | 0.00011416 | 0.00012147 | 0.76923
876 | 0.00013198 | 0.00031588 | 0.00011416 | 0.00012819 | 0.73077
877 | 0.00012743 | 0.00033388 | 0.00011416 | 0.0001233 | 0.69231
878 | 0.0001336 | 0.00032149 | 0.00011416 | 0.00012697 | 0.84615
879 | 0.00013248 | 0.0003149 | 0.00011416 | 0.00013917 | 0.96154
880 | 0.00013343 | 0.00032902 | 0.00011416 | 0.00015138 | 1
881 | 0.00013511 | 0.00034859 | 0.00011416 | 0.00016603 | 0.92308
882 | 0.00013474 | 0.00032838 | 0.00011416 | 0.00015505 | 0.76923
883 | 0.00013353 | 0.00032656 | 0.00011416 | 0.00013185 | 0.57692
884 | 0.00012985 | 0.00038017 | 0.00011416 | 0.00011049 | 0.46154
885 | 0.00012608 | 2.8556e-05 | 0.00011416 | 9.0952e-05 | 0.30769
886 | 0.00012423 | 6.5806e-05 | 0.00011416 | 7.6912e-05 | 0.23077
887 | 0.00012453 | 0.00010852 | 0.00011416 | 6.7756e-05 | 0.15385
888 | 0.0001243 | 0.00014212 | 0.00011416 | 6.0164e-05 | 0.076923
889 | 0.00012089 | 0.00017547 | 0.00011416 | 3.9043e-05 | 0.076923
890 | 0.00011747 | 0.00020526 | 0.00011416 | 3.3923e-05 | 0.057692
891 | 0.00011805 | 0.00022823 | 0.00011416 | 2.8162e-05 | 0.057692
892 | 0.0001185 | 0.00025055 | 0.00011416 | 3.7123e-05 | 0.076923
893 | 0.00012076 | 0.00027172 | 0.00011416 | 6.5285e-05 | 0.11538
894 | 0.00012411 | 0.00062701 | 0.00011416 | 0.00010881 | 0.19231
895 | 0.00012998 | 0.00063528 | 0.00011416 | 0.00015361 | 0.30769
896 | 0.00013338 | 0.00059696 | 0.00011416 | 0.00017025 | 0.46154
897 | 0.00014349 | 0.00053908 | 0.00011416 | 0.00014593 | 0.57692
898 | 0.0001439 | 0.00048862 | 0.00011416 | 0.00012161 | 0.69231
899 | 0.00014279 | 0.0004462 | 0.00011416 | 0.00012737 | 0.76923
900 | 0.00013321 | 0.00037027 | 0.00011416 | 0.00013441 | 0.73077
901 | 0.0001301 | 0.0003892 | 0.00011416 | 0.00012929 | 0.69231
902 | 0.00013413 | 0.00037684 | 0.00011416 | 0.00013313 | 0.84615
903 | 0.00013364 | 0.00037202 | 0.00011416 | 0.00014593 | 0.96154
904 | 0.00013487 | 0.00038471 | 0.00011416 | 0.00015873 | 1
905 | 0.00013535 | 0.00040432 | 0.00011416 | 0.00017409 | 0.92308
906 | 0.0001349 | 0.00038148 | 0.00011416 | 0.00016257 | 0.76923
907 | 0.00013448 | 0.00038077 | 0.00011416 | 0.00013825 | 0.57692
908 | 0.00013041 | 0.00042874 | 0.00011416 | 0.00011585 | 0.46154
909 | 0.00012655 | 7.6582e-05 | 0.00011416 | 9.5367e-05 | 0.30769
910 | 0.0001246 | 0.00011114 | 0.00011416 | 8.0646e-05 | 0.23077
911 | 0.00012476 | 0.00015261 | 0.00011416 | 7.1045e-05 | 0.15385
912 | 0.00012366 | 0.00017687 | 0.00011416 | 4.7352e-05 | 0.038462
913 | 0.00011789 | 0.00020352 | 0.00011416 | 3.0728e-05 | 0.038462
914 | 0.00011845 | 0.00022431 | 0.00011416 | 2.6698e-05 | 0.038462
915 | 0.00011853 | 0.00024313 | 0.00011416 | 2.2165e-05 | 0.038462
916 | 0.00011867 | 0.0002604 | 0.00011416 | 2.9217e-05 | 0.038462
917 | 0.00011988 | 0.00027723 | 0.00011416 | 5.1382e-05 | 0.076923
918 | 0.00012414 | 0.00063248 | 0.00011416 | 8.5636e-05 | 0.15385
919 | 0.00012724 | 0.00064151 | 0.00011416 | 0.0001209 | 0.23077
920 | 0.00013218 | 0.00060081 | 0.00011416 | 0.000134 | 0.38462
921 | 0.00014181 | 0.00053942 | 0.00011416 | 0.00011485 | 0.46154
922 | 0.00014248 | 0.00048461 | 0.00011416 | 9.5711e-05 | 0.57692
923 | 0.00014281 | 0.00043683 | 0.00011416 | 0.00010024 | 0.69231
924 | 0.00013551 | 0.00036319 | 0.00011416 | 0.00010579 | 0.61538
925 | 0.0001319 | 0.00037589 | 0.00011416 | 0.00010176 | 0.53846
926 | 0.00013663 | 0.00036479 | 0.00011416 | 0.00010478 | 0.61538
927 | 0.00013561 | 0.00035861 | 0.00011416 | 0.00011485 | 0.69231
928 | 0.00013632 | 0.00037071 | 0.00011416 | 0.00012493 | 0.76923
929 | 0.00013563 | 0.00039403 | 0.00011416 | 0.00013702 | 0.69231
930 | 0.00013362 | 0.00036929 | 0.00011416 | 0.00012795 | 0.57692
931 | 0.00013283 | 0.00036995 | 0.00011416 | 0.00010881 | 0.46154
932 | 0.00012904 | 0.00042338 | 0.00011416 | 9.1177e-05 | 0.30769
933 | 0.00012507 | 7.1431e-05 | 0.00011416 | 7.5057e-05 | 0.23077
934 | 0.00012305 | 0.00010751 | 0.00011416 | 6.3471e-05 | 0.15385
935 | 0.00012351 | 0.0001513 | 0.00011416 | 5.5915e-05 | 0.076923
936 | 0.00012296 | 0.00018518 | 0.00011416 | 4.1781e-05 | 0.038462
937 | 0.00012117 | 0.00022203 | 0.00011416 | 2.7113e-05 | 0.038462
938 | 0.00011909 | 0.0002532 | 0.00011416 | 2.3557e-05 | 0.038462
939 | 0.00011798 | 0.00027531 | 0.00011416 | 1.9557e-05 | 0.038462
940 | 0.00011828 | 0.00029748 | 0.00011416 | 2.578e-05 | 0.038462
941 | 0.00012022 | 0.00031195 | 0.00011416 | 4.5337e-05 | 0.076923
942 | 0.0001226 | 0.00065496 | 0.00011416 | 7.5561e-05 | 0.15385
943 | 0.00012616 | 0.00067742 | 0.00011416 | 0.00010667 | 0.23077
944 | 0.0001323 | 0.00064785 | 0.00011416 | 0.00011823 | 0.38462
945 | 0.00014235 | 0.00059536 | 0.00011416 | 0.00010134 | 0.46154
946 | 0.00014295 | 0.00054322 | 0.00011416 | 8.4451e-05 | 0.57692
947 | 0.00014213 | 0.00050316 | 0.00011416 | 8.8451e-05 | 0.69231
948 | 0.00013435 | 0.00041924 | 0.00011416 | 9.334e-05 | 0.61538
949 | 0.00013074 | 0.00043446 | 0.00011416 | 8.9784e-05 | 0.53846
950 | 0.0001372 | 0.00042839 | 0.00011416 | 9.2451e-05 | 0.61538
951 | 0.00013604 | 0.00042442 | 0.00011416 | 0.00010134 | 0.69231
952 | 0.00013829 | 0.00043701 | 0.00011416 | 0.00011023 | 0.76923
953 | 0.00013977 | 0.00045609 | 0.00011416 | 0.0001209 | 0.69231
954 | 0.00013867 | 0.00043192 | 0.00011416 | 0.0001129 | 0.57692
955 | 0.00013723 | 0.00042326 | 0.00011416 | 9.6007e-05 | 0.46154
956 | 0.00013338 | 0.00046769 | 0.00011416 | 8.045e-05 | 0.30769
957 | 0.00012855 | 0.00011908 | 0.00011416 | 6.6227e-05 | 0.23077
958 | 0.00012622 | 0.00015575 | 0.00011416 | 5.6004e-05 | 0.15385
959 | 0.00012669 | 0.00019097 | 0.00011416 | 4.9337e-05 | 0.076923
960 | 0.00012526 | 0.00021422 | 0.00011416 | 5.8493e-05 | 0.076923
961 | 0.00011801 | 0.00023517 | 0.00011416 | 3.7958e-05 | 0.076923
962 | 0.00011704 | 0.00025663 | 0.00011416 | 3.298e-05 | 0.057692
963 | 0.00011714 | 0.00027291 | 0.00011416 | 2.738e-05 | 0.057692
964 | 0.00011893 | 0.00028595 | 0.00011416 | 3.6092e-05 | 0.076923
965 | 0.0001197 | 0.00029541 | 0.00011416 | 6.3471e-05 | 0.11538
966 | 0.0001226 | 0.00063427 | 0.00011416 | 0.00010579 | 0.19231
967 | 0.00012808 | 0.00065387 | 0.00011416 | 0.00014934 | 0.30769
968 | 0.00013433 | 0.0006189 | 0.00011416 | 0.00016552 | 0.46154
969 | 0.0001432 | 0.00056507 | 0.00011416 | 0.00014188 | 0.57692
970 | 0.00014384 | 0.00051269 | 0.00011416 | 0.00011823 | 0.69231
971 | 0.00014302 | 0.00046769 | 0.00011416 | 0.00012383 | 0.76923
972 | 0.00013583 | 0.00037654 | 0.00011416 | 0.00013068 | 0.73077
973 | 0.00013344 | 0.00039312 | 0.00011416 | 0.0001257 | 0.69231
974 | 0.00013766 | 0.00038892 | 0.00011416 | 0.00012943 | 0.84615
975 | 0.00013718 | 0.00038611 | 0.00011416 | 0.00014188 | 0.96154
976 | 0.00013708 | 0.00039433 | 0.00011416 | 0.00015432 | 1
977 | 0.00013781 | 0.00041778 | 0.00011416 | 0.00016926 | 0.92308
978 | 0.00013705 | 0.00038437 | 0.00011416 | 0.00015806 | 0.76923
979 | 0.00013422 | 0.00037684 | 0.00011416 | 0.00013441 | 0.57692
980 | 0.00013124 | 0.00041469 | 0.00011416 | 0.00011263 | 0.46154
981 | 0.00012718 | 5.7398e-05 | 0.00011416 | 9.2718e-05 | 0.30769
982 | 0.00012477 | 8.9518e-05 | 0.00011416 | 7.8406e-05 | 0.23077
983 | 0.00012615 | 0.00012093 | 0.00011416 | 6.9072e-05 | 0.15385
984 | 0.00012456 | 0.00014695 | 0.00011416 | 5.5708e-05 | 0.076923
985 | 0.00011693 | 0.00016983 | 0.00011416 | 3.6151e-05 | 0.076923
986 | 0.00011407 | 0.00019389 | 0.00011416 | 3.141e-05 | 0.057692
987 | 0.00011398 | 0.00021109 | 0.00011416 | 2.6076e-05 | 0.057692
988 | 0.00011509 | 0.00022849 | 0.00011416 | 3.4373e-05 | 0.076923
989 | 0.0001147 | 0.00024535 | 0.00011416 | 6.0449e-05 | 0.11538
990 | 0.0001163 | 0.00059827 | 0.00011416 | 0.00010075 | 0.19231
991 | 0.00011764 | 0.00060965 | 0.00011416 | 0.00014223 | 0.30769
992 | 0.00011643 | 0.00056399 | 0.00011416 | 0.00015764 | 0.46154
993 | 0.00011974 | 0.00050153 | 0.00011416 | 0.00013512 | 0.57692
994 | 0.000121 | 0.00044613 | 0.00011416 | 0.0001126 | 0.69231
995 | 0.00012159 | 0.00039992 | 0.00011416 | 0.00011793 | 0.76923
996 | 0.00011682 | 0.00031958 | 0.00011416 | 0.00012445 | 0.73077
997 | 0.00011287 | 0.00033321 | 0.00011416 | 0.00011971 | 0.69231
998 | 0.00011411 | 0.00032043 | 0.00011416 | 0.00012327 | 0.84615
999 | 0.00011208 | 0.00032301 | 0.00011416 | 0.00013512 | 0.96154
1000 | 0.00011171 | 0.00034056 | 0.00011416 | 0.00014697 | 1
1001 | 0.00011141 | 0.00035486 | 0.00011416 | 0.0001612 | 0.92308
1002 | 0.00011442 | 0.00033956 | 0.00011416 | 0.00015053 | 0.76923
1003 | 0.0001159 | 0.0003356 | 0.00011416 | 0.00012801 | 0.57692
1004 | 0.00011534 | 0.00038401 | 0.00011416 | 0.00010727 | 0.46154
1005 | 0.00011508 | 2.9963e-05 | 0.00011416 | 8.8303e-05 | 0.30769
1006 | 0.00011492 | 6.0108e-05 | 0.00011416 | 7.4672e-05 | 0.23077
1007 | 0.00011734 | 9.964e-05 | 0.00011416 | 6.5783e-05 | 0.15385
1008 | 0.0001167 | 0.00013132 | 0.00011416 | 5.6822e-05 | 0.076923
1009 | 0.00011027 | 0.00016529 | 0.00011416 | 3.6874e-05 | 0.076923
1010 | 0.00010882 | 0.00019814 | 0.00011416 | 3.2038e-05 | 0.057692
1011 | 0.00010684 | 0.00022066 | 0.00011416 | 2.6598e-05 | 0.057692
1012 | 0.00010557 | 0.00024278 | 0.00011416 | 3.506e-05 | 0.076923
1013 | 0.00010673 | 0.0002637 | 0.00011416 | 6.1658e-05 | 0.11538
1014 | 0.00010773 | 0.00062099 | 0.00011416 | 0.00010276 | 0.19231
1015 | 0.0001073 | 0.00063038 | 0.00011416 | 0.00014508 | 0.30769
1016 | 0.00010762 | 0.00058257 | 0.00011416 | 0.00016079 | 0.46154
1017 | 0.00010705 | 0.0005223 | 0.00011416 | 0.00013782 | 0.57692
1018 | 0.00010744 | 0.00047117 | 0.00011416 | 0.00011485 | 0.69231
1019 | 0.00010734 | 0.0004298 | 0.00011416 | 0.00012029 | 0.76923
1020 | 0.00010568 | 0.00035413 | 0.00011416 | 0.00012694 | 0.73077
1021 | 0.00010463 | 0.00036478 | 0.00011416 | 0.00012211 | 0.69231
1022 | 0.00010478 | 0.0003516 | 0.00011416 | 0.00012573 | 0.84615
1023 | 0.00010117 | 0.00034554 | 0.00011416 | 0.00013782 | 0.96154
1024 | 0.00010059 | 0.00035935 | 0.00011416 | 0.00014991 | 1
1025 | 0.00010405 | 0.00037823 | 0.00011416 | 0.00016442 | 0.92308
1026 | 0.00010897 | 0.00036477 | 0.00011416 | 0.00015354 | 0.76923
1027 | 0.00011343 | 0.00036223 | 0.00011416 | 0.00013057 | 0.57692
1028 | 0.00011352 | 0.00041241 | 0.00011416 | 0.00010941 | 0.46154
1029 | 0.00011247 | 5.6041e-05 | 0.00011416 | 9.0069e-05 | 0.30769
1030 | 0.00011359 | 8.9767e-05 | 0.00011416 | 7.6166e-05 | 0.23077
1031 | 0.00011523 | 0.00012922 | 0.00011416 | 6.7098e-05 | 0.15385
1032 | 0.00011352 | 0.00015695 | 0.00011416 | 5.7379e-05 | 0.076923
1033 | 0.00011031 | 0.00018123 | 0.00011416 | 3.7235e-05 | 0.076923
1034 | 0.00010912 | 0.00020426 | 0.00011416 | 3.2352e-05 | 0.057692
1035 | 0.00010868 | 0.00022324 | 0.00011416 | 2.6858e-05 | 0.057692
1036 | 0.00010842 | 0.0002412 | 0.00011416 | 3.5404e-05 | 0.076923
1037 | 0.00011216 | 0.00025916 | 0.00011416 | 6.2262e-05 | 0.11538
1038 | 0.00011665 | 0.00061278 | 0.00011416 | 0.00010377 | 0.19231
1039 | 0.00012249 | 0.00062181 | 0.00011416 | 0.0001465 | 0.30769
1040 | 0.00012939 | 0.00057387 | 0.00011416 | 0.00016237 | 0.46154
1041 | 0.00013986 | 0.00051637 | 0.00011416 | 0.00013917 | 0.57692
1042 | 0.00014136 | 0.0004599 | 0.00011416 | 0.00011598 | 0.69231
1043 | 0.00014093 | 0.00041751 | 0.00011416 | 0.00012147 | 0.76923
1044 | 0.00013411 | 0.00033422 | 0.00011416 | 0.00012819 | 0.73077
1045 | 0.00012973 | 0.00034482 | 0.00011416 | 0.0001233 | 0.69231
1046 | 0.00013586 | 0.00033107 | 0.00011416 | 0.00012697 | 0.84615
1047 | 0.00013551 | 0.00032868 | 0.00011416 | 0.00013917 | 0.96154
1048 | 0.00013659 | 0.00034296 | 0.00011416 | 0.00015138 | 1
1049 | 0.00013625 | 0.00036115 | 0.00011416 | 0.00016603 | 0.92308
1050 | 0.00013485 | 0.00034991 | 0.00011416 | 0.00015505 | 0.76923
1051 | 0.00013393 | 0.00034452 | 0.00011416 | 0.00013185 | 0.57692
1052 | 0.00012884 | 0.00039329 | 0.00011416 | 0.00011049 | 0.46154
1053 | 0.00012416 | 3.6057e-05 | 0.00011416 | 9.0952e-05 | 0.30769
1054 | 0.00012275 | 6.7946e-05 | 0.00011416 | 7.6912e-05 | 0.23077
1055 | 0.00012385 | 0.00010556 | 0.00011416 | 6.7756e-05 | 0.15385
1056 | 0.00012266 | 0.00013408 | 0.00011416 | 6.0164e-05 | 0.076923
1057 | 0.00011692 | 0.00015957 | 0.00011416 | 3.9043e-05 | 0.076923
1058 | 0.00011681 | 0.00018556 | 0.00011416 | 3.3923e-05 | 0.057692
1059 | 0.00011738 | 0.00020394 | 0.00011416 | 2.8162e-05 | 0.057692
1060 | 0.00011773 | 0.0002227 | 0.00011416 | 3.7123e-05 | 0.076923
1061 | 0.00011961 | 0.00024287 | 0.00011416 | 6.5285e-05 | 0.11538
1062 | 0.00012324 | 0.00059742 | 0.00011416 | 0.00010881 | 0.19231
1063 | 0.00012836 | 0.00060535 | 0.00011416 | 0.00015361 | 0.30769
1064 | 0.00013173 | 0.0005559 | 0.00011416 | 0.00017025 | 0.46154
1065 | 0.00014065 | 0.00048936 | 0.00011416 | 0.00014593 | 0.57692
1066 | 0.00014058 | 0.00043369 | 0.00011416 | 0.00012161 | 0.69231
1067 | 0.00013874 | 0.00038741 | 0.00011416 | 0.00012737 | 0.76923
1068 | 0.00012922 | 0.00030352 | 0.00011416 | 0.00013441 | 0.73077
1069 | 0.0001284 | 0.00031654 | 0.00011416 | 0.00012929 | 0.69231
1070 | 0.00013145 | 0.00030316 | 0.00011416 | 0.00013313 | 0.84615
1071 | 0.00012982 | 0.00030019 | 0.00011416 | 0.00014593 | 0.96154
1072 | 0.00013014 | 0.00031453 | 0.00011416 | 0.00015873 | 1
1073 | 0.0001311 | 0.00033466 | 0.00011416 | 0.00017409 | 0.92308
1074 | 0.00013184 | 0.00032394 | 0.00011416 | 0.00016257 | 0.76923
1075 | 0.00013239 | 0.00031956 | 0.00011416 | 0.00013825 | 0.57692
1076 | 0.00012804 | 0.00036838 | 0.00011416 | 0.00011585 | 0.46154
1077 | 0.00012569 | 1.8736e-05 | 0.00011416 | 9.5367e-05 | 0.30769
1078 | 0.00012418 | 4.0589e-05 | 0.00011416 | 8.0646e-05 | 0.23077
1079 | 0.00012385 | 8.0682e-05 | 0.00011416 | 7.1045e-05 | 0.15385
1080 | 0.00012306 | 0.00010753 | 0.00011416 | 4.7352e-05 | 0.038462
1081 | 0.0001179 | 0.00013454 | 0.00011416 | 3.0728e-05 | 0.038462
1082 | 0.00011702 | 0.0001624 | 0.00011416 | 2.6698e-05 | 0.038462
1083 | 0.0001174 | 0.00018193 | 0.00011416 | 2.2165e-05 | 0.038462
1084 | 0.00011756 | 0.00020083 | 0.00011416 | 2.9217e-05 | 0.038462
1085 | 0.00011994 | 0.00022223 | 0.00011416 | 5.1382e-05 | 0.076923
1086 | 0.00012271 | 0.00057708 | 0.00011416 | 8.5636e-05 | 0.15385
1087 | 0.00012801 | 0.00058481 | 0.00011416 | 0.0001209 | 0.23077
1088 | 0.00013116 | 0.00053567 | 0.00011416 | 0.000134 | 0.38462
1089 | 0.000138 | 0.00047103 | 0.00011416 | 0.00011485 | 0.46154
1090 | 0.00013845 | 0.00041327 | 0.00011416 | 9.5711e-05 | 0.57692
1091 | 0.00013745 | 0.00036785 | 0.00011416 | 0.00010024 | 0.69231
1092 | 0.00012787 | 0.0002869 | 0.00011416 | 0.00010579 | 0.61538
1093 | 0.00012718 | 0.00029847 | 0.00011416 | 0.00010176 | 0.53846
1094 | 0.00012951 | 0.00028385 | 0.00011416 | 0.00010478 | 0.61538
1095 | 0.00012866 | 0.00027812 | 0.00011416 | 0.00011485 | 0.69231
1096 | 0.00012877 | 0.00029251 | 0.00011416 | 0.00012493 | 0.76923
1097 | 0.00012899 | 0.00031372 | 0.00011416 | 0.00013702 | 0.69231
1098 | 0.00012773 | 0.00030264 | 0.00011416 | 0.00012795 | 0.57692
1099 | 0.00012848 | 0.0003027 | 0.00011416 | 0.00010881 | 0.46154
1100 | 0.00012649 | 0.00035619 | 0.00011416 | 9.1177e-05 | 0.30769
1101 | 0.00012423 | 1.7726e-05 | 0.00011416 | 7.5057e-05 | 0.23077
1102 | 0.00012413 | 4.2265e-05 | 0.00011416 | 6.3471e-05 | 0.15385
1103 | 0.00012475 | 8.6306e-05 | 0.00011416 | 5.5915e-05 | 0.076923
1104 | 0.00012249 | 0.00012022 | 0.00011416 | 4.1781e-05 | 0.038462
1105 | 0.00011659 | 0.00015471 | 0.00011416 | 2.7113e-05 | 0.038462
1106 | 0.0001162 | 0.00018701 | 0.00011416 | 2.3557e-05 | 0.038462
1107 | 0.00011545 | 0.00021017 | 0.00011416 | 1.9557e-05 | 0.038462
1108 | 0.00011619 | 0.00023367 | 0.00011416 | 2.578e-05 | 0.038462
1109 | 0.00011772 | 0.00024843 | 0.00011416 | 4.5337e-05 | 0.076923
1110 | 0.00011914 | 0.00059249 | 0.00011416 | 7.5561e-05 | 0.15385
1111 | 0.00012142 | 0.00061114 | 0.00011416 | 0.00010667 | 0.23077
1112 | 0.00012627 | 0.00056909 | 0.00011416 | 0.00011823 | 0.38462
1113 | 0.00013509 | 0.00050483 | 0.00011416 | 0.00010134 | 0.46154
1114 | 0.00013489 | 0.00044735 | 0.00011416 | 8.4451e-05 | 0.57692
1115 | 0.00013273 | 0.00039995 | 0.00011416 | 8.8451e-05 | 0.69231
1116 | 0.00012485 | 0.00031422 | 0.00011416 | 9.334e-05 | 0.61538
1117 | 0.00012391 | 0.0003247 | 0.00011416 | 8.9784e-05 | 0.53846
1118 | 0.00012712 | 0.00031547 | 0.00011416 | 9.2451e-05 | 0.61538
1119 | 0.0001271 | 0.00030922 | 0.00011416 | 0.00010134 | 0.69231
1120 | 0.00012759 | 0.00032714 | 0.00011416 | 0.00011023 | 0.76923
1121 | 0.00012755 | 0.00034596 | 0.00011416 | 0.0001209 | 0.69231
1122 | 0.00012613 | 0.00033876 | 0.00011416 | 0.0001129 | 0.57692
1123 | 0.00012585 | 0.00032763 | 0.00011416 | 9.6007e-05 | 0.46154
1124 | 0.00012325 | 0.00037188 | 0.00011416 | 8.045e-05 | 0.30769
1125 | 0.0001212 | 2.0688e-05 | 0.00011416 | 6.6227e-05 | 0.23077
1126 | 0.00012019 | 5.1538e-05 | 0.00011416 | 5.6004e-05 | 0.15385
1127 | 0.00012008 | 8.7852e-05 | 0.00011416 | 4.9337e-05 | 0.076923
1128 | 0.00011768 | 0.00011224 | 0.00011416 | 5.8493e-05 | 0.076923
1129 | 0.0001101 | 0.0001336 | 0.00011416 | 3.7958e-05 | 0.076923
1130 | 0.00011016 | 0.00015286 | 0.00011416 | 3.298e-05 | 0.057692
1131 | 0.00011009 | 0.00016729 | 0.00011416 | 2.738e-05 | 0.057692
1132 | 0.00011052 | 0.00018521 | 0.00011416 | 3.6092e-05 | 0.076923
1133 | 0.00011222 | 0.00019311 | 0.00011416 | 6.3471e-05 | 0.11538
1134 | 0.00011419 | 0.00053302 | 0.00011416 | 0.00010579 | 0.19231
1135 | 0.00011538 | 0.00055396 | 0.00011416 | 0.00014934 | 0.30769
1136 | 0.00012165 | 0.0005043 | 0.00011416 | 0.00016552 | 0.46154
1137 | 0.00013151 | 0.00044328 | 0.00011416 | 0.00014188 | 0.57692
1138 | 0.00013167 | 0.0003847 | 0.00011416 | 0.00011823 | 0.69231
1139 | 0.00012973 | 0.0003354 | 0.00011416 | 0.00012383 | 0.76923
1140 | 0.00012196 | 0.00024102 | 0.00011416 | 0.00013068 | 0.73077
1141 | 0.0001204 | 0.0002506 | 0.00011416 | 0.0001257 | 0.69231
1142 | 0.00012384 | 0.00023786 | 0.00011416 | 0.00012943 | 0.84615
1143 | 0.00012304 | 0.00023209 | 0.00011416 | 0.00014188 | 0.96154
1144 | 0.00012457 | 0.00024007 | 0.00011416 | 0.00015432 | 1
1145 | 0.0001257 | 0.00026741 | 0.00011416 | 0.00016926 | 0.92308
1146 | 0.00012582 | 0.00025963 | 0.00011416 | 0.00015806 | 0.76923
1147 | 0.0001276 | 0.00025693 | 0.00011416 | 0.00013441 | 0.57692
1148 | 0.00012392 | 0.0003015 | 0.00011416 | 0.00011263 | 0.46154
1149 | 0.00012057 | 1.0666e-05 | 0.00011416 | 9.2718e-05 | 0.30769
1150 | 0.00011927 | 1.0392e-05 | 0.00011416 | 7.8406e-05 | 0.23077
1151 | 0.00012016 | 1.7028e-05 | 0.00011416 | 6.9072e-05 | 0.15385
1152 | 0.0001192 | 5.0966e-05 | 0.00011416 | 5.5708e-05 | 0.076923
1153 | 0.00011159 | 8.4488e-05 | 0.00011416 | 3.6151e-05 | 0.076923
1154 | 0.00010812 | 0.00011805 | 0.00011416 | 3.141e-05 | 0.057692
1155 | 0.00010863 | 0.00014042 | 0.00011416 | 2.6076e-05 | 0.057692
1156 | 0.00010749 | 0.00016337 | 0.00011416 | 3.4373e-05 | 0.076923
1157 | 0.00010818 | 0.00018379 | 0.00011416 | 6.0449e-05 | 0.11538
1158 | 0.00010796 | 0.00054221 | 0.00011416 | 0.00010075 | 0.19231
1159 | 0.0001101 | 0.00055315 | 0.00011416 | 0.00014223 | 0.30769
1160 | 0.00011222 | 0.00050174 | 0.00011416 | 0.00015764 | 0.46154
1161 | 0.00011411 | 0.00043565 | 0.00011416 | 0.00013512 | 0.57692
1162 | 0.0001147 | 0.00037819 | 0.00011416 | 0.0001126 | 0.69231
1163 | 0.00011444 | 0.00032961 | 0.00011416 | 0.00011793 | 0.76923
1164 | 0.00011041 | 0.00025038 | 0.00011416 | 0.00012445 | 0.73077
1165 | 0.00010916 | 0.00026504 | 0.00011416 | 0.00011971 | 0.69231
1166 | 0.00010958 | 0.00025265 | 0.00011416 | 0.00012327 | 0.84615
1167 | 0.00010832 | 0.00024721 | 0.00011416 | 0.00013512 | 0.96154
1168 | 0.00010887 | 0.00026407 | 0.00011416 | 0.00014697 | 1
1169 | 0.00010835 | 0.00028593 | 0.00011416 | 0.0001612 | 0.92308
1170 | 0.00011111 | 0.00027728 | 0.00011416 | 0.00015053 | 0.76923
1171 | 0.00011386 | 0.00027797 | 0.00011416 | 0.00012801 | 0.57692
1172 | 0.00011186 | 0.00033202 | 0.00011416 | 0.00010727 | 0.46154
1173 | 0.00011056 | 1.4116e-05 | 0.00011416 | 8.8303e-05 | 0.30769
1174 | 0.00011166 | 1.6694e-05 | 0.00011416 | 7.4672e-05 | 0.23077
1175 | 0.0001126 | 5.748e-05 | 0.00011416 | 6.5783e-05 | 0.15385
1176 | 0.00011263 | 8.8773e-05 | 0.00011416 | 5.6822e-05 | 0.076923
1177 | 0.00010786 | 0.00012049 | 0.00011416 | 3.6874e-05 | 0.076923
1178 | 0.00010548 | 0.00015018 | 0.00011416 | 3.2038e-05 | 0.057692
1179 | 0.00010526 | 0.00017228 | 0.00011416 | 2.6598e-05 | 0.057692
1180 | 0.00010525 | 0.00019248 | 0.00011416 | 3.506e-05 | 0.076923
1181 | 0.00010539 | 0.0002111 | 0.00011416 | 6.1658e-05 | 0.11538
1182 | 0.00010602 | 0.00057038 | 0.00011416 | 0.00010276 | 0.19231
1183 | 0.00010561 | 0.00057726 | 0.00011416 | 0.00014508 | 0.30769
1184 | 0.00010365 | 0.00052029 | 0.00011416 | 0.00016079 | 0.46154
1185 | 0.00010253 | 0.0004507 | 0.00011416 | 0.00013782 | 0.57692
1186 | 0.00010464 | 0.00039259 | 0.00011416 | 0.00011485 | 0.69231
1187 | 0.00010416 | 0.00034413 | 0.00011416 | 0.00012029 | 0.76923
1188 | 0.00010429 | 0.00026512 | 0.00011416 | 0.00012694 | 0.73077
1189 | 0.00010478 | 0.00027891 | 0.00011416 | 0.00012211 | 0.69231
1190 | 0.00010431 | 0.00026357 | 0.00011416 | 0.00012573 | 0.84615
1191 | 0.0001059 | 0.00025992 | 0.00011416 | 0.00013782 | 0.96154
1192 | 0.00010627 | 0.00027494 | 0.00011416 | 0.00014991 | 1
1193 | 0.00010688 | 0.00030073 | 0.00011416 | 0.00016442 | 0.92308
1194 | 0.00010751 | 0.00029568 | 0.00011416 | 0.00015354 | 0.76923
1195 | 0.00010842 | 0.00028899 | 0.00011416 | 0.00013057 | 0.57692
1196 | 0.0001077 | 0.00033816 | 0.00011416 | 0.00010941 | 0.46154
1197 | 0.00010587 | 1.4177e-05 | 0.00011416 | 9.0069e-05 | 0.30769
1198 | 0.00010724 | 1.4771e-05 | 0.00011416 | 7.6166e-05 | 0.23077
1199 | 0.00010953 | 4.9769e-05 | 0.00011416 | 6.7098e-05 | 0.15385
1200 | 0.00010593 | 7.3595e-05 | 0.00011416 | 5.7379e-05 | 0.076923
1201 | 0.00010299 | 9.9819e-05 | 0.00011416 | 3.7235e-05 | 0.076923
1202 | 0.00010087 | 0.00012354 | 0.00011416 | 3.2352e-05 | 0.057692
1203 | 0.00010086 | 0.00014195 | 0.00011416 | 2.6858e-05 | 0.057692
1204 | 0.00010139 | 0.00015914 | 0.00011416 | 3.5404e-05 | 0.076923
1205 | 0.00010463 | 0.00017798 | 0.00011416 | 6.2262e-05 | 0.11538
1206 | 0.00010725 | 0.00053443 | 0.00011416 | 0.00010377 | 0.19231
1207 | 0.0001127 | 0.00054218 | 0.00011416 | 0.0001465 | 0.30769
1208 | 0.00012103 | 0.00048249 | 0.00011416 | 0.00016237 | 0.46154
1209 | 0.00013443 | 0.00040712 | 0.00011416 | 0.00013917 | 0.57692
1210 | 0.00013578 | 0.00034588 | 0.00011416 | 0.00011598 | 0.69231
1211 | 0.00013512 | 0.00029187 | 0.00011416 | 0.00012147 | 0.76923
1212 | 0.00012607 | 0.00020862 | 0.00011416 | 0.00012819 | 0.73077
1213 | 0.00012372 | 0.00021982 | 0.00011416 | 0.0001233 | 0.69231
1214 | 0.00012862 | 0.00020692 | 0.00011416 | 0.00012697 | 0.84615
1215 | 0.00012807 | 0.0002011 | 0.00011416 | 0.00013917 | 0.96154
1216 | 0.00012991 | 0.00021833 | 0.00011416 | 0.00015138 | 1
1217 | 0.00012986 | 0.00024237 | 0.00011416 | 0.00016603 | 0.92308
1218 | 0.00013101 | 0.0002382 | 0.00011416 | 0.00015505 | 0.76923
1219 | 0.00013174 | 0.00023629 | 0.00011416 | 0.00013185 | 0.57692
1220 | 0.00012743 | 0.00028924 | 0.00011416 | 0.00011049 | 0.46154
1221 | 0.00012432 | 1.36e-05 | 0.00011416 | 9.0952e-05 | 0.30769
1222 | 0.00012224 | 7.8875e-06 | 0.00011416 | 7.6912e-05 | 0.23077
1223 | 0.00012218 | 1.0916e-05 | 0.00011416 | 6.7756e-05 | 0.15385
1224 | 0.00012133 | 3.5687e-05 | 0.00011416 | 6.0164e-05 | 0.076923
1225 | 0.00011529 | 6.9841e-05 | 0.00011416 | 3.9043e-05 | 0.076923
1226 | 0.00011416 | 0.00010419 | 0.00011416 | 3.3923e-05 | 0.057692
1227 | 0.00011407 | 0.0001285 | 0.00011416 | 2.8162e-05 | 0.057692
1228 | 0.00011435 | 0.00015042 | 0.00011416 | 3.7123e-05 | 0.076923
1229 | 0.00011721 | 0.00017365 | 0.00011416 | 6.5285e-05 | 0.11538
1230 | 0.00012211 | 0.00053301 | 0.00011416 | 0.00010881 | 0.19231
1231 | 0.00012783 | 0.00054318 | 0.00011416 | 0.00015361 | 0.30769
1232 | 0.00013139 | 0.00050145 | 0.00011416 | 0.00017025 | 0.46154
1233 | 0.00013808 | 0.00044252 | 0.00011416 | 0.00014593 | 0.57692
1234 | 0.00013839 | 0.00039854 | 0.00011416 | 0.00012161 | 0.69231
1235 | 0.00013733 | 0.00035648 | 0.00011416 | 0.00012737 | 0.76923
1236 | 0.00012695 | 0.00027417 | 0.00011416 | 0.00013441 | 0.73077
1237 | 0.00012496 | 0.0002885 | 0.00011416 | 0.00012929 | 0.69231
1238 | 0.00012875 | 0.00027419 | 0.00011416 | 0.00013313 | 0.84615
1239 | 0.00012781 | 0.000268 | 0.00011416 | 0.00014593 | 0.96154
1240 | 0.00012814 | 0.00027955 | 0.00011416 | 0.00015873 | 1
1241 | 0.00012947 | 0.00029743 | 0.00011416 | 0.00017409 | 0.92308
1242 | 0.00012867 | 0.00028597 | 0.00011416 | 0.00016257 | 0.76923
1243 | 0.00012993 | 0.00027894 | 0.00011416 | 0.00013825 | 0.57692
1244 | 0.0001266 | 0.00032695 | 0.00011416 | 0.00011585 | 0.46154
1245 | 0.00012262 | 1.3834e-05 | 0.00011416 | 9.5367e-05 | 0.30769
1246 | 0.00012058 | 1.005e-05 | 0.00011416 | 8.0646e-05 | 0.23077
1247 | 0.00012037 | 2.6668e-05 | 0.00011416 | 7.1045e-05 | 0.15385
1248 | 0.00011997 | 5.0683e-05 | 0.00011416 | 4.7352e-05 | 0.038462
1249 | 0.0001135 | 7.3024e-05 | 0.00011416 | 3.0728e-05 | 0.038462
1250 | 0.00011265 | 9.4471e-05 | 0.00011416 | 2.6698e-05 | 0.038462
1251 | 0.00011158 | 0.00011106 | 0.00011416 | 2.2165e-05 | 0.038462
1252 | 0.00011114 | 0.00012906 | 0.00011416 | 2.9217e-05 | 0.038462
1253 | 0.0001133 | 0.00014686 | 0.00011416 | 5.1382e-05 | 0.076923
1254 | 0.00011644 | 0.00050418 | 0.00011416 | 8.5636e-05 | 0.15385
1255 | 0.00012016 | 0.00051144 | 0.00011416 | 0.0001209 | 0.23077
1256 | 0.00012597 | 0.00045809 | 0.00011416 | 0.000134 | 0.38462
1257 | 0.00013689 | 0.00039225 | 0.00011416 | 0.00011485 | 0.46154
1258 | 0.00014065 | 0.00033434 | 0.00011416 | 9.5711e-05 | 0.57692
1259 | 0.00014194 | 0.00028781 | 0.00011416 | 0.00010024 | 0.69231
1260 | 0.000135 | 0.00020657 | 0.00011416 | 0.00010579 | 0.61538
1261 | 0.00013409 | 0.00021704 | 0.00011416 | 0.00010176 | 0.53846
1262 | 0.00013998 | 0.00020439 | 0.00011416 | 0.00010478 | 0.61538
1263 | 0.00013876 | 0.00019968 | 0.00011416 | 0.00011485 | 0.69231
1264 | 0.00013778 | 0.00021357 | 0.00011416 | 0.00012493 | 0.76923
1265 | 0.00013594 | 0.00023077 | 0.00011416 | 0.00013702 | 0.69231
1266 | 0.00013218 | 0.0002193 | 0.00011416 | 0.00012795 | 0.57692
1267 | 0.00012986 | 0.00021483 | 0.00011416 | 0.00010881 | 0.46154
1268 | 0.00012397 | 0.00026687 | 0.00011416 | 9.1177e-05 | 0.30769
1269 | 0.00012072 | 1.3565e-05 | 0.00011416 | 7.5057e-05 | 0.23077
1270 | 0.00011946 | 7.6101e-06 | 0.00011416 | 6.3471e-05 | 0.15385
1271 | 0.00011956 | 6.0882e-06 | 0.00011416 | 5.5915e-05 | 0.076923
1272 | 0.00011945 | 5.416e-06 | 0.00011416 | 4.1781e-05 | 0.038462
1273 | 0.00011371 | 2.3682e-05 | 0.00011416 | 2.7113e-05 | 0.038462
1274 | 0.00011322 | 5.2842e-05 | 0.00011416 | 2.3557e-05 | 0.038462
1275 | 0.00011202 | 7.4516e-05 | 0.00011416 | 1.9557e-05 | 0.038462
1276 | 0.00011281 | 9.6196e-05 | 0.00011416 | 2.578e-05 | 0.038462
1277 | 0.00011402 | 0.00011002 | 0.00011416 | 4.5337e-05 | 0.076923
1278 | 0.00011736 | 0.00045941 | 0.00011416 | 7.5561e-05 | 0.15385
1279 | 0.00011937 | 0.00048005 | 0.00011416 | 0.00010667 | 0.23077
1280 | 0.00012611 | 0.00044402 | 0.00011416 | 0.00011823 | 0.38462
1281 | 0.00013383 | 0.00038632 | 0.00011416 | 0.00010134 | 0.46154
1282 | 0.00013493 | 0.0003344 | 0.00011416 | 8.4451e-05 | 0.57692
1283 | 0.00013349 | 0.00029163 | 0.00011416 | 8.8451e-05 | 0.69231
1284 | 0.00012625 | 0.00020574 | 0.00011416 | 9.334e-05 | 0.61538
1285 | 0.00012412 | 0.00021848 | 0.00011416 | 8.9784e-05 | 0.53846
1286 | 0.00012851 | 0.00021147 | 0.00011416 | 9.2451e-05 | 0.61538
1287 | 0.00012801 | 0.0002062 | 0.00011416 | 0.00010134 | 0.69231
1288 | 0.00012896 | 0.00022181 | 0.00011416 | 0.00011023 | 0.76923
1289 | 0.00012977 | 0.00023646 | 0.00011416 | 0.0001209 | 0.69231
1290 | 0.00013038 | 0.00022765 | 0.00011416 | 0.0001129 | 0.57692
1291 | 0.000132 | 0.00021831 | 0.00011416 | 9.6007e-05 | 0.46154
1292 | 0.00012798 | 0.00026613 | 0.00011416 | 8.045e-05 | 0.30769
1293 | 0.00012386 | 1.1124e-05 | 0.00011416 | 6.6227e-05 | 0.23077
1294 | 0.00012223 | 9.1274e-06 | 0.00011416 | 5.6004e-05 | 0.15385
1295 | 0.00012279 | 6.3434e-06 | 0.00011416 | 4.9337e-05 | 0.076923
1296 | 0.00012059 | 9.7044e-06 | 0.00011416 | 5.8493e-05 | 0.076923
1297 | 0.00011545 | 3.1124e-05 | 0.00011416 | 3.7958e-05 | 0.076923
1298 | 0.00011422 | 5.8062e-05 | 0.00011416 | 3.298e-05 | 0.057692
1299 | 0.0001132 | 7.9417e-05 | 0.00011416 | 2.738e-05 | 0.057692
1300 | 0.00011442 | 9.8771e-05 | 0.00011416 | 3.6092e-05 | 0.076923
1301 | 0.00011673 | 0.00010889 | 0.00011416 | 6.3471e-05 | 0.11538
1302 | 0.00011839 | 0.00045559 | 0.00011416 | 0.00010579 | 0.19231
1303 | 0.00012255 | 0.00047256 | 0.00011416 | 0.00014934 | 0.30769
1304 | 0.00012688 | 0.00043139 | 0.00011416 | 0.00016552 | 0.46154
1305 | 0.00013437 | 0.00037918 | 0.00011416 | 0.00014188 | 0.57692
1306 | 0.0001345 | 0.00032775 | 0.00011416 | 0.00011823 | 0.69231
1307 | 0.00013307 | 0.00028283 | 0.00011416 | 0.00012383 | 0.76923
1308 | 0.00012564 | 0.00019091 | 0.00011416 | 0.00013068 | 0.73077
1309 | 0.00012315 | 0.00020523 | 0.00011416 | 0.0001257 | 0.69231
1310 | 0.00012564 | 0.00019738 | 0.00011416 | 0.00012943 | 0.84615
1311 | 0.0001241 | 0.00019082 | 0.00011416 | 0.00014188 | 0.96154
1312 | 0.00012554 | 0.00019747 | 0.00011416 | 0.00015432 | 1
1313 | 0.0001264 | 0.00021764 | 0.00011416 | 0.00016926 | 0.92308
1314 | 0.00012663 | 0.00020506 | 0.00011416 | 0.00015806 | 0.76923
1315 | 0.00012752 | 0.00020496 | 0.00011416 | 0.00013441 | 0.57692
1316 | 0.00012357 | 0.00025428 | 0.00011416 | 0.00011263 | 0.46154
1317 | 0.00011987 | 1.0571e-05 | 0.00011416 | 9.2718e-05 | 0.30769
1318 | 0.00011828 | 9.7561e-06 | 0.00011416 | 7.8406e-05 | 0.23077
1319 | 0.00011934 | 5.9916e-06 | 0.00011416 | 6.9072e-05 | 0.15385
1320 | 0.00011882 | 9.073e-06 | 0.00011416 | 5.5708e-05 | 0.076923
1321 | 0.00011242 | 3.8306e-05 | 0.00011416 | 3.6151e-05 | 0.076923
1322 | 0.00010866 | 7.261e-05 | 0.00011416 | 3.141e-05 | 0.057692
1323 | 0.00010885 | 9.5995e-05 | 0.00011416 | 2.6076e-05 | 0.057692
1324 | 0.00010935 | 0.00011867 | 0.00011416 | 3.4373e-05 | 0.076923
1325 | 0.0001107 | 0.00014256 | 0.00011416 | 6.0449e-05 | 0.11538
1326 | 0.00011417 | 0.0005066 | 0.00011416 | 0.00010075 | 0.19231
1327 | 0.0001137 | 0.0005147 | 0.00011416 | 0.00014223 | 0.30769
1328 | 0.00011431 | 0.00046387 | 0.00011416 | 0.00015764 | 0.46154
1329 | 0.00011477 | 0.00040105 | 0.00011416 | 0.00013512 | 0.57692
1330 | 0.00011438 | 0.00034655 | 0.00011416 | 0.0001126 | 0.69231
1331 | 0.00011492 | 0.00030222 | 0.00011416 | 0.00011793 | 0.76923
1332 | 0.00011085 | 0.00022256 | 0.00011416 | 0.00012445 | 0.73077
1333 | 0.00010931 | 0.00023874 | 0.00011416 | 0.00011971 | 0.69231
1334 | 0.00010818 | 0.00022872 | 0.00011416 | 0.00012327 | 0.84615
1335 | 0.00010784 | 0.0002248 | 0.00011416 | 0.00013512 | 0.96154
1336 | 0.00010741 | 0.00023882 | 0.00011416 | 0.00014697 | 1
1337 | 0.00010748 | 0.0002589 | 0.00011416 | 0.0001612 | 0.92308
1338 | 0.00010992 | 0.00025038 | 0.00011416 | 0.00015053 | 0.76923
1339 | 0.0001138 | 0.00024175 | 0.00011416 | 0.00012801 | 0.57692
1340 | 0.00011408 | 0.00028898 | 0.00011416 | 0.00010727 | 0.46154
1341 | 0.00011304 | 1.3577e-05 | 0.00011416 | 8.8303e-05 | 0.30769
1342 | 0.00011345 | 7.741e-06 | 0.00011416 | 7.4672e-05 | 0.23077
1343 | 0.00011563 | 7.0555e-06 | 0.00011416 | 6.5783e-05 | 0.15385
1344 | 0.00011248 | 8.1316e-06 | 0.00011416 | 5.6822e-05 | 0.076923
1345 | 0.00010788 | 1.9126e-05 | 0.00011416 | 3.6874e-05 | 0.076923
1346 | 0.00010532 | 3.6827e-05 | 0.00011416 | 3.2038e-05 | 0.057692
1347 | 0.00010433 | 5.4365e-05 | 0.00011416 | 2.6598e-05 | 0.057692
1348 | 0.00010347 | 7.1527e-05 | 0.00011416 | 3.506e-05 | 0.076923
1349 | 0.00010553 | 8.8938e-05 | 0.00011416 | 6.1658e-05 | 0.11538
1350 | 0.00010606 | 0.00045038 | 0.00011416 | 0.00010276 | 0.19231
1351 | 0.00010641 | 0.00045749 | 0.00011416 | 0.00014508 | 0.30769
1352 | 0.00010559 | 0.00039931 | 0.00011416 | 0.00016079 | 0.46154
1353 | 0.0001052 | 0.00033304 | 0.00011416 | 0.00013782 | 0.57692
1354 | 0.00010544 | 0.00027666 | 0.00011416 | 0.00011485 | 0.69231
1355 | 0.00010467 | 0.00022593 | 0.00011416 | 0.00012029 | 0.76923
1356 | 0.00010339 | 0.0001417 | 0.00011416 | 0.00012694 | 0.73077
1357 | 0.00010149 | 0.00015485 | 0.00011416 | 0.00012211 | 0.69231
1358 | 0.00010038 | 0.00014338 | 0.00011416 | 0.00012573 | 0.84615
1359 | 9.9662e-05 | 0.00013674 | 0.00011416 | 0.00013782 | 0.96154
1360 | 0.00010119 | 0.00015159 | 0.00011416 | 0.00014991 | 1
1361 | 0.00010255 | 0.00017162 | 0.00011416 | 0.00016442 | 0.92308
1362 | 0.00010606 | 0.00015911 | 0.00011416 | 0.00015354 | 0.76923
1363 | 0.00011117 | 0.00016333 | 0.00011416 | 0.00013057 | 0.57692
1364 | 0.0001112 | 0.00022219 | 0.00011416 | 0.00010941 | 0.46154
1365 | 0.00011054 | 1.3552e-05 | 0.00011416 | 9.0069e-05 | 0.30769
1366 | 0.00011263 | 7.5787e-06 | 0.00011416 | 7.6166e-05 | 0.23077
1367 | 0.0001128 | 5.8195e-06 | 0.00011416 | 6.7098e-05 | 0.15385
1368 | 0.00010754 | 3.0282e-06 | 0.00011416 | 5.7379e-05 | 0.076923
1369 | 0.00010204 | 1.1882e-05 | 0.00011416 | 3.7235e-05 | 0.076923
1370 | 0.0001016 | 5.2604e-05 | 0.00011416 | 3.2352e-05 | 0.057692
1371 | 0.00010168 | 8.2698e-05 | 0.00011416 | 2.6858e-05 | 0.057692
1372 | 0.0001021 | 0.00010929 | 0.00011416 | 3.5404e-05 | 0.076923
1373 | 0.0001062 | 0.00013788 | 0.00011416 | 6.2262e-05 | 0.11538
1374 | 0.0001103 | 0.00050231 | 0.00011416 | 0.00010377 | 0.19231
1375 | 0.00011569 | 0.00051141 | 0.00011416 | 0.0001465 | 0.30769
1376 | 0.0001203 | 0.00046538 | 0.00011416 | 0.00016237 | 0.46154
1377 | 0.00013009 | 0.00040638 | 0.00011416 | 0.00013917 | 0.57692
1378 | 0.00013206 | 0.00035512 | 0.00011416 | 0.00011598 | 0.69231
1379 | 0.00013001 | 0.00031495 | 0.00011416 | 0.00012147 | 0.76923
1380 | 0.00012275 | 0.0002384 | 0.00011416 | 0.00012819 | 0.73077
1381 | 0.00011862 | 0.00025405 | 0.00011416 | 0.0001233 | 0.69231
1382 | 0.00012369 | 0.00024421 | 0.00011416 | 0.00012697 | 0.84615
1383 | 0.00012121 | 0.00024218 | 0.00011416 | 0.00013917 | 0.96154
1384 | 0.00012222 | 0.00025217 | 0.00011416 | 0.00015138 | 1
1385 | 0.00012293 | 0.000269 | 0.00011416 | 0.00016603 | 0.92308
1386 | 0.00012395 | 0.00025663 | 0.00011416 | 0.00015505 | 0.76923
1387 | 0.00012634 | 0.00026143 | 0.00011416 | 0.00013185 | 0.57692
1388 | 0.00012289 | 0.00032314 | 0.00011416 | 0.00011049 | 0.46154
1389 | 0.00012005 | 1.3837e-05 | 0.00011416 | 9.0952e-05 | 0.30769
1390 | 0.00011878 | 1.4277e-05 | 0.00011416 | 7.6912e-05 | 0.23077
1391 | 0.0001186 | 6.128e-05 | 0.00011416 | 6.7756e-05 | 0.15385
1392 | 0.00011696 | 9.1502e-05 | 0.00011416 | 6.0164e-05 | 0.076923
1393 | 0.00011117 | 0.00012315 | 0.00011416 | 3.9043e-05 | 0.076923
1394 | 0.00011055 | 0.00015553 | 0.00011416 | 3.3923e-05 | 0.057692
1395 | 0.00010956 | 0.00017789 | 0.00011416 | 2.8162e-05 | 0.057692
1396 | 0.00011038 | 0.00019945 | 0.00011416 | 3.7123e-05 | 0.076923
1397 | 0.0001122 | 0.00022211 | 0.00011416 | 6.5285e-05 | 0.11538
1398 | 0.0001161 | 0.00057953 | 0.00011416 | 0.00010881 | 0.19231
1399 | 0.0001198 | 0.00058385 | 0.00011416 | 0.00015361 | 0.30769
1400 | 0.00012534 | 0.00053229 | 0.00011416 | 0.00017025 | 0.46154
1401 | 0.00013058 | 0.00046931 | 0.00011416 | 0.00014593 | 0.57692
1402 | 0.00013079 | 0.00041592 | 0.00011416 | 0.00012161 | 0.69231
1403 | 0.00012844 | 0.00037056 | 0.00011416 | 0.00012737 | 0.76923
1404 | 0.00011995 | 0.00029047 | 0.00011416 | 0.00013441 | 0.73077
1405 | 0.00011721 | 0.00030549 | 0.00011416 | 0.00012929 | 0.69231
1406 | 0.00012214 | 0.00029351 | 0.00011416 | 0.00013313 | 0.84615
1407 | 0.00012211 | 0.00029697 | 0.00011416 | 0.00014593 | 0.96154
1408 | 0.00012304 | 0.00031089 | 0.00011416 | 0.00015873 | 1
1409 | 0.0001219 | 0.00033158 | 0.00011416 | 0.00017409 | 0.92308
1410 | 0.00012209 | 0.00032218 | 0.00011416 | 0.00016257 | 0.76923
1411 | 0.00012439 | 0.00030534 | 0.00011416 | 0.00013825 | 0.57692
1412 | 0.00012106 | 0.0003419 | 0.00011416 | 0.00011585 | 0.46154
1413 | 0.00011767 | 1.4096e-05 | 0.00011416 | 9.5367e-05 | 0.30769
1414 | 0.00011687 | 1.0072e-05 | 0.00011416 | 8.0646e-05 | 0.23077
1415 | 0.0001181 | 1.761e-05 | 0.00011416 | 7.1045e-05 | 0.15385
1416 | 0.00011633 | 3.1422e-05 | 0.00011416 | 5.3809e-05 | 0.038462
1417 | 0.00011151 | 5.2085e-05 | 0.00011416 | 3.4918e-05 | 0.038462
1418 | 0.00011084 | 5.6845e-05 | 0.00011416 | 3.0339e-05 | 0.038462
1419 | 0.00011052 | 7.4627e-05 | 0.00011416 | 2.5187e-05 | 0.038462
1420 | 0.00011086 | 8.4279e-05 | 0.00011416 | 3.3201e-05 | 0.038462
1421 | 0.00011207 | 9.9002e-05 | 0.00011416 | 5.8388e-05 | 0.076923
1422 | 0.000114 | 0.00045539 | 0.00011416 | 9.7314e-05 | 0.15385
1423 | 0.00011343 | 0.00046604 | 0.00011416 | 0.00013738 | 0.23077
1424 | 0.00011547 | 0.00044279 | 0.00011416 | 0.00015227 | 0.38462
1425 | 0.00011598 | 0.00041106 | 0.00011416 | 0.00013051 | 0.46154
1426 | 0.00011742 | 0.00038558 | 0.00011416 | 0.00010876 | 0.57692
1427 | 0.00011756 | 0.00035996 | 0.00011416 | 0.00011391 | 0.69231
1428 | 0.00011129 | 0.00029508 | 0.00011416 | 0.00012021 | 0.61538
1429 | 0.00010918 | 0.00032037 | 0.00011416 | 0.00011563 | 0.53846
1430 | 0.00011324 | 0.00031109 | 0.00011416 | 0.00011907 | 0.61538
1431 | 0.00011307 | 0.00030168 | 0.00011416 | 0.00013051 | 0.69231
1432 | 0.00011512 | 0.00029968 | 0.00011416 | 0.00014196 | 0.76923
1433 | 0.00011546 | 0.00029736 | 0.00011416 | 0.0001557 | 0.69231
1434 | 0.00011485 | 0.00026557 | 0.00011416 | 0.0001454 | 0.57692
1435 | 0.00011683 | 0.00026813 | 0.00011416 | 0.00012365 | 0.46154
1436 | 0.00011638 | 0.00029864 | 0.00011416 | 0.00010361 | 0.30769
1437 | 0.00011372 | 1.3581e-05 | 0.00011416 | 8.5293e-05 | 0.23077
1438 | 0.00011485 | 7.7047e-06 | 0.00011416 | 7.2127e-05 | 0.15385
1439 | 0.00011623 | 6.8217e-06 | 0.00011416 | 6.354e-05 | 0.076923
1440 | 0.00011158 | 1.726e-05 | 0.00011416 | 4.7478e-05 | 0.038462
1441 | 0.0001053 | 5.1561e-05 | 0.00011416 | 3.081e-05 | 0.038462
1442 | 0.0001036 | 9.012e-05 | 0.00011416 | 2.677e-05 | 0.038462
1443 | 0.00010347 | 0.00012188 | 0.00011416 | 2.2224e-05 | 0.038462
1444 | 0.00010371 | 0.00014536 | 0.00011416 | 2.9295e-05 | 0.038462
1445 | 0.00010558 | 0.00016182 | 0.00011416 | 5.1519e-05 | 0.076923
1446 | 0.00010995 | 0.00051143 | 0.00011416 | 8.5865e-05 | 0.15385
1447 | 0.00011718 | 0.0005319 | 0.00011416 | 0.00012122 | 0.23077
1448 | 0.00012302 | 0.00051752 | 0.00011416 | 0.00013435 | 0.38462
1449 | 0.00013182 | 0.00048667 | 0.00011416 | 0.00011516 | 0.46154
1450 | 0.00013216 | 0.00045324 | 0.00011416 | 9.5967e-05 | 0.57692
1451 | 0.0001322 | 0.00042479 | 0.00011416 | 0.00010051 | 0.69231
1452 | 0.00012428 | 0.000353 | 0.00011416 | 0.00010607 | 0.61538
1453 | 0.0001209 | 0.00037689 | 0.00011416 | 0.00010203 | 0.53846
1454 | 0.00012561 | 0.00037309 | 0.00011416 | 0.00010506 | 0.61538
1455 | 0.00012376 | 0.00036493 | 0.00011416 | 0.00011516 | 0.69231
1456 | 0.00012373 | 0.00037212 | 0.00011416 | 0.00012526 | 0.76923
1457 | 0.00012451 | 0.00037025 | 0.00011416 | 0.00013738 | 0.69231
1458 | 0.00012573 | 0.00034672 | 0.00011416 | 0.00012829 | 0.57692
1459 | 0.00012891 | 0.00033141 | 0.00011416 | 0.0001091 | 0.46154
1460 | 0.00012556 | 0.00037089 | 0.00011416 | 9.1421e-05 | 0.30769
1461 | 0.00012109 | 1.8615e-05 | 0.00011416 | 7.5258e-05 | 0.23077
1462 | 0.00011954 | 4.4682e-05 | 0.00011416 | 6.3641e-05 | 0.15385
1463 | 0.00011998 | 7.7109e-05 | 0.00011416 | 5.6065e-05 | 0.076923
1464 | 0.00011922 | 9.4952e-05 | 0.00011416 | 6.647e-05 | 0.076923
1465 | 0.00011218 | 0.00010912 | 0.00011416 | 4.3135e-05 | 0.076923
1466 | 0.00011094 | 0.00011962 | 0.00011416 | 3.7478e-05 | 0.057692
1467 | 0.00011044 | 0.00013329 | 0.00011416 | 3.1113e-05 | 0.057692
1468 | 0.00011255 | 0.00014453 | 0.00011416 | 4.1013e-05 | 0.076923
1469 | 0.00011325 | 0.00015035 | 0.00011416 | 7.2127e-05 | 0.11538
1470 | 0.0001168 | 0.00048979 | 0.00011416 | 0.00012021 | 0.19231
1471 | 0.00011919 | 0.00050377 | 0.00011416 | 0.00016971 | 0.30769
1472 | 0.00012312 | 0.00045978 | 0.00011416 | 0.00018809 | 0.46154
1473 | 0.00013059 | 0.00040739 | 0.00011416 | 0.00016122 | 0.57692
1474 | 0.00013018 | 0.00035811 | 0.00011416 | 0.00013435 | 0.69231
1475 | 0.00012841 | 0.00031436 | 0.00011416 | 0.00014072 | 0.76923
1476 | 0.00011937 | 0.00023507 | 0.00011416 | 0.0001485 | 0.73077
1477 | 0.00011654 | 0.00024317 | 0.00011416 | 0.00014284 | 0.69231
1478 | 0.00012 | 0.00023473 | 0.00011416 | 0.00014708 | 0.84615
1479 | 0.00011955 | 0.00023216 | 0.00011416 | 0.00016122 | 0.96154
1480 | 0.0001214 | 0.00023566 | 0.00011416 | 0.00017537 | 1
1481 | 0.00012186 | 0.00025206 | 0.00011416 | 0.00019234 | 0.92308
1482 | 0.00012177 | 0.00023699 | 0.00011416 | 0.00017961 | 0.76923
1483 | 0.00012397 | 0.00023392 | 0.00011416 | 0.00015274 | 0.57692
1484 | 0.0001218 | 0.00027862 | 0.00011416 | 0.00012799 | 0.46154
1485 | 0.00011726 | 1.0581e-05 | 0.00011416 | 0.00010536 | 0.30769
1486 | 0.00011616 | 9.8679e-06 | 0.00011416 | 8.9098e-05 | 0.23077
1487 | 0.00011721 | 7.6686e-06 | 0.00011416 | 7.8491e-05 | 0.15385
1488 | 0.00011444 | 1.942e-05 | 0.00011416 | 6.3304e-05 | 0.076923
1489 | 0.00010965 | 5.8614e-05 | 0.00011416 | 4.108e-05 | 0.076923
1490 | 0.00010852 | 9.3939e-05 | 0.00011416 | 3.5693e-05 | 0.057692
1491 | 0.00010687 | 0.00012052 | 0.00011416 | 2.9632e-05 | 0.057692
1492 | 0.00010667 | 0.0001429 | 0.00011416 | 3.906e-05 | 0.076923
1493 | 0.00010657 | 0.00016847 | 0.00011416 | 6.8692e-05 | 0.11538
1494 | 0.00010768 | 0.00052947 | 0.00011416 | 0.00011449 | 0.19231
1495 | 0.0001081 | 0.00053278 | 0.00011416 | 0.00016163 | 0.30769
1496 | 0.00010895 | 0.00048626 | 0.00011416 | 0.00017914 | 0.46154
1497 | 0.00011167 | 0.00043125 | 0.00011416 | 0.00015355 | 0.57692
1498 | 0.00011106 | 0.00038359 | 0.00011416 | 0.00012796 | 0.69231
1499 | 0.000111 | 0.00034051 | 0.00011416 | 0.00013402 | 0.76923
1500 | 0.00010723 | 0.00026422 | 0.00011416 | 0.00014142 | 0.73077
1501 | 0.00010627 | 0.00028335 | 0.00011416 | 0.00013604 | 0.69231
1502 | 0.00010766 | 0.00027308 | 0.00011416 | 0.00014008 | 0.84615
1503 | 0.00010639 | 0.0002694 | 0.00011416 | 0.00015355 | 0.96154
1504 | 0.00010736 | 0.00027504 | 0.00011416 | 0.00016702 | 1
1505 | 0.00010698 | 0.00029382 | 0.00011416 | 0.00018318 | 0.92308
1506 | 0.00010796 | 0.00028229 | 0.00011416 | 0.00017106 | 0.76923
1507 | 0.00011081 | 0.00028339 | 0.00011416 | 0.00014547 | 0.57692
1508 | 0.00011035 | 0.00033846 | 0.00011416 | 0.00012189 | 0.46154
1509 | 0.00010899 | 1.4355e-05 | 0.00011416 | 0.00010034 | 0.30769
1510 | 0.00011027 | 1.9286e-05 | 0.00011416 | 8.4855e-05 | 0.23077
1511 | 0.0001114 | 6.1588e-05 | 0.00011416 | 7.4753e-05 | 0.15385
1512 | 0.00011175 | 8.971e-05 | 0.00011416 | 6.457e-05 | 0.076923
1513 | 0.00010462 | 0.00011853 | 0.00011416 | 4.1902e-05 | 0.076923
1514 | 0.00010027 | 0.00014557 | 0.00011416 | 3.6407e-05 | 0.057692
1515 | 9.8786e-05 | 0.0001663 | 0.00011416 | 3.0224e-05 | 0.057692
1516 | 9.8557e-05 | 0.0001873 | 0.00011416 | 3.9841e-05 | 0.076923
1517 | 9.9941e-05 | 0.00020643 | 0.00011416 | 7.0066e-05 | 0.11538
1518 | 0.00010205 | 0.00056289 | 0.00011416 | 0.00011678 | 0.19231
1519 | 0.00010082 | 0.00056446 | 0.00011416 | 0.00016486 | 0.30769
1520 | 9.929e-05 | 0.00050725 | 0.00011416 | 0.00018272 | 0.46154
1521 | 9.8832e-05 | 0.00044415 | 0.00011416 | 0.00015662 | 0.57692
1522 | 0.00010027 | 0.00039245 | 0.00011416 | 0.00013051 | 0.69231
1523 | 0.0001003 | 0.00034825 | 0.00011416 | 0.0001367 | 0.76923
1524 | 9.9379e-05 | 0.00027177 | 0.00011416 | 0.00014425 | 0.73077
1525 | 9.9422e-05 | 0.00028609 | 0.00011416 | 0.00013876 | 0.69231
1526 | 9.9082e-05 | 0.00027514 | 0.00011416 | 0.00014288 | 0.84615
1527 | 9.9718e-05 | 0.00027024 | 0.00011416 | 0.00015662 | 0.96154
1528 | 0.00010238 | 0.00028557 | 0.00011416 | 0.00017036 | 1
1529 | 0.00010252 | 0.00030587 | 0.00011416 | 0.00018684 | 0.92308
1530 | 0.00010438 | 0.00029447 | 0.00011416 | 0.00017448 | 0.76923
1531 | 0.00010662 | 0.00028552 | 0.00011416 | 0.00014837 | 0.57692
1532 | 0.00010508 | 0.00033022 | 0.00011416 | 0.00012433 | 0.46154
1533 | 0.00010257 | 1.3852e-05 | 0.00011416 | 0.00010235 | 0.30769
1534 | 0.00010443 | 9.7655e-06 | 0.00011416 | 8.6552e-05 | 0.23077
1535 | 0.00010575 | 2.1708e-05 | 0.00011416 | 7.6248e-05 | 0.15385
1536 | 0.0001043 | 4.4012e-05 | 0.00011416 | 6.5203e-05 | 0.076923
1537 | 9.9228e-05 | 6.6743e-05 | 0.00011416 | 4.2313e-05 | 0.076923
1538 | 9.9951e-05 | 8.7466e-05 | 0.00011416 | 3.6764e-05 | 0.057692
1539 | 0.0001007 | 0.00010469 | 0.00011416 | 3.0521e-05 | 0.057692
1540 | 0.00010223 | 0.00012206 | 0.00011416 | 4.0232e-05 | 0.076923
1541 | 0.00010422 | 0.00014041 | 0.00011416 | 7.0753e-05 | 0.11538
1542 | 0.00010758 | 0.00049674 | 0.00011416 | 0.00011792 | 0.19231
1543 | 0.00011141 | 0.00049976 | 0.00011416 | 0.00016648 | 0.30769
1544 | 0.0001166 | 0.00045234 | 0.00011416 | 0.00018451 | 0.46154
1545 | 0.00012745 | 0.00039038 | 0.00011416 | 0.00015815 | 0.57692
1546 | 0.0001272 | 0.00034045 | 0.00011416 | 0.00013179 | 0.69231
1547 | 0.00012773 | 0.00029689 | 0.00011416 | 0.00013804 | 0.76923
1548 | 0.00012162 | 0.00022034 | 0.00011416 | 0.00014567 | 0.73077
1549 | 0.0001169 | 0.00023561 | 0.00011416 | 0.00014012 | 0.69231
1550 | 0.0001235 | 0.00022288 | 0.00011416 | 0.00014428 | 0.84615
1551 | 0.00012261 | 0.00021542 | 0.00011416 | 0.00015815 | 0.96154
1552 | 0.00012378 | 0.00022303 | 0.00011416 | 0.00017203 | 1
1553 | 0.00012515 | 0.00023827 | 0.00011416 | 0.00018867 | 0.92308
1554 | 0.00012648 | 0.00022703 | 0.00011416 | 0.00017619 | 0.76923
1555 | 0.00012769 | 0.00022584 | 0.00011416 | 0.00014983 | 0.57692
1556 | 0.00012437 | 0.00027958 | 0.00011416 | 0.00012555 | 0.46154
1557 | 0.00012011 | 1.357e-05 | 0.00011416 | 0.00010335 | 0.30769
1558 | 0.00011829 | 7.6939e-06 | 0.00011416 | 8.74e-05 | 0.23077
1559 | 0.00011867 | 7.9087e-06 | 0.00011416 | 7.6996e-05 | 0.15385
1560 | 0.00011709 | 2.2967e-05 | 0.00011416 | 6.8369e-05 | 0.076923
1561 | 0.00011134 | 5.9305e-05 | 0.00011416 | 4.4367e-05 | 0.076923
1562 | 0.00010867 | 9.2868e-05 | 0.00011416 | 3.8548e-05 | 0.057692
1563 | 0.00010826 | 0.00012069 | 0.00011416 | 3.2002e-05 | 0.057692
1564 | 0.00011101 | 0.00014265 | 0.00011416 | 4.2185e-05 | 0.076923
1565 | 0.00011401 | 0.00016586 | 0.00011416 | 7.4187e-05 | 0.11538
1566 | 0.00011695 | 0.00053133 | 0.00011416 | 0.00012365 | 0.19231
1567 | 0.00012178 | 0.00053337 | 0.00011416 | 0.00017456 | 0.30769
1568 | 0.00012614 | 0.00047792 | 0.00011416 | 0.00019347 | 0.46154
1569 | 0.00013553 | 0.0004201 | 0.00011416 | 0.00016583 | 0.57692
1570 | 0.0001351 | 0.00037493 | 0.00011416 | 0.00013819 | 0.69231
1571 | 0.00013355 | 0.00033514 | 0.00011416 | 0.00014474 | 0.76923
1572 | 0.00012586 | 0.0002526 | 0.00011416 | 0.00015274 | 0.73077
1573 | 0.00012182 | 0.00026866 | 0.00011416 | 0.00014692 | 0.69231
1574 | 0.00012675 | 0.00025922 | 0.00011416 | 0.00015128 | 0.84615
1575 | 0.00012486 | 0.00025243 | 0.00011416 | 0.00016583 | 0.96154
1576 | 0.00012559 | 0.00026301 | 0.00011416 | 0.00018038 | 1
1577 | 0.00012681 | 0.00028061 | 0.00011416 | 0.00019783 | 0.92308
1578 | 0.00012807 | 0.00027076 | 0.00011416 | 0.00018474 | 0.76923
1579 | 0.00013113 | 0.00026635 | 0.00011416 | 0.0001571 | 0.57692
1580 | 0.00012703 | 0.0003134 | 0.00011416 | 0.00013165 | 0.46154
1581 | 0.00012261 | 1.3669e-05 | 0.00011416 | 0.00010837 | 0.30769
1582 | 0.00012051 | 8.564e-06 | 0.00011416 | 9.1643e-05 | 0.23077
1583 | 0.00011975 | 1.9466e-05 | 0.00011416 | 8.0733e-05 | 0.15385
1584 | 0.00011774 | 3.9923e-05 | 0.00011416 | 5.3809e-05 | 0.038462
1585 | 0.00011268 | 6.4026e-05 | 0.00011416 | 3.4918e-05 | 0.038462
1586 | 0.00011199 | 8.4312e-05 | 0.00011416 | 3.0339e-05 | 0.038462
1587 | 0.00011039 | 0.00010331 | 0.00011416 | 2.5187e-05 | 0.038462
1588 | 0.00011068 | 0.00012133 | 0.00011416 | 3.3201e-05 | 0.038462
1589 | 0.00011302 | 0.00014042 | 0.00011416 | 5.8388e-05 | 0.076923
1590 | 0.0001164 | 0.00049789 | 0.00011416 | 9.7314e-05 | 0.15385
1591 | 0.00012029 | 0.00049875 | 0.00011416 | 0.00013738 | 0.23077
1592 | 0.00012619 | 0.0004359 | 0.00011416 | 0.00015227 | 0.38462
1593 | 0.00013328 | 0.00036613 | 0.00011416 | 0.00013051 | 0.46154
1594 | 0.00013418 | 0.000309 | 0.00011416 | 0.00010876 | 0.57692
1595 | 0.00013319 | 0.00025788 | 0.00011416 | 0.00011391 | 0.69231
1596 | 0.00012497 | 0.00017846 | 0.00011416 | 0.00012021 | 0.61538
1597 | 0.00012121 | 0.00019406 | 0.00011416 | 0.00011563 | 0.53846
1598 | 0.00012707 | 0.00018123 | 0.00011416 | 0.00011907 | 0.61538
1599 | 0.00012581 | 0.00017386 | 0.00011416 | 0.00013051 | 0.69231
1600 | 0.00012685 | 0.00018554 | 0.00011416 | 0.00014196 | 0.76923
1601 | 0.00012774 | 0.00020749 | 0.00011416 | 0.0001557 | 0.69231
1602 | 0.00012759 | 0.00020364 | 0.00011416 | 0.0001454 | 0.57692
1603 | 0.00012909 | 0.00019983 | 0.00011416 | 0.00012365 | 0.46154
1604 | 0.00012463 | 0.00025024 | 0.00011416 | 0.00010361 | 0.30769
1605 | 0.00012012 | 1.3561e-05 | 0.00011416 | 8.5293e-05 | 0.23077
1606 | 0.00011907 | 7.5832e-06 | 0.00011416 | 7.2127e-05 | 0.15385
1607 | 0.00011897 | 5.8481e-06 | 0.00011416 | 6.354e-05 | 0.076923
1608 | 0.00011856 | 2.9778e-06 | 0.00011416 | 4.7478e-05 | 0.038462
1609 | 0.00011254 | 9.401e-06 | 0.00011416 | 3.081e-05 | 0.038462
1610 | 0.00011174 | 3.509e-05 | 0.00011416 | 2.677e-05 | 0.038462
1611 | 0.00011011 | 5.9221e-05 | 0.00011416 | 2.2224e-05 | 0.038462
1612 | 0.00011126 | 8.4135e-05 | 0.00011416 | 2.9295e-05 | 0.038462
1613 | 0.00011409 | 9.9881e-05 | 0.00011416 | 5.1519e-05 | 0.076923
1614 | 0.00011727 | 0.00044891 | 0.00011416 | 8.5865e-05 | 0.15385
1615 | 0.0001199 | 0.00045637 | 0.00011416 | 0.00012122 | 0.23077
1616 | 0.00012331 | 0.00042141 | 0.00011416 | 0.00013435 | 0.38462
1617 | 0.00013058 | 0.00036688 | 0.00011416 | 0.00011516 | 0.46154
1618 | 0.00012968 | 0.00031553 | 0.00011416 | 9.5967e-05 | 0.57692
1619 | 0.00012805 | 0.00027504 | 0.00011416 | 0.00010051 | 0.69231
1620 | 0.00012183 | 0.0001865 | 0.00011416 | 0.00010607 | 0.61538
1621 | 0.00011757 | 0.00020083 | 0.00011416 | 0.00010203 | 0.53846
1622 | 0.00012274 | 0.00018973 | 0.00011416 | 0.00010506 | 0.61538
1623 | 0.00012149 | 0.00018033 | 0.00011416 | 0.00011516 | 0.69231
1624 | 0.00012252 | 0.00019113 | 0.00011416 | 0.00012526 | 0.76923
1625 | 0.00012316 | 0.00020415 | 0.00011416 | 0.00013738 | 0.69231
1626 | 0.0001241 | 0.00019672 | 0.00011416 | 0.00012829 | 0.57692
1627 | 0.00012814 | 0.00018767 | 0.00011416 | 0.0001091 | 0.46154
1628 | 0.00012452 | 0.00023261 | 0.00011416 | 9.1421e-05 | 0.30769
1629 | 0.0001207 | 1.1116e-05 | 0.00011416 | 7.5258e-05 | 0.23077
1630 | 0.00011864 | 9.0697e-06 | 0.00011416 | 6.3641e-05 | 0.15385
1631 | 0.00011907 | 5.5126e-06 | 0.00011416 | 5.6065e-05 | 0.076923
1632 | 0.00011722 | 3.4095e-06 | 0.00011416 | 6.647e-05 | 0.076923
1633 | 0.0001099 | 3.1343e-06 | 0.00011416 | 4.3135e-05 | 0.076923
1634 | 0.00010791 | 5.7509e-06 | 0.00011416 | 3.7478e-05 | 0.057692
1635 | 0.00010837 | 1.363e-05 | 0.00011416 | 3.1113e-05 | 0.057692
1636 | 0.00010907 | 3.4593e-05 | 0.00011416 | 4.1013e-05 | 0.076923
1637 | 0.00011057 | 4.4805e-05 | 0.00011416 | 7.2127e-05 | 0.11538
1638 | 0.00011331 | 0.00039383 | 0.00011416 | 0.00012021 | 0.19231
1639 | 0.00011585 | 0.0004027 | 0.00011416 | 0.00016971 | 0.30769
1640 | 0.00012186 | 0.00036865 | 0.00011416 | 0.00018809 | 0.46154
1641 | 0.00012837 | 0.00031875 | 0.00011416 | 0.00016122 | 0.57692
1642 | 0.00012741 | 0.00027467 | 0.00011416 | 0.00013435 | 0.69231
1643 | 0.00012657 | 0.00023509 | 0.00011416 | 0.00014072 | 0.76923
1644 | 0.00011999 | 0.00014242 | 0.00011416 | 0.0001485 | 0.73077
1645 | 0.00011538 | 0.00015689 | 0.00011416 | 0.00014284 | 0.69231
1646 | 0.00011997 | 0.00014931 | 0.00011416 | 0.00014708 | 0.84615
1647 | 0.00011785 | 0.00014785 | 0.00011416 | 0.00016122 | 0.96154
1648 | 0.00011882 | 0.00015142 | 0.00011416 | 0.00017537 | 1
1649 | 0.00012089 | 0.00016566 | 0.00011416 | 0.00019234 | 0.92308
1650 | 0.00012178 | 0.00014973 | 0.00011416 | 0.00017961 | 0.76923
1651 | 0.00012412 | 0.00014896 | 0.00011416 | 0.00015274 | 0.57692
1652 | 0.00012243 | 0.00019835 | 0.00011416 | 0.00012799 | 0.46154
1653 | 0.00011983 | 1.0558e-05 | 0.00011416 | 0.00010536 | 0.30769
1654 | 0.00011849 | 9.713e-06 | 0.00011416 | 8.9098e-05 | 0.23077
1655 | 0.00011933 | 5.4867e-06 | 0.00011416 | 7.8491e-05 | 0.15385
1656 | 0.00011633 | 2.5745e-06 | 0.00011416 | 6.3304e-05 | 0.076923
1657 | 0.00010868 | 1.6349e-06 | 0.00011416 | 4.108e-05 | 0.076923
1658 | 0.00010692 | 2.6124e-06 | 0.00011416 | 3.5693e-05 | 0.057692
1659 | 0.0001072 | 7.5856e-06 | 0.00011416 | 2.9632e-05 | 0.057692
1660 | 0.000108 | 2.6132e-05 | 0.00011416 | 3.906e-05 | 0.076923
1661 | 0.00010784 | 5.0805e-05 | 0.00011416 | 6.8692e-05 | 0.11538
1662 | 0.00010977 | 0.00041589 | 0.00011416 | 0.00011449 | 0.19231
1663 | 0.00011077 | 0.0004113 | 0.00011416 | 0.00016163 | 0.30769
1664 | 0.00011124 | 0.00036843 | 0.00011416 | 0.00017914 | 0.46154
1665 | 0.00011304 | 0.0003091 | 0.00011416 | 0.00015355 | 0.57692
1666 | 0.00011189 | 0.00024987 | 0.00011416 | 0.00012796 | 0.69231
1667 | 0.00011135 | 0.00021174 | 0.00011416 | 0.00013402 | 0.76923
1668 | 0.00010589 | 0.00012796 | 0.00011416 | 0.00014142 | 0.73077
1669 | 0.00010456 | 0.00014366 | 0.00011416 | 0.00013604 | 0.69231
1670 | 0.00010654 | 0.00013218 | 0.00011416 | 0.00014008 | 0.84615
1671 | 0.00010529 | 0.00012755 | 0.00011416 | 0.00015355 | 0.96154
1672 | 0.00010572 | 0.00014147 | 0.00011416 | 0.00016702 | 1
1673 | 0.00010478 | 0.00016175 | 0.00011416 | 0.00018318 | 0.92308
1674 | 0.00010532 | 0.00014971 | 0.00011416 | 0.00017106 | 0.76923
1675 | 0.00010739 | 0.00015404 | 0.00011416 | 0.00014547 | 0.57692
1676 | 0.00010691 | 0.00021604 | 0.00011416 | 0.00012189 | 0.46154
1677 | 0.00010624 | 1.355e-05 | 0.00011416 | 0.00010034 | 0.30769
1678 | 0.00010755 | 7.5772e-06 | 0.00011416 | 8.4855e-05 | 0.23077
1679 | 0.00010978 | 5.8039e-06 | 0.00011416 | 7.4753e-05 | 0.15385
1680 | 0.00010636 | 2.8139e-06 | 0.00011416 | 6.457e-05 | 0.076923
1681 | 9.971e-05 | 5.65e-06 | 0.00011416 | 4.1902e-05 | 0.076923
1682 | 9.6571e-05 | 3.0919e-05 | 0.00011416 | 3.6407e-05 | 0.057692
1683 | 9.5612e-05 | 5.8812e-05 | 0.00011416 | 3.0224e-05 | 0.057692
1684 | 9.5616e-05 | 8.5816e-05 | 0.00011416 | 3.9841e-05 | 0.076923
1685 | 9.5802e-05 | 0.00010971 | 0.00011416 | 7.0066e-05 | 0.11538
1686 | 9.798e-05 | 0.00047153 | 0.00011416 | 0.00011678 | 0.19231
1687 | 9.7717e-05 | 0.00046402 | 0.00011416 | 0.00016486 | 0.30769
1688 | 9.5099e-05 | 0.0004119 | 0.00011416 | 0.00018272 | 0.46154
1689 | 9.3336e-05 | 0.00034679 | 0.00011416 | 0.00015662 | 0.57692
1690 | 9.4727e-05 | 0.00029157 | 0.00011416 | 0.00013051 | 0.69231
1691 | 9.4873e-05 | 0.00024577 | 0.00011416 | 0.0001367 | 0.76923
1692 | 9.5031e-05 | 0.00016543 | 0.00011416 | 0.00014425 | 0.73077
1693 | 9.6156e-05 | 0.00017887 | 0.00011416 | 0.00013876 | 0.69231
1694 | 9.6504e-05 | 0.00016614 | 0.00011416 | 0.00014288 | 0.84615
1695 | 9.6101e-05 | 0.00015986 | 0.00011416 | 0.00015662 | 0.96154
1696 | 9.744e-05 | 0.00017106 | 0.00011416 | 0.00017036 | 1
1697 | 9.7688e-05 | 0.00018905 | 0.00011416 | 0.00018684 | 0.92308
1698 | 9.8474e-05 | 0.00018294 | 0.00011416 | 0.00017448 | 0.76923
1699 | 0.000101 | 0.00018799 | 0.00011416 | 0.00014837 | 0.57692
1700 | 0.00010135 | 0.00024674 | 0.00011416 | 0.00012433 | 0.46154
1701 | 9.9359e-05 | 1.356e-05 | 0.00011416 | 0.00010235 | 0.30769
1702 | 9.9917e-05 | 7.5835e-06 | 0.00011416 | 8.6552e-05 | 0.23077
1703 | 0.0001012 | 5.995e-06 | 0.00011416 | 7.6248e-05 | 0.15385
1704 | 9.8532e-05 | 5.3843e-06 | 0.00011416 | 6.5203e-05 | 0.076923
1705 | 9.5008e-05 | 2.3111e-05 | 0.00011416 | 4.2313e-05 | 0.076923
1706 | 9.4315e-05 | 5.5407e-05 | 0.00011416 | 3.6764e-05 | 0.057692
1707 | 9.3576e-05 | 7.909e-05 | 0.00011416 | 3.0521e-05 | 0.057692
1708 | 9.5135e-05 | 0.00010282 | 0.00011416 | 4.0232e-05 | 0.076923
1709 | 0.00010027 | 0.0001247 | 0.00011416 | 7.0753e-05 | 0.11538
1710 | 0.00010463 | 0.00048448 | 0.00011416 | 0.00011792 | 0.19231
1711 | 0.00010808 | 0.00047819 | 0.00011416 | 0.00016648 | 0.30769
1712 | 0.00011503 | 0.00043228 | 0.00011416 | 0.00018451 | 0.46154
1713 | 0.00012332 | 0.00037225 | 0.00011416 | 0.00015815 | 0.57692
1714 | 0.0001227 | 0.00031947 | 0.00011416 | 0.00013179 | 0.69231
1715 | 0.00012153 | 0.00027505 | 0.00011416 | 0.00013804 | 0.76923
1716 | 0.00011798 | 0.00019585 | 0.00011416 | 0.00014567 | 0.73077
1717 | 0.00011431 | 0.00020501 | 0.00011416 | 0.00014012 | 0.69231
1718 | 0.00012008 | 0.00018507 | 0.00011416 | 0.00014428 | 0.84615
1719 | 0.00011913 | 0.00017214 | 0.00011416 | 0.00015815 | 0.96154
1720 | 0.00012049 | 0.00017895 | 0.00011416 | 0.00017203 | 1
1721 | 0.0001209 | 0.00019407 | 0.00011416 | 0.00018867 | 0.92308
1722 | 0.00012019 | 0.00019024 | 0.00011416 | 0.00017619 | 0.76923
1723 | 0.00012223 | 0.00019205 | 0.00011416 | 0.00014983 | 0.57692
1724 | 0.00011908 | 0.00025112 | 0.00011416 | 0.00012555 | 0.46154
1725 | 0.00011525 | 1.3562e-05 | 0.00011416 | 0.00010335 | 0.30769
1726 | 0.00011405 | 7.585e-06 | 0.00011416 | 8.74e-05 | 0.23077
1727 | 0.00011319 | 6.0434e-06 | 0.00011416 | 7.6996e-05 | 0.15385
1728 | 0.0001106 | 6.8654e-06 | 0.00011416 | 6.8369e-05 | 0.076923
1729 | 0.00010461 | 3.2566e-05 | 0.00011416 | 4.4367e-05 | 0.076923
1730 | 0.00010427 | 6.991e-05 | 0.00011416 | 3.8548e-05 | 0.057692
1731 | 0.00010403 | 9.5444e-05 | 0.00011416 | 3.2002e-05 | 0.057692
1732 | 0.00010473 | 0.00012177 | 0.00011416 | 4.2185e-05 | 0.076923
1733 | 0.00010407 | 0.00014611 | 0.00011416 | 7.4187e-05 | 0.11538
1734 | 0.00010847 | 0.00050318 | 0.00011416 | 0.00012365 | 0.19231
1735 | 0.00011292 | 0.00049598 | 0.00011416 | 0.00017456 | 0.30769
1736 | 0.00011754 | 0.0004467 | 0.00011416 | 0.00019347 | 0.46154
1737 | 0.00012358 | 0.00038541 | 0.00011416 | 0.00016583 | 0.57692
1738 | 0.0001248 | 0.00033451 | 0.00011416 | 0.00013819 | 0.69231
1739 | 0.00012431 | 0.00029311 | 0.00011416 | 0.00014474 | 0.76923
1740 | 0.00011819 | 0.0002168 | 0.00011416 | 0.00015274 | 0.73077
1741 | 0.00011485 | 0.00023457 | 0.00011416 | 0.00014692 | 0.69231
1742 | 0.00012076 | 0.00022241 | 0.00011416 | 0.00015128 | 0.84615
1743 | 0.00011711 | 0.00022042 | 0.00011416 | 0.00016583 | 0.96154
1744 | 0.0001186 | 0.00022635 | 0.00011416 | 0.00018038 | 1
1745 | 0.00011943 | 0.00024286 | 0.00011416 | 0.00019783 | 0.92308
1746 | 0.00012073 | 0.00023325 | 0.00011416 | 0.00018474 | 0.76923
1747 | 0.00012256 | 0.00022637 | 0.00011416 | 0.0001571 | 0.57692
1748 | 0.0001206 | 0.00027449 | 0.00011416 | 0.00013165 | 0.46154
1749 | 0.00011649 | 1.3567e-05 | 0.00011416 | 0.00010837 | 0.30769
1750 | 0.00011585 | 7.6095e-06 | 0.00011416 | 9.1643e-05 | 0.23077
1751 | 0.0001151 | 6.0823e-06 | 0.00011416 | 8.0733e-05 | 0.15385
1752 | 0.00011161 | 4.3049e-06 | 0.00011416 | 5.3809e-05 | 0.038462
1753 | 0.00010635 | 8.2e-06 | 0.00011416 | 3.4918e-05 | 0.038462
1754 | 0.00010658 | 2.2347e-05 | 0.00011416 | 3.0339e-05 | 0.038462
1755 | 0.00010618 | 4.0196e-05 | 0.00011416 | 2.5187e-05 | 0.038462
1756 | 0.00010715 | 5.7189e-05 | 0.00011416 | 3.3201e-05 | 0.038462
1757 | 0.00011011 | 7.6627e-05 | 0.00011416 | 5.8388e-05 | 0.076923
1758 | 0.0001121 | 0.00043958 | 0.00011416 | 9.7314e-05 | 0.15385
1759 | 0.0001181 | 0.00042891 | 0.00011416 | 0.00013738 | 0.23077
1760 | 0.00012046 | 0.00038216 | 0.00011416 | 0.00015227 | 0.38462
1761 | 0.00012606 | 0.00032483 | 0.00011416 | 0.00013051 | 0.46154
1762 | 0.00012559 | 0.00027202 | 0.00011416 | 0.00010876 | 0.57692
1763 | 0.00012441 | 0.00022398 | 0.00011416 | 0.00011391 | 0.69231
1764 | 0.00011947 | 0.00013824 | 0.00011416 | 0.00012021 | 0.61538
1765 | 0.00011505 | 0.00015103 | 0.00011416 | 0.00011563 | 0.53846
1766 | 0.00012075 | 0.00013475 | 0.00011416 | 0.00011907 | 0.61538
1767 | 0.00011999 | 0.00012445 | 0.00011416 | 0.00013051 | 0.69231
1768 | 0.00012113 | 0.00013466 | 0.00011416 | 0.00014196 | 0.76923
1769 | 0.0001205 | 0.00015275 | 0.00011416 | 0.0001557 | 0.69231
1770 | 0.00012064 | 0.00014377 | 0.00011416 | 0.0001454 | 0.57692
1771 | 0.00012359 | 0.00014089 | 0.00011416 | 0.00012365 | 0.46154
1772 | 0.00012077 | 0.00019293 | 0.00011416 | 0.00010361 | 0.30769
1773 | 0.00011815 | 1.3543e-05 | 0.00011416 | 8.5293e-05 | 0.23077
1774 | 0.00011774 | 7.5714e-06 | 0.00011416 | 7.2127e-05 | 0.15385
1775 | 0.00011751 | 5.7884e-06 | 0.00011416 | 6.354e-05 | 0.076923
1776 | 0.00011493 | 2.4836e-06 | 0.00011416 | 4.7478e-05 | 0.038462
1777 | 0.00010921 | 2.7299e-06 | 0.00011416 | 3.081e-05 | 0.038462
1778 | 0.0001078 | 1.8735e-06 | 0.00011416 | 2.677e-05 | 0.038462
1779 | 0.00010902 | 1.5625e-06 | 0.00011416 | 2.2224e-05 | 0.038462
1780 | 0.0001094 | 4.0238e-06 | 0.00011416 | 2.9295e-05 | 0.038462
1781 | 0.0001122 | 1.0673e-05 | 0.00011416 | 5.1519e-05 | 0.076923
1782 | 0.00011486 | 0.00036138 | 0.00011416 | 8.5865e-05 | 0.15385
1783 | 0.00011693 | 0.0003659 | 0.00011416 | 0.00012122 | 0.23077
1784 | 0.00011975 | 0.00033212 | 0.00011416 | 0.00013435 | 0.38462
1785 | 0.00012541 | 0.00027499 | 0.00011416 | 0.00011516 | 0.46154
1786 | 0.00012539 | 0.00023094 | 0.00011416 | 9.5967e-05 | 0.57692
1787 | 0.00012364 | 0.0002014 | 0.00011416 | 0.00010051 | 0.69231
1788 | 0.00011827 | 0.00012123 | 0.00011416 | 0.00010607 | 0.61538
1789 | 0.00011534 | 0.00016104 | 0.00011416 | 0.00010203 | 0.53846
1790 | 0.00012046 | 0.00015451 | 0.00011416 | 0.00010506 | 0.61538
1791 | 0.00011923 | 0.00014906 | 0.00011416 | 0.00011516 | 0.69231
1792 | 0.00012172 | 0.0001547 | 0.00011416 | 0.00012526 | 0.76923
1793 | 0.00012158 | 0.00016697 | 0.00011416 | 0.00013738 | 0.69231
1794 | 0.000121 | 0.00015043 | 0.00011416 | 0.00012829 | 0.57692
1795 | 0.00012442 | 0.00014602 | 0.00011416 | 0.0001091 | 0.46154
1796 | 0.00012197 | 0.00020299 | 0.00011416 | 9.1421e-05 | 0.30769
1797 | 0.00011803 | 1.1109e-05 | 0.00011416 | 7.5258e-05 | 0.23077
1798 | 0.00011693 | 9.065e-06 | 0.00011416 | 6.3641e-05 | 0.15385
1799 | 0.00011656 | 5.4945e-06 | 0.00011416 | 5.6065e-05 | 0.076923
1800 | 0.00011367 | 3.339e-06 | 0.00011416 | 6.647e-05 | 0.076923
1801 | 0.00010887 | 3.8307e-06 | 0.00011416 | 4.3135e-05 | 0.076923
1802 | 0.00010727 | 1.6158e-05 | 0.00011416 | 3.7478e-05 | 0.057692
1803 | 0.00010785 | 4.1827e-05 | 0.00011416 | 3.1113e-05 | 0.057692
1804 | 0.00010941 | 6.9638e-05 | 0.00011416 | 4.1013e-05 | 0.076923
1805 | 0.00011179 | 8.6176e-05 | 0.00011416 | 7.2127e-05 | 0.11538
1806 | 0.00011476 | 0.00043232 | 0.00011416 | 0.00012021 | 0.19231
1807 | 0.00011677 | 0.00043723 | 0.00011416 | 0.00016971 | 0.30769
1808 | 0.0001182 | 0.00040052 | 0.00011416 | 0.00018809 | 0.46154
1809 | 0.00012499 | 0.00035416 | 0.00011416 | 0.00016122 | 0.57692
1810 | 0.00012342 | 0.00031026 | 0.00011416 | 0.00013435 | 0.69231
1811 | 0.00012298 | 0.00026819 | 0.00011416 | 0.00014072 | 0.76923
1812 | 0.00011658 | 0.00017461 | 0.00011416 | 0.0001485 | 0.73077
1813 | 0.00011436 | 0.0001871 | 0.00011416 | 0.00014284 | 0.69231
1814 | 0.00011851 | 0.00017209 | 0.00011416 | 0.00014708 | 0.84615
1815 | 0.00011757 | 0.00016752 | 0.00011416 | 0.00016122 | 0.96154
1816 | 0.00011841 | 0.00017049 | 0.00011416 | 0.00017537 | 1
1817 | 0.00011777 | 0.00018501 | 0.00011416 | 0.00019234 | 0.92308
1818 | 0.00011705 | 0.00017688 | 0.00011416 | 0.00017961 | 0.76923
1819 | 0.00012019 | 0.00017315 | 0.00011416 | 0.00015274 | 0.57692
1820 | 0.00011799 | 0.00021582 | 0.00011416 | 0.00012799 | 0.46154
1821 | 0.00011561 | 1.0561e-05 | 0.00011416 | 0.00010536 | 0.30769
1822 | 0.00011504 | 9.7153e-06 | 0.00011416 | 8.9098e-05 | 0.23077
1823 | 0.00011547 | 5.4877e-06 | 0.00011416 | 7.8491e-05 | 0.15385
1824 | 0.00011142 | 2.5675e-06 | 0.00011416 | 6.3304e-05 | 0.076923
1825 | 0.00010577 | 1.5227e-06 | 0.00011416 | 4.108e-05 | 0.076923
1826 | 0.00010589 | 1.4382e-06 | 0.00011416 | 3.5693e-05 | 0.057692
1827 | 0.00010506 | 1.6249e-06 | 0.00011416 | 2.9632e-05 | 0.057692
1828 | 0.00010635 | 2.2797e-06 | 0.00011416 | 3.906e-05 | 0.076923
1829 | 0.00010696 | 1.3782e-05 | 0.00011416 | 6.8692e-05 | 0.11538
1830 | 0.00010665 | 0.00035852 | 0.00011416 | 0.00011449 | 0.19231
1831 | 0.00010818 | 0.00035635 | 0.00011416 | 0.00016163 | 0.30769
1832 | 0.0001095 | 0.00030761 | 0.00011416 | 0.00017914 | 0.46154
1833 | 0.00011358 | 0.00024681 | 0.00011416 | 0.00015355 | 0.57692
1834 | 0.0001145 | 0.00019568 | 0.00011416 | 0.00012796 | 0.69231
1835 | 0.00011338 | 0.00015236 | 0.00011416 | 0.00013402 | 0.76923
1836 | 0.00010688 | 6.645e-05 | 0.00011416 | 0.00014142 | 0.73077
1837 | 0.00010429 | 8.1202e-05 | 0.00011416 | 0.00013604 | 0.69231
1838 | 0.00010503 | 7.0914e-05 | 0.00011416 | 0.00014008 | 0.84615
1839 | 0.00010576 | 6.8397e-05 | 0.00011416 | 0.00015355 | 0.96154
1840 | 0.00010686 | 8.1327e-05 | 0.00011416 | 0.00016702 | 1
1841 | 0.0001044 | 0.00010024 | 0.00011416 | 0.00018318 | 0.92308
1842 | 0.00010449 | 9.2739e-05 | 0.00011416 | 0.00017106 | 0.76923
1843 | 0.00010785 | 8.7266e-05 | 0.00011416 | 0.00014547 | 0.57692
1844 | 0.0001069 | 0.00014134 | 0.00011416 | 0.00012189 | 0.46154
1845 | 0.00010643 | 1.3527e-05 | 0.00011416 | 0.00010034 | 0.30769
1846 | 0.00010717 | 7.5608e-06 | 0.00011416 | 8.4855e-05 | 0.23077
1847 | 0.00010842 | 5.7789e-06 | 0.00011416 | 7.4753e-05 | 0.15385
1848 | 0.00010697 | 2.5586e-06 | 0.00011416 | 6.457e-05 | 0.076923
1849 | 0.00010086 | 1.4848e-06 | 0.00011416 | 4.1902e-05 | 0.076923
1850 | 9.8501e-05 | 1.2734e-06 | 0.00011416 | 3.6407e-05 | 0.057692
1851 | 9.7409e-05 | 1.2771e-06 | 0.00011416 | 3.0224e-05 | 0.057692
1852 | 9.8011e-05 | 1.1308e-06 | 0.00011416 | 3.9841e-05 | 0.076923
1853 | 9.986e-05 | 1.1458e-05 | 0.00011416 | 7.0066e-05 | 0.11538
1854 | 0.00010212 | 0.0002865 | 0.00011416 | 0.00011678 | 0.19231
1855 | 0.00010198 | 0.00028707 | 0.00011416 | 0.00016486 | 0.30769
1856 | 9.847e-05 | 0.00023811 | 0.00011416 | 0.00018272 | 0.46154
1857 | 9.6098e-05 | 0.00017721 | 0.00011416 | 0.00015662 | 0.57692
1858 | 9.6363e-05 | 0.00014185 | 0.00011416 | 0.00013051 | 0.69231
1859 | 9.5929e-05 | 9.727e-05 | 0.00011416 | 0.0001367 | 0.76923
1860 | 9.5923e-05 | 1.9818e-05 | 0.00011416 | 0.00014425 | 0.73077
1861 | 9.6568e-05 | 2.5444e-05 | 0.00011416 | 0.00013876 | 0.69231
1862 | 9.6399e-05 | 2.1837e-05 | 0.00011416 | 0.00014288 | 0.84615
1863 | 9.6434e-05 | 2.884e-05 | 0.00011416 | 0.00015662 | 0.96154
1864 | 9.8214e-05 | 4.9284e-05 | 0.00011416 | 0.00017036 | 1
1865 | 9.949e-05 | 6.8891e-05 | 0.00011416 | 0.00018684 | 0.92308
1866 | 0.00010059 | 5.3493e-05 | 0.00011416 | 0.00017448 | 0.76923
1867 | 0.00010419 | 5.9261e-05 | 0.00011416 | 0.00014837 | 0.57692
1868 | 0.00010375 | 0.00012353 | 0.00011416 | 0.00012433 | 0.46154
1869 | 0.00010373 | 1.3524e-05 | 0.00011416 | 0.00010235 | 0.30769
1870 | 0.00010458 | 7.5599e-06 | 0.00011416 | 8.6552e-05 | 0.23077
1871 | 0.00010498 | 5.7793e-06 | 0.00011416 | 7.6248e-05 | 0.15385
1872 | 0.00010131 | 2.559e-06 | 0.00011416 | 6.5203e-05 | 0.076923
1873 | 9.9117e-05 | 1.4858e-06 | 0.00011416 | 4.2313e-05 | 0.076923
1874 | 9.8169e-05 | 1.2773e-06 | 0.00011416 | 3.6764e-05 | 0.057692
1875 | 9.7605e-05 | 1.2817e-06 | 0.00011416 | 3.0521e-05 | 0.057692
1876 | 9.8732e-05 | 1.1343e-06 | 0.00011416 | 4.0232e-05 | 0.076923
1877 | 0.00010133 | 1.1486e-05 | 0.00011416 | 7.0753e-05 | 0.11538
1878 | 0.00010611 | 0.00030967 | 0.00011416 | 0.00011792 | 0.19231
1879 | 0.00011087 | 0.0003075 | 0.00011416 | 0.00016648 | 0.30769
1880 | 0.00011396 | 0.00026459 | 0.00011416 | 0.00018451 | 0.46154
1881 | 0.00012182 | 0.00020506 | 0.00011416 | 0.00015815 | 0.57692
1882 | 0.00012295 | 0.00015514 | 0.00011416 | 0.00013179 | 0.69231
1883 | 0.00012421 | 0.00011487 | 0.00011416 | 0.00013804 | 0.76923
1884 | 0.00012056 | 3.2923e-05 | 0.00011416 | 0.00014567 | 0.73077
1885 | 0.00011818 | 5.6982e-05 | 0.00011416 | 0.00014012 | 0.69231
1886 | 0.00012479 | 5.0736e-05 | 0.00011416 | 0.00014428 | 0.84615
1887 | 0.0001232 | 4.1558e-05 | 0.00011416 | 0.00015815 | 0.96154
1888 | 0.00012354 | 5.5278e-05 | 0.00011416 | 0.00017203 | 1
1889 | 0.00012389 | 7.7752e-05 | 0.00011416 | 0.00018867 | 0.92308
1890 | 0.0001225 | 6.8926e-05 | 0.00011416 | 0.00017619 | 0.76923
1891 | 0.000123 | 7.7269e-05 | 0.00011416 | 0.00014983 | 0.57692
1892 | 0.00011998 | 0.00014438 | 0.00011416 | 0.00012555 | 0.46154
1893 | 0.00011665 | 1.3531e-05 | 0.00011416 | 0.00010335 | 0.30769
1894 | 0.00011569 | 7.5646e-06 | 0.00011416 | 8.74e-05 | 0.23077
1895 | 0.00011467 | 5.7837e-06 | 0.00011416 | 7.6996e-05 | 0.15385
1896 | 0.00011165 | 2.5627e-06 | 0.00011416 | 6.8369e-05 | 0.076923
1897 | 0.00010729 | 1.4902e-06 | 0.00011416 | 4.4367e-05 | 0.076923
1898 | 0.0001052 | 1.2888e-06 | 0.00011416 | 3.8548e-05 | 0.057692
1899 | 0.000104 | 1.4044e-06 | 0.00011416 | 3.2002e-05 | 0.057692
1900 | 0.000105 | 1.918e-06 | 0.00011416 | 4.2185e-05 | 0.076923
1901 | 0.00010644 | 1.4652e-05 | 0.00011416 | 7.4187e-05 | 0.11538
1902 | 0.00010914 | 0.0003694 | 0.00011416 | 0.00012365 | 0.19231
1903 | 0.00011246 | 0.00036244 | 0.00011416 | 0.00017456 | 0.30769
1904 | 0.00011848 | 0.00031316 | 0.00011416 | 0.00019347 | 0.46154
1905 | 0.00012086 | 0.00026314 | 0.00011416 | 0.00016583 | 0.57692
1906 | 0.00011697 | 0.00022324 | 0.00011416 | 0.00013819 | 0.69231
1907 | 0.00011825 | 0.00018417 | 0.00011416 | 0.00014474 | 0.76923
1908 | 0.00011423 | 0.00010245 | 0.00011416 | 0.00015274 | 0.73077
1909 | 0.00011306 | 0.00012207 | 0.00011416 | 0.00014692 | 0.69231
1910 | 0.00011852 | 0.00010827 | 0.00011416 | 0.00015128 | 0.84615
1911 | 0.00011734 | 9.6007e-05 | 0.00011416 | 0.00016583 | 0.96154
1912 | 0.0001174 | 0.00010408 | 0.00011416 | 0.00018038 | 1
1913 | 0.0001188 | 0.00012371 | 0.00011416 | 0.00019783 | 0.92308
1914 | 0.00011939 | 0.00011488 | 0.00011416 | 0.00018474 | 0.76923
1915 | 0.00012246 | 0.00011558 | 0.00011416 | 0.0001571 | 0.57692
1916 | 0.00012059 | 0.00017266 | 0.00011416 | 0.00013165 | 0.46154
1917 | 0.00011661 | 1.3539e-05 | 0.00011416 | 0.00010837 | 0.30769
1918 | 0.00011459 | 7.5693e-06 | 0.00011416 | 9.1643e-05 | 0.23077
1919 | 0.00011568 | 5.7873e-06 | 0.00011416 | 8.0733e-05 | 0.15385
1920 | 0.00011423 | 2.5648e-06 | 0.00011416 | 5.3809e-05 | 0.038462
1921 | 0.0001068 | 1.4919e-06 | 0.00011416 | 3.4918e-05 | 0.038462
1922 | 0.00010688 | 1.3032e-06 | 0.00011416 | 3.0339e-05 | 0.038462
1923 | 0.00010679 | 1.4213e-06 | 0.00011416 | 2.5187e-05 | 0.038462
1924 | 0.00010765 | 1.7952e-06 | 0.00011416 | 3.3201e-05 | 0.038462
1925 | 0.00010914 | 1.3877e-05 | 0.00011416 | 5.8388e-05 | 0.076923
1926 | 0.00011216 | 0.00036509 | 0.00011416 | 9.7314e-05 | 0.15385
1927 | 0.00011607 | 0.00035923 | 0.00011416 | 0.00013738 | 0.23077
1928 | 0.00011975 | 0.00031107 | 0.00011416 | 0.00015227 | 0.38462
1929 | 0.00012583 | 0.00025374 | 0.00011416 | 0.00013051 | 0.46154
1930 | 0.00012614 | 0.00020026 | 0.00011416 | 0.00010876 | 0.57692
1931 | 0.00012338 | 0.00015802 | 0.00011416 | 0.00011391 | 0.69231
1932 | 0.00011676 | 7.2113e-05 | 0.00011416 | 0.00012021 | 0.61538
1933 | 0.00011467 | 9.2699e-05 | 0.00011416 | 0.00011563 | 0.53846
1934 | 0.00011905 | 7.9855e-05 | 0.00011416 | 0.00011907 | 0.61538
1935 | 0.00011874 | 7.7062e-05 | 0.00011416 | 0.00013051 | 0.69231
1936 | 0.00011985 | 8.9399e-05 | 0.00011416 | 0.00014196 | 0.76923
1937 | 0.00011954 | 0.00010372 | 0.00011416 | 0.0001557 | 0.69231
1938 | 0.00011891 | 9.8019e-05 | 0.00011416 | 0.0001454 | 0.57692
1939 | 0.00012093 | 0.00010136 | 0.00011416 | 0.00012365 | 0.46154
1940 | 0.0001189 | 0.00016266 | 0.00011416 | 0.00010361 | 0.30769
1941 | 0.00011521 | 1.3536e-05 | 0.00011416 | 8.5293e-05 | 0.23077
1942 | 0.00011422 | 7.5673e-06 | 0.00011416 | 7.2127e-05 | 0.15385
1943 | 0.00011386 | 5.7853e-06 | 0.00011416 | 6.354e-05 | 0.076923
1944 | 0.00011142 | 2.482e-06 | 0.00011416 | 4.7478e-05 | 0.038462
1945 | 0.00010675 | 2.7277e-06 | 0.00011416 | 3.081e-05 | 0.038462
1946 | 0.00010783 | 1.8018e-06 | 0.00011416 | 2.677e-05 | 0.038462
1947 | 0.00010756 | 1.3479e-06 | 0.00011416 | 2.2224e-05 | 0.038462
1948 | 0.00010781 | 2.4662e-06 | 0.00011416 | 2.9295e-05 | 0.038462
1949 | 0.00011025 | 7.2073e-06 | 0.00011416 | 5.1519e-05 | 0.076923
1950 | 0.00011252 | 0.00034931 | 0.00011416 | 8.5865e-05 | 0.15385
1951 | 0.00011421 | 0.00036754 | 0.00011416 | 0.00012122 | 0.23077
1952 | 0.00011851 | 0.00033106 | 0.00011416 | 0.00013435 | 0.38462
1953 | 0.0001258 | 0.00028349 | 0.00011416 | 0.00011516 | 0.46154
1954 | 0.00012474 | 0.00024904 | 0.00011416 | 9.5967e-05 | 0.57692
1955 | 0.00012244 | 0.00022053 | 0.00011416 | 0.00010051 | 0.69231
1956 | 0.00011572 | 0.00012849 | 0.00011416 | 0.00010607 | 0.61538
1957 | 0.00011313 | 0.00013831 | 0.00011416 | 0.00010203 | 0.53846
1958 | 0.00011798 | 0.00013233 | 0.00011416 | 0.00010506 | 0.61538
1959 | 0.00011636 | 0.00011814 | 0.00011416 | 0.00011516 | 0.69231
1960 | 0.00011772 | 0.00011951 | 0.00011416 | 0.00012526 | 0.76923
1961 | 0.0001184 | 0.00012616 | 0.00011416 | 0.00013738 | 0.69231
1962 | 0.00011822 | 0.00011947 | 0.00011416 | 0.00012829 | 0.57692
1963 | 0.00012206 | 0.00012157 | 0.00011416 | 0.0001091 | 0.46154
1964 | 0.00011977 | 0.00018328 | 0.00011416 | 9.1421e-05 | 0.30769
1965 | 0.00011683 | 1.1105e-05 | 0.00011416 | 7.5258e-05 | 0.23077
1966 | 0.00011533 | 9.0626e-06 | 0.00011416 | 6.3641e-05 | 0.15385
1967 | 0.00011615 | 5.4934e-06 | 0.00011416 | 5.6065e-05 | 0.076923
1968 | 0.00011277 | 3.3039e-06 | 0.00011416 | 6.647e-05 | 0.076923
1969 | 0.00010752 | 3.8003e-06 | 0.00011416 | 4.3135e-05 | 0.076923
1970 | 0.00010645 | 2.1081e-05 | 0.00011416 | 3.7478e-05 | 0.057692
1971 | 0.00010634 | 5.1967e-05 | 0.00011416 | 3.1113e-05 | 0.057692
1972 | 0.00010743 | 7.8993e-05 | 0.00011416 | 4.1013e-05 | 0.076923
1973 | 0.00011111 | 9.589e-05 | 0.00011416 | 7.2127e-05 | 0.11538
1974 | 0.00011494 | 0.00044235 | 0.00011416 | 0.00012021 | 0.19231
1975 | 0.00011638 | 0.00043919 | 0.00011416 | 0.00016971 | 0.30769
1976 | 0.00011841 | 0.00040022 | 0.00011416 | 0.00018809 | 0.46154
1977 | 0.0001248 | 0.00035064 | 0.00011416 | 0.00016122 | 0.57692
1978 | 0.00012366 | 0.0003037 | 0.00011416 | 0.00013435 | 0.69231
1979 | 0.00012257 | 0.00026424 | 0.00011416 | 0.00014072 | 0.76923
1980 | 0.00011502 | 0.00017182 | 0.00011416 | 0.0001485 | 0.73077
1981 | 0.00011288 | 0.00018469 | 0.00011416 | 0.00014284 | 0.69231
1982 | 0.00011815 | 0.00017201 | 0.00011416 | 0.00014708 | 0.84615
1983 | 0.00011627 | 0.00016482 | 0.00011416 | 0.00016122 | 0.96154
1984 | 0.00011796 | 0.00016861 | 0.00011416 | 0.00017537 | 1
1985 | 0.00011744 | 0.00018744 | 0.00011416 | 0.00019234 | 0.92308
1986 | 0.00011762 | 0.00017831 | 0.00011416 | 0.00017961 | 0.76923
1987 | 0.0001205 | 0.00018063 | 0.00011416 | 0.00015274 | 0.57692
1988 | 0.0001172 | 0.0002315 | 0.00011416 | 0.00012799 | 0.46154
1989 | 0.00011529 | 1.0566e-05 | 0.00011416 | 0.00010536 | 0.30769
1990 | 0.0001151 | 9.721e-06 | 0.00011416 | 8.9098e-05 | 0.23077
1991 | 0.00011475 | 5.5241e-06 | 0.00011416 | 7.8491e-05 | 0.15385
1992 | 0.00011178 | 2.8526e-06 | 0.00011416 | 6.3304e-05 | 0.076923
1993 | 0.00010863 | 3.549e-06 | 0.00011416 | 4.108e-05 | 0.076923
1994 | 0.00010711 | 1.0224e-05 | 0.00011416 | 3.5693e-05 | 0.057692
1995 | 0.00010751 | 2.9537e-05 | 0.00011416 | 2.9632e-05 | 0.057692
1996 | 0.00010752 | 5.1357e-05 | 0.00011416 | 3.906e-05 | 0.076923
1997 | 0.00010807 | 7.3241e-05 | 0.00011416 | 6.8692e-05 | 0.11538
1998 | 0.00010882 | 0.00043385 | 0.00011416 | 0.00011449 | 0.19231
1999 | 0.00010937 | 0.00041384 | 0.00011416 | 0.00016163 | 0.30769
2000 | 0.00010807 | 0.00035611 | 0.00011416 | 0.00017914 | 0.46154
2001 | 0.00011097 | 0.0002898 | 0.00011416 | 0.00015355 | 0.57692
2002 | 0.00011204 | 0.00023353 | 0.00011416 | 0.00012796 | 0.69231
2003 | 0.00011291 | 0.00018913 | 0.00011416 | 0.00013402 | 0.76923
2004 | 0.00010813 | 0.00010425 | 0.00011416 | 0.00014142 | 0.73077
2005 | 0.0001063 | 0.00011778 | 0.00011416 | 0.00013604 | 0.69231
2006 | 0.00010859 | 0.00010703 | 0.00011416 | 0.00014008 | 0.84615
2007 | 0.00010555 | 0.00010272 | 0.00011416 | 0.00015355 | 0.96154
2008 | 0.00010543 | 0.00011362 | 0.00011416 | 0.00016702 | 1
2009 | 0.00010347 | 0.00013262 | 0.00011416 | 0.00018318 | 0.92308
2010 | 0.00010454 | 0.00012892 | 0.00011416 | 0.00017106 | 0.76923
2011 | 0.00010847 | 0.00013454 | 0.00011416 | 0.00014547 | 0.57692
2012 | 0.00011036 | 0.00019621 | 0.00011416 | 0.00012189 | 0.46154
2013 | 0.00010883 | 1.3545e-05 | 0.00011416 | 0.00010034 | 0.30769
2014 | 0.00010904 | 7.5737e-06 | 0.00011416 | 8.4855e-05 | 0.23077
2015 | 0.00011013 | 5.7915e-06 | 0.00011416 | 7.4753e-05 | 0.15385
2016 | 0.00010635 | 2.5801e-06 | 0.00011416 | 6.457e-05 | 0.076923
2017 | 0.00010056 | 1.8086e-06 | 0.00011416 | 4.1902e-05 | 0.076923
2018 | 9.7586e-05 | 7.8477e-06 | 0.00011416 | 3.6407e-05 | 0.057692
2019 | 9.7055e-05 | 3.1068e-05 | 0.00011416 | 3.0224e-05 | 0.057692
2020 | 9.7305e-05 | 5.9726e-05 | 0.00011416 | 3.9841e-05 | 0.076923
2021 | 9.8842e-05 | 8.4284e-05 | 0.00011416 | 7.0066e-05 | 0.11538
2022 | 9.8838e-05 | 0.00044536 | 0.00011416 | 0.00011678 | 0.19231
2023 | 9.8008e-05 | 0.00042943 | 0.00011416 | 0.00016486 | 0.30769
2024 | 9.6321e-05 | 0.00037594 | 0.00011416 | 0.00018272 | 0.46154
2025 | 9.7867e-05 | 0.00031598 | 0.00011416 | 0.00015662 | 0.57692
2026 | 9.6499e-05 | 0.0002647 | 0.00011416 | 0.00013051 | 0.69231
2027 | 9.8595e-05 | 0.00022353 | 0.00011416 | 0.0001367 | 0.76923
2028 | 9.7424e-05 | 0.00014033 | 0.00011416 | 0.00014425 | 0.73077
2029 | 9.8671e-05 | 0.00015983 | 0.00011416 | 0.00013876 | 0.69231
2030 | 9.8457e-05 | 0.00014709 | 0.00011416 | 0.00014288 | 0.84615
2031 | 9.7883e-05 | 0.00014096 | 0.00011416 | 0.00015662 | 0.96154
2032 | 9.8898e-05 | 0.00015054 | 0.00011416 | 0.00017036 | 1
2033 | 9.8994e-05 | 0.00016722 | 0.00011416 | 0.00018684 | 0.92308
2034 | 0.00010151 | 0.00016512 | 0.00011416 | 0.00017448 | 0.76923
2035 | 0.00010503 | 0.00016332 | 0.00011416 | 0.00014837 | 0.57692
2036 | 0.00010604 | 0.00021886 | 0.00011416 | 0.00012433 | 0.46154
2037 | 0.00010392 | 1.3552e-05 | 0.00011416 | 0.00010235 | 0.30769
2038 | 0.00010349 | 7.5776e-06 | 0.00011416 | 8.6552e-05 | 0.23077
2039 | 0.00010534 | 5.7942e-06 | 0.00011416 | 7.6248e-05 | 0.15385
2040 | 0.00010339 | 2.5954e-06 | 0.00011416 | 6.5203e-05 | 0.076923
2041 | 9.9152e-05 | 1.741e-06 | 0.00011416 | 4.2313e-05 | 0.076923
2042 | 9.8672e-05 | 3.2074e-06 | 0.00011416 | 3.6764e-05 | 0.057692
2043 | 9.8642e-05 | 8.1256e-06 | 0.00011416 | 3.0521e-05 | 0.057692
2044 | 0.00010042 | 2.4261e-05 | 0.00011416 | 4.0232e-05 | 0.076923
2045 | 0.00010263 | 4.632e-05 | 0.00011416 | 7.0753e-05 | 0.11538
2046 | 0.00010669 | 0.00040939 | 0.00011416 | 0.00011792 | 0.19231
2047 | 0.00011118 | 0.00039195 | 0.00011416 | 0.00016648 | 0.30769
2048 | 0.00011723 | 0.00033657 | 0.00011416 | 0.00018451 | 0.46154
2049 | 0.00012467 | 0.00027241 | 0.00011416 | 0.00015815 | 0.57692
2050 | 0.00012518 | 0.0002171 | 0.00011416 | 0.00013179 | 0.69231
2051 | 0.00012462 | 0.00017799 | 0.00011416 | 0.00013804 | 0.76923
2052 | 0.0001173 | 9.813e-05 | 0.00011416 | 0.00014567 | 0.73077
2053 | 0.00011639 | 0.0001147 | 0.00011416 | 0.00014012 | 0.69231
2054 | 0.00012203 | 0.00010657 | 0.00011416 | 0.00014428 | 0.84615
2055 | 0.00012228 | 0.00010235 | 0.00011416 | 0.00015815 | 0.96154
2056 | 0.00012346 | 0.00011622 | 0.00011416 | 0.00017203 | 1
2057 | 0.0001227 | 0.00013312 | 0.00011416 | 0.00018867 | 0.92308
2058 | 0.00012308 | 0.00012301 | 0.00011416 | 0.00017619 | 0.76923
2059 | 0.00012548 | 0.0001308 | 0.00011416 | 0.00014983 | 0.57692
2060 | 0.000123 | 0.00019417 | 0.00011416 | 0.00012555 | 0.46154
2061 | 0.000119 | 1.3545e-05 | 0.00011416 | 0.00010335 | 0.30769
2062 | 0.00011762 | 7.5741e-06 | 0.00011416 | 8.74e-05 | 0.23077
2063 | 0.00011733 | 5.7922e-06 | 0.00011416 | 7.6996e-05 | 0.15385
2064 | 0.0001143 | 2.5876e-06 | 0.00011416 | 6.8369e-05 | 0.076923
2065 | 0.00010738 | 2.2346e-06 | 0.00011416 | 4.4367e-05 | 0.076923
2066 | 0.00010688 | 1.8924e-05 | 0.00011416 | 3.8548e-05 | 0.057692
2067 | 0.00010591 | 4.9191e-05 | 0.00011416 | 3.2002e-05 | 0.057692
2068 | 0.00010713 | 7.7038e-05 | 0.00011416 | 4.2185e-05 | 0.076923
2069 | 0.00010873 | 0.0001052 | 0.00011416 | 7.4187e-05 | 0.11538
2070 | 0.00011193 | 0.00046249 | 0.00011416 | 0.00012365 | 0.19231
2071 | 0.00011652 | 0.00044823 | 0.00011416 | 0.00017456 | 0.30769
2072 | 0.00012092 | 0.00040891 | 0.00011416 | 0.00019347 | 0.46154
2073 | 0.00012675 | 0.00034889 | 0.00011416 | 0.00016583 | 0.57692
2074 | 0.00012605 | 0.00029854 | 0.00011416 | 0.00013819 | 0.69231
2075 | 0.00012393 | 0.00026207 | 0.00011416 | 0.00014474 | 0.76923
2076 | 0.0001155 | 0.00017675 | 0.00011416 | 0.00015274 | 0.73077
2077 | 0.00011259 | 0.00019759 | 0.00011416 | 0.00014692 | 0.69231
2078 | 0.0001175 | 0.00018909 | 0.00011416 | 0.00015128 | 0.84615
2079 | 0.00011708 | 0.00017836 | 0.00011416 | 0.00016583 | 0.96154
2080 | 0.00011894 | 0.00018392 | 0.00011416 | 0.00018038 | 1
2081 | 0.00012047 | 0.00019855 | 0.00011416 | 0.00019783 | 0.92308
2082 | 0.00012091 | 0.0001912 | 0.00011416 | 0.00018474 | 0.76923
2083 | 0.00012259 | 0.00019506 | 0.00011416 | 0.0001571 | 0.57692
2084 | 0.00012135 | 0.000256 | 0.00011416 | 0.00013165 | 0.46154
2085 | 0.00011722 | 1.3564e-05 | 0.00011416 | 0.00010837 | 0.30769
2086 | 0.00011603 | 7.5867e-06 | 0.00011416 | 9.1643e-05 | 0.23077
2087 | 0.00011556 | 6.3476e-06 | 0.00011416 | 8.0733e-05 | 0.15385
2088 | 0.00011159 | 9.8098e-06 | 0.00011416 | 5.3809e-05 | 0.038462
2089 | 0.00010597 | 3.6526e-05 | 0.00011416 | 3.4918e-05 | 0.038462
2090 | 0.00010513 | 6.7393e-05 | 0.00011416 | 3.0339e-05 | 0.038462
2091 | 0.00010444 | 8.9658e-05 | 0.00011416 | 2.5187e-05 | 0.038462
2092 | 0.00010552 | 0.00011043 | 0.00011416 | 3.3201e-05 | 0.038462
2093 | 0.00010798 | 0.00013267 | 0.00011416 | 5.8388e-05 | 0.076923
2094 | 0.00011084 | 0.00049051 | 0.00011416 | 9.7314e-05 | 0.15385
2095 | 0.00011409 | 0.00049618 | 0.00011416 | 0.00013738 | 0.23077
2096 | 0.00011812 | 0.00045373 | 0.00011416 | 0.00015227 | 0.38462
2097 | 0.00012526 | 0.00038669 | 0.00011416 | 0.00013051 | 0.46154
2098 | 0.00012557 | 0.00032835 | 0.00011416 | 0.00010876 | 0.57692
2099 | 0.00012489 | 0.00027629 | 0.00011416 | 0.00011391 | 0.69231
2100 | 0.00011692 | 0.00019254 | 0.00011416 | 0.00012021 | 0.61538
2101 | 0.00011407 | 0.00021475 | 0.00011416 | 0.00011563 | 0.53846
2102 | 0.00012042 | 0.00021353 | 0.00011416 | 0.00011907 | 0.61538
2103 | 0.00011925 | 0.00021112 | 0.00011416 | 0.00013051 | 0.69231
2104 | 0.00012016 | 0.00024166 | 0.00011416 | 0.00014196 | 0.76923
2105 | 0.00011933 | 0.00025898 | 0.00011416 | 0.0001557 | 0.69231
2106 | 0.00011794 | 0.00023234 | 0.00011416 | 0.0001454 | 0.57692
2107 | 0.00011985 | 0.00022933 | 0.00011416 | 0.00012365 | 0.46154
2108 | 0.00011826 | 0.00028301 | 0.00011416 | 0.00010361 | 0.30769
2109 | 0.00011592 | 1.3569e-05 | 0.00011416 | 8.5293e-05 | 0.23077
2110 | 0.00011453 | 7.6492e-06 | 0.00011416 | 7.2127e-05 | 0.15385
2111 | 0.00011455 | 7.5551e-06 | 0.00011416 | 6.354e-05 | 0.076923
2112 | 0.00011054 | 1.5829e-05 | 0.00011416 | 4.7478e-05 | 0.038462
2113 | 0.00010496 | 4.8625e-05 | 0.00011416 | 3.081e-05 | 0.038462
2114 | 0.00010396 | 8.0447e-05 | 0.00011416 | 2.677e-05 | 0.038462
2115 | 0.00010258 | 0.00010171 | 0.00011416 | 2.2224e-05 | 0.038462
2116 | 0.00010377 | 0.00012449 | 0.00011416 | 2.9295e-05 | 0.038462
2117 | 0.00010647 | 0.00013782 | 0.00011416 | 5.1519e-05 | 0.076923
2118 | 0.00010953 | 0.0004813 | 0.00011416 | 8.5865e-05 | 0.15385
2119 | 0.00011401 | 0.00047102 | 0.00011416 | 0.00012122 | 0.23077
2120 | 0.00011717 | 0.00042505 | 0.00011416 | 0.00013435 | 0.38462
2121 | 0.00012284 | 0.00036731 | 0.00011416 | 0.00011516 | 0.46154
2122 | 0.00012047 | 0.00031303 | 0.00011416 | 9.5967e-05 | 0.57692
2123 | 0.00011864 | 0.0002681 | 0.00011416 | 0.00010051 | 0.69231
2124 | 0.00011116 | 0.00017645 | 0.00011416 | 0.00010607 | 0.61538
2125 | 0.0001097 | 0.00019032 | 0.00011416 | 0.00010203 | 0.53846
2126 | 0.00011469 | 0.00018211 | 0.00011416 | 0.00010506 | 0.61538
2127 | 0.00011358 | 0.00017338 | 0.00011416 | 0.00011516 | 0.69231
2128 | 0.00011402 | 0.00018427 | 0.00011416 | 0.00012526 | 0.76923
2129 | 0.00011551 | 0.00019838 | 0.00011416 | 0.00013738 | 0.69231
2130 | 0.00011579 | 0.00019702 | 0.00011416 | 0.00012829 | 0.57692
2131 | 0.00011807 | 0.00019263 | 0.00011416 | 0.0001091 | 0.46154
2132 | 0.00011721 | 0.00024166 | 0.00011416 | 9.1421e-05 | 0.30769
2133 | 0.00011431 | 1.1119e-05 | 0.00011416 | 7.5258e-05 | 0.23077
2134 | 0.00011387 | 9.0735e-06 | 0.00011416 | 6.3641e-05 | 0.15385
2135 | 0.00011346 | 5.595e-06 | 0.00011416 | 5.6065e-05 | 0.076923
2136 | 0.00011018 | 4.0969e-06 | 0.00011416 | 6.647e-05 | 0.076923
2137 | 0.00010353 | 1.0063e-05 | 0.00011416 | 4.3135e-05 | 0.076923
2138 | 0.00010267 | 3.6203e-05 | 0.00011416 | 3.7478e-05 | 0.057692
2139 | 0.00010166 | 5.9878e-05 | 0.00011416 | 3.1113e-05 | 0.057692
2140 | 0.00010231 | 8.2971e-05 | 0.00011416 | 4.1013e-05 | 0.076923
2141 | 0.00010427 | 9.5845e-05 | 0.00011416 | 7.2127e-05 | 0.11538
2142 | 0.00010678 | 0.00043981 | 0.00011416 | 0.00012021 | 0.19231
2143 | 0.00011024 | 0.00043099 | 0.00011416 | 0.00016971 | 0.30769
2144 | 0.00011508 | 0.00039027 | 0.00011416 | 0.00018809 | 0.46154
2145 | 0.00012249 | 0.00034049 | 0.00011416 | 0.00016122 | 0.57692
2146 | 0.00012164 | 0.00028856 | 0.00011416 | 0.00013435 | 0.69231
2147 | 0.00012104 | 0.00024141 | 0.00011416 | 0.00014072 | 0.76923
2148 | 0.00011479 | 0.00014797 | 0.00011416 | 0.0001485 | 0.73077
2149 | 0.00011435 | 0.00015964 | 0.00011416 | 0.00014284 | 0.69231
2150 | 0.000121 | 0.00015021 | 0.00011416 | 0.00014708 | 0.84615
2151 | 0.00011999 | 0.00014776 | 0.00011416 | 0.00016122 | 0.96154
2152 | 0.00011831 | 0.00015622 | 0.00011416 | 0.00017537 | 1
2153 | 0.00011823 | 0.00017781 | 0.00011416 | 0.00019234 | 0.92308
2154 | 0.00011571 | 0.00017065 | 0.00011416 | 0.00017961 | 0.76923
2155 | 0.00011654 | 0.00015291 | 0.00011416 | 0.00015274 | 0.57692
2156 | 0.00011428 | 0.00018701 | 0.00011416 | 0.00012799 | 0.46154
2157 | 0.00011099 | 1.0553e-05 | 0.00011416 | 0.00010536 | 0.30769
2158 | 0.00011029 | 9.7053e-06 | 0.00011416 | 8.9098e-05 | 0.23077
2159 | 0.00010995 | 5.479e-06 | 0.00011416 | 7.8491e-05 | 0.15385
2160 | 0.00010867 | 2.5601e-06 | 0.00011416 | 6.647e-05 | 0.076923
2161 | 0.00010249 | 1.4846e-06 | 0.00011416 | 4.3135e-05 | 0.076923
2162 | 0.000101 | 1.2675e-06 | 0.00011416 | 3.7478e-05 | 0.057692
2163 | 0.00010083 | 1.2685e-06 | 0.00011416 | 3.1113e-05 | 0.057692
2164 | 0.00010086 | 1.1247e-06 | 0.00011416 | 4.1013e-05 | 0.076923
2165 | 0.00010396 | 1.1447e-05 | 0.00011416 | 7.2127e-05 | 0.11538
2166 | 0.00010466 | 0.00022575 | 0.00011416 | 0.00012021 | 0.19231
2167 | 0.00010474 | 0.00022553 | 0.00011416 | 0.00016971 | 0.30769
2168 | 0.00010336 | 0.00018788 | 0.00011416 | 0.00018809 | 0.46154
2169 | 0.00010288 | 0.00013682 | 0.00011416 | 0.00016122 | 0.57692
2170 | 0.00010539 | 9.5674e-05 | 0.00011416 | 0.00013435 | 0.69231
2171 | 0.00010565 | 4.6577e-05 | 0.00011416 | 0.00014072 | 0.76923
2172 | 0.00010161 | 1.8856e-05 | 0.00011416 | 0.0001485 | 0.73077
2173 | 0.00010047 | 1.6764e-05 | 0.00011416 | 0.00014284 | 0.69231
2174 | 0.00010275 | 9.6102e-06 | 0.00011416 | 0.00014708 | 0.84615
2175 | 0.00010078 | 8.4188e-06 | 0.00011416 | 0.00016122 | 0.96154
2176 | 0.00010106 | 9.6082e-06 | 0.00011416 | 0.00017537 | 1
2177 | 9.9376e-05 | 1.676e-05 | 0.00011416 | 0.00019234 | 0.92308
2178 | 0.00010024 | 2.3624e-05 | 0.00011416 | 0.00017961 | 0.76923
2179 | 0.00010416 | 2.3927e-05 | 0.00011416 | 0.00015274 | 0.57692
2180 | 0.0001049 | 1.8571e-05 | 0.00011416 | 0.00012799 | 0.46154
2181 | 0.00010405 | 1.3499e-05 | 0.00011416 | 0.00010536 | 0.30769
2182 | 0.00010445 | 7.5439e-06 | 0.00011416 | 8.9098e-05 | 0.23077
2183 | 0.00010544 | 5.7655e-06 | 0.00011416 | 7.8491e-05 | 0.15385
2184 | 0.00010344 | 2.5491e-06 | 0.00011416 | 6.7799e-05 | 0.076923
2185 | 9.8902e-05 | 1.4749e-06 | 0.00011416 | 4.3997e-05 | 0.076923
2186 | 9.6081e-05 | 1.2501e-06 | 0.00011416 | 3.8227e-05 | 0.057692
2187 | 9.5128e-05 | 1.2549e-06 | 0.00011416 | 3.1736e-05 | 0.057692
2188 | 9.5839e-05 | 1.1193e-06 | 0.00011416 | 4.1833e-05 | 0.076923
2189 | 9.5769e-05 | 1.1445e-05 | 0.00011416 | 7.3569e-05 | 0.11538
2190 | 9.5997e-05 | 0.00019107 | 0.00011416 | 0.00012262 | 0.19231
2191 | 9.6864e-05 | 0.0001876 | 0.00011416 | 0.0001731 | 0.30769
2192 | 9.4597e-05 | 0.00015528 | 0.00011416 | 0.00019186 | 0.46154
2193 | 9.4731e-05 | 0.00011991 | 0.00011416 | 0.00016445 | 0.57692
2194 | 9.5485e-05 | 9.7823e-05 | 0.00011416 | 0.00013704 | 0.69231
2195 | 9.4472e-05 | 6.3876e-05 | 0.00011416 | 0.00014353 | 0.76923
2196 | 9.3847e-05 | 1.887e-05 | 0.00011416 | 0.00015147 | 0.73077
2197 | 9.2139e-05 | 1.7155e-05 | 0.00011416 | 0.0001457 | 0.69231
2198 | 9.1143e-05 | 1.0037e-05 | 0.00011416 | 0.00015002 | 0.84615
2199 | 9.1726e-05 | 8.6207e-06 | 0.00011416 | 0.00016445 | 0.96154
2200 | 9.2478e-05 | 1.0957e-05 | 0.00011416 | 0.00017887 | 1
2201 | 9.5285e-05 | 2.0805e-05 | 0.00011416 | 0.00019618 | 0.92308
2202 | 9.6975e-05 | 2.404e-05 | 0.00011416 | 0.0001832 | 0.76923
2203 | 0.00010147 | 2.7214e-05 | 0.00011416 | 0.00015579 | 0.57692
2204 | 0.00010368 | 8.9999e-05 | 0.00011416 | 0.00013055 | 0.46154
2205 | 0.00010304 | 1.3521e-05 | 0.00011416 | 0.00010747 | 0.30769
2206 | 0.00010415 | 7.5585e-06 | 0.00011416 | 9.0879e-05 | 0.23077
2207 | 0.0001045 | 5.7786e-06 | 0.00011416 | 8.006e-05 | 0.15385
2208 | 0.00010132 | 2.5582e-06 | 0.00011416 | 6.8464e-05 | 0.076923
2209 | 9.4028e-05 | 1.4843e-06 | 0.00011416 | 4.4429e-05 | 0.076923
2210 | 9.4392e-05 | 1.2722e-06 | 0.00011416 | 3.8602e-05 | 0.057692
2211 | 9.57e-05 | 1.2762e-06 | 0.00011416 | 3.2047e-05 | 0.057692
2212 | 9.6377e-05 | 1.1312e-06 | 0.00011416 | 4.2244e-05 | 0.076923
2213 | 9.6534e-05 | 1.1458e-05 | 0.00011416 | 7.429e-05 | 0.11538
2214 | 9.9672e-05 | 0.00027915 | 0.00011416 | 0.00012382 | 0.19231
2215 | 0.00010858 | 0.00027708 | 0.00011416 | 0.0001748 | 0.30769
2216 | 0.00011229 | 0.00024387 | 0.00011416 | 0.00019374 | 0.46154
2217 | 0.00011498 | 0.0002244 | 0.00011416 | 0.00016606 | 0.57692
2218 | 0.00011393 | 0.00019095 | 0.00011416 | 0.00013838 | 0.69231
2219 | 0.00011356 | 0.00017399 | 0.00011416 | 0.00014494 | 0.76923
2220 | 0.00010771 | 7.6357e-05 | 0.00011416 | 0.00015295 | 0.73077
2221 | 0.00010713 | 0.00010873 | 0.00011416 | 0.00014712 | 0.69231
2222 | 0.00010932 | 9.6468e-05 | 0.00011416 | 0.00015149 | 0.84615
2223 | 0.00010975 | 9.6726e-05 | 0.00011416 | 0.00016606 | 0.96154
2224 | 0.00011108 | 0.00010934 | 0.00011416 | 0.00018063 | 1
2225 | 0.00011254 | 0.00012365 | 0.00011416 | 0.00019811 | 0.92308
2226 | 0.00011191 | 0.00010292 | 0.00011416 | 0.000185 | 0.76923
2227 | 0.000115 | 0.00010614 | 0.00011416 | 0.00015732 | 0.57692
2228 | 0.00011414 | 0.00016738 | 0.00011416 | 0.00013183 | 0.46154
2229 | 0.00011163 | 1.3537e-05 | 0.00011416 | 0.00010852 | 0.30769
2230 | 0.00011202 | 7.5682e-06 | 0.00011416 | 9.177e-05 | 0.23077
2231 | 0.00011137 | 5.7864e-06 | 0.00011416 | 8.0845e-05 | 0.15385
2232 | 0.0001067 | 2.5643e-06 | 0.00011416 | 7.1787e-05 | 0.076923
2233 | 0.00010218 | 1.492e-06 | 0.00011416 | 4.6585e-05 | 0.076923
2234 | 0.00010097 | 1.3676e-06 | 0.00011416 | 4.0476e-05 | 0.057692
2235 | 0.00010237 | 1.7725e-06 | 0.00011416 | 3.3602e-05 | 0.057692
2236 | 0.00010274 | 4.479e-06 | 0.00011416 | 4.4294e-05 | 0.076923
2237 | 0.00010384 | 1.9842e-05 | 0.00011416 | 7.7897e-05 | 0.11538
2238 | 0.00010705 | 0.00038054 | 0.00011416 | 0.00012983 | 0.19231
2239 | 0.00010962 | 0.0003532 | 0.00011416 | 0.00018329 | 0.30769
2240 | 0.00011065 | 0.00029615 | 0.00011416 | 0.00020314 | 0.46154
2241 | 0.00011515 | 0.00023356 | 0.00011416 | 0.00017412 | 0.57692
2242 | 0.00011411 | 0.00018018 | 0.00011416 | 0.0001451 | 0.69231
2243 | 0.00011265 | 0.00013345 | 0.00011416 | 0.00015197 | 0.76923
2244 | 0.00010866 | 4.8772e-05 | 0.00011416 | 0.00016038 | 0.73077
2245 | 0.00010773 | 6.6681e-05 | 0.00011416 | 0.00015427 | 0.69231
2246 | 0.00011344 | 5.4781e-05 | 0.00011416 | 0.00015885 | 0.84615
2247 | 0.00011258 | 4.8942e-05 | 0.00011416 | 0.00017412 | 0.96154
2248 | 0.00011387 | 6.1647e-05 | 0.00011416 | 0.0001894 | 1
2249 | 0.00011438 | 8.3756e-05 | 0.00011416 | 0.00020772 | 0.92308
2250 | 0.0001139 | 8.748e-05 | 0.00011416 | 0.00019398 | 0.76923
2251 | 0.00011708 | 9.3406e-05 | 0.00011416 | 0.00016496 | 0.57692
2252 | 0.00011646 | 0.00015615 | 0.00011416 | 0.00013823 | 0.46154
2253 | 0.00011247 | 1.3534e-05 | 0.00011416 | 0.00011379 | 0.30769
2254 | 0.00011189 | 7.5663e-06 | 0.00011416 | 9.6225e-05 | 0.23077
2255 | 0.00011173 | 5.785e-06 | 0.00011416 | 8.477e-05 | 0.15385
2256 | 0.00010792 | 2.5632e-06 | 0.00011416 | 5.6499e-05 | 0.038462
2257 | 0.00010341 | 1.4905e-06 | 0.00011416 | 3.6664e-05 | 0.038462
2258 | 0.00010164 | 1.2885e-06 | 0.00011416 | 3.1856e-05 | 0.038462
2259 | 0.00010009 | 1.3388e-06 | 0.00011416 | 2.6446e-05 | 0.038462
2260 | 0.00010147 | 1.4418e-06 | 0.00011416 | 3.4861e-05 | 0.038462
2261 | 0.00010299 | 1.3092e-05 | 0.00011416 | 6.1308e-05 | 0.076923
2262 | 0.0001053 | 0.00035885 | 0.00011416 | 0.00010218 | 0.15385
2263 | 0.00010941 | 0.0003514 | 0.00011416 | 0.00014425 | 0.23077
2264 | 0.00011261 | 0.00032948 | 0.00011416 | 0.00015988 | 0.38462
2265 | 0.00011679 | 0.00028321 | 0.00011416 | 0.00013704 | 0.46154
2266 | 0.00011716 | 0.00025885 | 0.00011416 | 0.0001142 | 0.57692
2267 | 0.00011805 | 0.00022005 | 0.00011416 | 0.00011961 | 0.69231
2268 | 0.00011348 | 0.00014126 | 0.00011416 | 0.00012622 | 0.61538
2269 | 0.00011222 | 0.00015365 | 0.00011416 | 0.00012141 | 0.53846
2270 | 0.00011854 | 0.00013657 | 0.00011416 | 0.00012502 | 0.61538
2271 | 0.00011818 | 0.00012966 | 0.00011416 | 0.00013704 | 0.69231
2272 | 0.00011827 | 0.00011822 | 0.00011416 | 0.00014906 | 0.76923
2273 | 0.00011803 | 0.00012864 | 0.00011416 | 0.00016349 | 0.69231
2274 | 0.00011648 | 0.00012047 | 0.00011416 | 0.00015267 | 0.57692
2275 | 0.0001154 | 0.00011984 | 0.00011416 | 0.00012983 | 0.46154
2276 | 0.00011439 | 0.00017535 | 0.00011416 | 0.00010879 | 0.30769
2277 | 0.00011172 | 1.3539e-05 | 0.00011416 | 8.9557e-05 | 0.23077
2278 | 0.00011022 | 7.5691e-06 | 0.00011416 | 7.5733e-05 | 0.15385
2279 | 0.0001088 | 5.7867e-06 | 0.00011416 | 6.6717e-05 | 0.076923
2280 | 0.00010671 | 2.4821e-06 | 0.00011416 | 4.9852e-05 | 0.038462
2281 | 0.00010122 | 2.7273e-06 | 0.00011416 | 3.2351e-05 | 0.038462
2282 | 9.9399e-05 | 1.7824e-06 | 0.00011416 | 2.8108e-05 | 0.038462
2283 | 9.964e-05 | 1.1844e-06 | 0.00011416 | 2.3335e-05 | 0.038462
2284 | 0.00010106 | 1.4214e-06 | 0.00011416 | 3.076e-05 | 0.038462
2285 | 0.00010487 | 3.9932e-06 | 0.00011416 | 5.4095e-05 | 0.076923
2286 | 0.00010886 | 0.00032619 | 0.00011416 | 9.0158e-05 | 0.15385
2287 | 0.00010988 | 0.00035253 | 0.00011416 | 0.00012728 | 0.23077
2288 | 0.00011264 | 0.00035623 | 0.00011416 | 0.00014107 | 0.38462
2289 | 0.00011876 | 0.00031139 | 0.00011416 | 0.00012092 | 0.46154
2290 | 0.00011951 | 0.00026962 | 0.00011416 | 0.00010077 | 0.57692
2291 | 0.0001195 | 0.00018998 | 0.00011416 | 0.00010554 | 0.69231
2292 | 0.00011449 | 0.00010747 | 0.00011416 | 0.00011137 | 0.61538
2293 | 0.00011228 | 0.0001336 | 0.00011416 | 0.00010713 | 0.53846
2294 | 0.00011633 | 0.00011854 | 0.00011416 | 0.00011031 | 0.61538
2295 | 0.00011488 | 0.0001037 | 0.00011416 | 0.00012092 | 0.69231
2296 | 0.00011711 | 0.00011032 | 0.00011416 | 0.00013152 | 0.76923
2297 | 0.00011834 | 0.00011338 | 0.00011416 | 0.00014425 | 0.69231
2298 | 0.00011669 | 0.00010198 | 0.00011416 | 0.00013471 | 0.57692
2299 | 0.00011887 | 9.7081e-05 | 0.00011416 | 0.00011455 | 0.46154
2300 | 0.00011673 | 0.00014885 | 0.00011416 | 9.5992e-05 | 0.30769
2301 | 0.00011223 | 1.1095e-05 | 0.00011416 | 7.9021e-05 | 0.23077
2302 | 0.0001124 | 9.0515e-06 | 0.00011416 | 6.6823e-05 | 0.15385
2303 | 0.00011136 | 5.4836e-06 | 0.00011416 | 5.8868e-05 | 0.076923
2304 | 0.00011035 | 3.2534e-06 | 0.00011416 | 6.9793e-05 | 0.076923
2305 | 0.00010157 | 2.4407e-06 | 0.00011416 | 4.5291e-05 | 0.076923
2306 | 0.00010166 | 1.9192e-06 | 0.00011416 | 3.9351e-05 | 0.057692
2307 | 0.00010053 | 1.1287e-06 | 0.00011416 | 3.2669e-05 | 0.057692
2308 | 0.00010105 | 1.163e-06 | 0.00011416 | 4.3064e-05 | 0.076923
2309 | 0.00010363 | 2.0587e-06 | 0.00011416 | 7.5733e-05 | 0.11538
2310 | 0.00010673 | 0.00029582 | 0.00011416 | 0.00012622 | 0.19231
2311 | 0.00011242 | 0.00030142 | 0.00011416 | 0.0001782 | 0.30769
2312 | 0.00011485 | 0.00028663 | 0.00011416 | 0.0001975 | 0.46154
2313 | 0.00011872 | 0.00026355 | 0.00011416 | 0.00016929 | 0.57692
2314 | 0.00011752 | 0.00023108 | 0.00011416 | 0.00014107 | 0.69231
2315 | 0.00011511 | 0.00021124 | 0.00011416 | 0.00014775 | 0.76923
2316 | 0.00011144 | 0.00013742 | 0.00011416 | 0.00015592 | 0.73077
2317 | 0.00010971 | 0.00016017 | 0.00011416 | 0.00014998 | 0.69231
2318 | 0.00011462 | 0.00016107 | 0.00011416 | 0.00015444 | 0.84615
2319 | 0.00011448 | 0.00016078 | 0.00011416 | 0.00016929 | 0.96154
2320 | 0.00011542 | 0.00016018 | 0.00011416 | 0.00018413 | 1
2321 | 0.00011537 | 0.00016575 | 0.00011416 | 0.00020195 | 0.92308
2322 | 0.00011462 | 0.00014054 | 0.00011416 | 0.00018859 | 0.76923
2323 | 0.00011707 | 0.00015115 | 0.00011416 | 0.00016038 | 0.57692
2324 | 0.00011674 | 0.00018752 | 0.00011416 | 0.00013439 | 0.46154
2325 | 0.00011238 | 1.0555e-05 | 0.00011416 | 0.00011063 | 0.30769
2326 | 0.00011204 | 9.7096e-06 | 0.00011416 | 9.3552e-05 | 0.23077
2327 | 0.00011109 | 5.4837e-06 | 0.00011416 | 8.2415e-05 | 0.15385
2328 | 0.00010892 | 2.5651e-06 | 0.00011416 | 6.647e-05 | 0.076923
2329 | 0.00010228 | 1.4918e-06 | 0.00011416 | 4.3135e-05 | 0.076923
2330 | 0.00010005 | 1.3132e-06 | 0.00011416 | 3.7478e-05 | 0.057692
2331 | 9.976e-05 | 1.4254e-06 | 0.00011416 | 3.1113e-05 | 0.057692
2332 | 0.00010065 | 1.7659e-06 | 0.00011416 | 4.1013e-05 | 0.076923
2333 | 0.00010153 | 1.2834e-05 | 0.00011416 | 7.2127e-05 | 0.11538
2334 | 0.00010165 | 0.00034781 | 0.00011416 | 0.00012021 | 0.19231
2335 | 0.00010326 | 0.00033937 | 0.00011416 | 0.00016971 | 0.30769
2336 | 0.00010405 | 0.00031003 | 0.00011416 | 0.00018809 | 0.46154
2337 | 0.00010587 | 0.00025978 | 0.00011416 | 0.00016122 | 0.57692
2338 | 0.0001054 | 0.00022116 | 0.00011416 | 0.00013435 | 0.69231
2339 | 0.00010448 | 0.00017357 | 0.00011416 | 0.00014072 | 0.76923
2340 | 0.00010221 | 8.4156e-05 | 0.00011416 | 0.0001485 | 0.73077
2341 | 0.00010253 | 0.00010462 | 0.00011416 | 0.00014284 | 0.69231
2342 | 0.00010265 | 9.6672e-05 | 0.00011416 | 0.00014708 | 0.84615
2343 | 0.00010377 | 7.5249e-05 | 0.00011416 | 0.00016122 | 0.96154
2344 | 0.00010393 | 8.9955e-05 | 0.00011416 | 0.00017537 | 1
2345 | 0.00010293 | 0.0001115 | 0.00011416 | 0.00019234 | 0.92308
2346 | 0.00010292 | 9.6553e-05 | 0.00011416 | 0.00017961 | 0.76923
2347 | 0.00010536 | 0.00010272 | 0.00011416 | 0.00015274 | 0.57692
2348 | 0.00010661 | 0.00016781 | 0.00011416 | 0.00012799 | 0.46154
2349 | 0.00010606 | 1.3537e-05 | 0.00011416 | 0.00010536 | 0.30769
2350 | 0.00010618 | 7.5684e-06 | 0.00011416 | 8.9098e-05 | 0.23077
2351 | 0.00010581 | 5.7869e-06 | 0.00011416 | 7.8491e-05 | 0.15385
2352 | 0.00010364 | 2.5655e-06 | 0.00011416 | 6.7799e-05 | 0.076923
2353 | 9.5913e-05 | 1.5133e-06 | 0.00011416 | 4.3997e-05 | 0.076923
2354 | 9.1979e-05 | 2.1855e-06 | 0.00011416 | 3.8227e-05 | 0.057692
2355 | 9.1185e-05 | 7.4739e-06 | 0.00011416 | 3.1736e-05 | 0.057692
2356 | 9.1405e-05 | 3.1566e-05 | 0.00011416 | 4.1833e-05 | 0.076923
2357 | 9.3493e-05 | 6.1937e-05 | 0.00011416 | 7.3569e-05 | 0.11538
2358 | 9.3738e-05 | 0.00042092 | 0.00011416 | 0.00012262 | 0.19231
2359 | 9.559e-05 | 0.00039205 | 0.00011416 | 0.0001731 | 0.30769
2360 | 9.5352e-05 | 0.00033889 | 0.00011416 | 0.00019186 | 0.46154
2361 | 9.6026e-05 | 0.00027713 | 0.00011416 | 0.00016445 | 0.57692
2362 | 9.7748e-05 | 0.00022811 | 0.00011416 | 0.00013704 | 0.69231
2363 | 9.7656e-05 | 0.00018778 | 0.00011416 | 0.00014353 | 0.76923
2364 | 9.6809e-05 | 0.00010721 | 0.00011416 | 0.00015147 | 0.73077
2365 | 9.778e-05 | 0.00012536 | 0.00011416 | 0.0001457 | 0.69231
2366 | 9.6939e-05 | 0.00011393 | 0.00011416 | 0.00015002 | 0.84615
2367 | 9.597e-05 | 0.00010629 | 0.00011416 | 0.00016445 | 0.96154
2368 | 9.6027e-05 | 0.00011614 | 0.00011416 | 0.00017887 | 1
2369 | 9.6367e-05 | 0.00013493 | 0.00011416 | 0.00019618 | 0.92308
2370 | 9.7341e-05 | 0.00013704 | 0.00011416 | 0.0001832 | 0.76923
2371 | 0.00010103 | 0.00013591 | 0.00011416 | 0.00015579 | 0.57692
2372 | 0.00010361 | 0.00018816 | 0.00011416 | 0.00013055 | 0.46154
2373 | 0.00010292 | 1.3542e-05 | 0.00011416 | 0.00010747 | 0.30769
2374 | 0.00010353 | 7.5707e-06 | 0.00011416 | 9.0879e-05 | 0.23077
2375 | 0.00010315 | 5.7877e-06 | 0.00011416 | 8.006e-05 | 0.15385
2376 | 9.8965e-05 | 2.5639e-06 | 0.00011416 | 6.8464e-05 | 0.076923
2377 | 9.3162e-05 | 1.4898e-06 | 0.00011416 | 4.4429e-05 | 0.076923
2378 | 9.3474e-05 | 1.2833e-06 | 0.00011416 | 3.8602e-05 | 0.057692
2379 | 9.3175e-05 | 1.2854e-06 | 0.00011416 | 3.2047e-05 | 0.057692
2380 | 9.5046e-05 | 1.1646e-06 | 0.00011416 | 4.2244e-05 | 0.076923
2381 | 9.81e-05 | 1.153e-05 | 0.00011416 | 7.429e-05 | 0.11538
2382 | 0.00010261 | 0.00030502 | 0.00011416 | 0.00012382 | 0.19231
2383 | 0.00010739 | 0.00027955 | 0.00011416 | 0.0001748 | 0.30769
2384 | 0.00011106 | 0.00022531 | 0.00011416 | 0.00019374 | 0.46154
2385 | 0.00011392 | 0.00017078 | 0.00011416 | 0.00016606 | 0.57692
2386 | 0.00011237 | 0.00012081 | 0.00011416 | 0.00013838 | 0.69231
2387 | 0.00011166 | 7.7878e-05 | 0.00011416 | 0.00014494 | 0.76923
2388 | 0.00010693 | 1.8865e-05 | 0.00011416 | 0.00015295 | 0.73077
2389 | 0.00010515 | 1.7426e-05 | 0.00011416 | 0.00014712 | 0.69231
2390 | 0.00011185 | 1.0006e-05 | 0.00011416 | 0.00015149 | 0.84615
2391 | 0.00011129 | 8.5482e-06 | 0.00011416 | 0.00016606 | 0.96154
2392 | 0.00011246 | 9.9316e-06 | 0.00011416 | 0.00018063 | 1
2393 | 0.00011405 | 1.9813e-05 | 0.00011416 | 0.00019811 | 0.92308
2394 | 0.00011443 | 2.4186e-05 | 0.00011416 | 0.000185 | 0.76923
2395 | 0.00011556 | 2.5925e-05 | 0.00011416 | 0.00015732 | 0.57692
2396 | 0.00011489 | 9.1251e-05 | 0.00011416 | 0.00013183 | 0.46154
2397 | 0.0001127 | 1.3518e-05 | 0.00011416 | 0.00010852 | 0.30769
2398 | 0.00011041 | 7.5561e-06 | 0.00011416 | 9.177e-05 | 0.23077
2399 | 0.00010913 | 5.7762e-06 | 0.00011416 | 8.0845e-05 | 0.15385
2400 | 0.00010815 | 2.5574e-06 | 0.00011416 | 7.1787e-05 | 0.076923
2401 | 0.00010154 | 1.4847e-06 | 0.00011416 | 4.6585e-05 | 0.076923
2402 | 0.00010093 | 1.2766e-06 | 0.00011416 | 4.0476e-05 | 0.057692
2403 | 0.00010087 | 1.2819e-06 | 0.00011416 | 3.3602e-05 | 0.057692
2404 | 0.00010142 | 1.1352e-06 | 0.00011416 | 4.4294e-05 | 0.076923
2405 | 0.0001024 | 1.1487e-05 | 0.00011416 | 7.7897e-05 | 0.11538
2406 | 0.00010442 | 0.00031698 | 0.00011416 | 0.00012983 | 0.19231
2407 | 0.00010984 | 0.00031756 | 0.00011416 | 0.00018329 | 0.30769
2408 | 0.00011291 | 0.00027576 | 0.00011416 | 0.00020314 | 0.46154
2409 | 0.0001189 | 0.00023252 | 0.00011416 | 0.00017412 | 0.57692
2410 | 0.00011836 | 0.00018251 | 0.00011416 | 0.0001451 | 0.69231
2411 | 0.00011699 | 0.00013915 | 0.00011416 | 0.00015197 | 0.76923
2412 | 0.00010909 | 6.6605e-05 | 0.00011416 | 0.00016038 | 0.73077
2413 | 0.00010829 | 9.1557e-05 | 0.00011416 | 0.00015427 | 0.69231
2414 | 0.00011258 | 7.8052e-05 | 0.00011416 | 0.00015885 | 0.84615
2415 | 0.00011251 | 6.0103e-05 | 0.00011416 | 0.00017412 | 0.96154
2416 | 0.00011296 | 7.7019e-05 | 0.00011416 | 0.0001894 | 1
2417 | 0.00011337 | 9.1807e-05 | 0.00011416 | 0.00020772 | 0.92308
2418 | 0.0001128 | 8.9486e-05 | 0.00011416 | 0.00019398 | 0.76923
2419 | 0.00011639 | 8.9838e-05 | 0.00011416 | 0.00016496 | 0.57692
2420 | 0.00011761 | 0.00014778 | 0.00011416 | 0.00013823 | 0.46154
2421 | 0.00011416 | 1.3532e-05 | 0.00011416 | 0.00011379 | 0.30769
2422 | 0.00011193 | 7.564e-06 | 0.00011416 | 9.6225e-05 | 0.23077
2423 | 0.00010953 | 5.7825e-06 | 0.00011416 | 8.477e-05 | 0.15385
2424 | 0.00010559 | 2.5605e-06 | 0.00011416 | 5.6499e-05 | 0.038462
2425 | 0.0001003 | 1.4864e-06 | 0.00011416 | 3.6664e-05 | 0.038462
2426 | 0.00010027 | 1.2753e-06 | 0.00011416 | 3.1856e-05 | 0.038462
2427 | 9.9257e-05 | 1.2779e-06 | 0.00011416 | 2.6446e-05 | 0.038462
2428 | 9.9666e-05 | 1.131e-06 | 0.00011416 | 3.4861e-05 | 0.038462
2429 | 0.00010105 | 1.1456e-05 | 0.00011416 | 6.1308e-05 | 0.076923
2430 | 0.00010617 | 0.00027419 | 0.00011416 | 0.00010218 | 0.15385
2431 | 0.00010988 | 0.0002498 | 0.00011416 | 0.00014425 | 0.23077
2432 | 0.00011128 | 0.00019759 | 0.00011416 | 0.00015988 | 0.38462
2433 | 0.00011613 | 0.00013634 | 0.00011416 | 0.00013704 | 0.46154
2434 | 0.00011452 | 8.7272e-05 | 0.00011416 | 0.0001142 | 0.57692
2435 | 0.00011376 | 3.6435e-05 | 0.00011416 | 0.00011961 | 0.69231
2436 | 0.00010861 | 1.8854e-05 | 0.00011416 | 0.00012622 | 0.61538
2437 | 0.00010801 | 1.6765e-05 | 0.00011416 | 0.00012141 | 0.53846
2438 | 0.00011208 | 9.6116e-06 | 0.00011416 | 0.00012502 | 0.61538
2439 | 0.00011172 | 8.4216e-06 | 0.00011416 | 0.00013704 | 0.69231
2440 | 0.00011233 | 9.6129e-06 | 0.00011416 | 0.00014906 | 0.76923
2441 | 0.00011373 | 1.6769e-05 | 0.00011416 | 0.00016349 | 0.69231
2442 | 0.00011401 | 2.3638e-05 | 0.00011416 | 0.00015267 | 0.57692
2443 | 0.0001157 | 2.3944e-05 | 0.00011416 | 0.00012983 | 0.46154
2444 | 0.000117 | 5.6334e-05 | 0.00011416 | 0.00010879 | 0.30769
2445 | 0.00011379 | 1.3514e-05 | 0.00011416 | 8.9557e-05 | 0.23077
2446 | 0.00011269 | 7.5546e-06 | 0.00011416 | 7.5733e-05 | 0.15385
2447 | 0.00011109 | 5.7758e-06 | 0.00011416 | 6.6717e-05 | 0.076923
2448 | 0.00010643 | 2.4753e-06 | 0.00011416 | 4.9852e-05 | 0.038462
2449 | 0.00010234 | 2.7223e-06 | 0.00011416 | 3.2351e-05 | 0.038462
2450 | 0.00010184 | 1.7758e-06 | 0.00011416 | 2.8108e-05 | 0.038462
2451 | 0.00010155 | 1.1257e-06 | 0.00011416 | 2.3335e-05 | 0.038462
2452 | 0.00010175 | 1.1303e-06 | 0.00011416 | 3.076e-05 | 0.038462
2453 | 0.00010265 | 3.3148e-06 | 0.00011416 | 5.4095e-05 | 0.076923
2454 | 0.00010513 | 0.00030579 | 0.00011416 | 9.0158e-05 | 0.15385
2455 | 0.00010889 | 0.00029158 | 0.00011416 | 0.00012728 | 0.23077
2456 | 0.00011221 | 0.00028548 | 0.00011416 | 0.00014107 | 0.38462
2457 | 0.0001137 | 0.00025205 | 0.00011416 | 0.00012092 | 0.46154
2458 | 0.00011377 | 0.00020841 | 0.00011416 | 0.00010077 | 0.57692
2459 | 0.0001131 | 0.00017756 | 0.00011416 | 0.00010554 | 0.69231
2460 | 0.00010846 | 0.00012739 | 0.00011416 | 0.00011137 | 0.61538
2461 | 0.00010793 | 0.00015322 | 0.00011416 | 0.00010713 | 0.53846
2462 | 0.00011372 | 0.00014784 | 0.00011416 | 0.00011031 | 0.61538
2463 | 0.00011296 | 0.00015966 | 0.00011416 | 0.00012092 | 0.69231
2464 | 0.00011325 | 0.00017236 | 0.00011416 | 0.00013152 | 0.76923
2465 | 0.00011364 | 0.00017546 | 0.00011416 | 0.00014425 | 0.69231
2466 | 0.00011437 | 0.00015831 | 0.00011416 | 0.00013471 | 0.57692
2467 | 0.00011633 | 0.00015504 | 0.00011416 | 0.00011455 | 0.46154
2468 | 0.0001168 | 0.00020833 | 0.00011416 | 9.5992e-05 | 0.30769
2469 | 0.00011364 | 1.1111e-05 | 0.00011416 | 7.9021e-05 | 0.23077
2470 | 0.0001113 | 9.0662e-06 | 0.00011416 | 6.6823e-05 | 0.15385
2471 | 0.00011116 | 5.4951e-06 | 0.00011416 | 5.8868e-05 | 0.076923
2472 | 0.00010659 | 3.283e-06 | 0.00011416 | 6.9793e-05 | 0.076923
2473 | 0.00010339 | 2.6534e-06 | 0.00011416 | 4.5291e-05 | 0.076923
2474 | 0.00010282 | 3.4761e-06 | 0.00011416 | 3.9351e-05 | 0.057692
2475 | 0.00010106 | 7.8024e-06 | 0.00011416 | 3.2669e-05 | 0.057692
2476 | 0.0001011 | 2.1788e-05 | 0.00011416 | 4.3064e-05 | 0.076923
2477 | 0.00010408 | 3.5992e-05 | 0.00011416 | 7.5733e-05 | 0.11538
2478 | 0.00010689 | 0.00038025 | 0.00011416 | 0.00012622 | 0.19231
2479 | 0.00010904 | 0.00037462 | 0.00011416 | 0.0001782 | 0.30769
2480 | 0.00010896 | 0.00034496 | 0.00011416 | 0.0001975 | 0.46154
2481 | 0.00011164 | 0.00031391 | 0.00011416 | 0.00016929 | 0.57692
2482 | 0.00011322 | 0.00025662 | 0.00011416 | 0.00014107 | 0.69231
2483 | 0.00011379 | 0.00019785 | 0.00011416 | 0.00014775 | 0.76923
2484 | 0.00010957 | 0.00011657 | 0.00011416 | 0.00015592 | 0.73077
2485 | 0.00010889 | 0.00014283 | 0.00011416 | 0.00014998 | 0.69231
2486 | 0.00011587 | 0.00014158 | 0.00011416 | 0.00015444 | 0.84615
2487 | 0.00011515 | 0.00013355 | 0.00011416 | 0.00016929 | 0.96154
2488 | 0.00011551 | 0.00014351 | 0.00011416 | 0.00018413 | 1
2489 | 0.0001149 | 0.0001413 | 0.00011416 | 0.00020195 | 0.92308
2490 | 0.00011349 | 0.00012925 | 0.00011416 | 0.00018859 | 0.76923
2491 | 0.00011434 | 0.00013707 | 0.00011416 | 0.00016038 | 0.57692
2492 | 0.00011366 | 0.00019385 | 0.00011416 | 0.00013439 | 0.46154
2493 | 0.00011205 | 1.0558e-05 | 0.00011416 | 0.00011063 | 0.30769
2494 | 0.00011109 | 9.7143e-06 | 0.00011416 | 9.3552e-05 | 0.23077
2495 | 0.00010904 | 5.4885e-06 | 0.00011416 | 8.2415e-05 | 0.15385
2496 | 0.00010559 | 2.5926e-06 | 0.00011416 | 6.647e-05 | 0.076923
2497 | 0.00010078 | 2.6842e-06 | 0.00011416 | 4.3135e-05 | 0.076923
2498 | 9.8199e-05 | 1.7246e-05 | 0.00011416 | 3.7478e-05 | 0.057692
2499 | 9.788e-05 | 4.5324e-05 | 0.00011416 | 3.1113e-05 | 0.057692
2500 | 9.8812e-05 | 7.2713e-05 | 0.00011416 | 4.1013e-05 | 0.076923
2501 | 9.937e-05 | 9.954e-05 | 0.00011416 | 7.2127e-05 | 0.11538
2502 | 0.00010111 | 0.00045107 | 0.00011416 | 0.00012021 | 0.19231
2503 | 0.00010295 | 0.0004224 | 0.00011416 | 0.00016971 | 0.30769
2504 | 0.00010281 | 0.00036846 | 0.00011416 | 0.00018809 | 0.46154
2505 | 0.00010289 | 0.00030651 | 0.00011416 | 0.00016122 | 0.57692
2506 | 0.00010348 | 0.00025205 | 0.00011416 | 0.00013435 | 0.69231
2507 | 0.00010301 | 0.00021248 | 0.00011416 | 0.00014072 | 0.76923
2508 | 9.9205e-05 | 0.00013886 | 0.00011416 | 0.0001485 | 0.73077
2509 | 0.00010005 | 0.00015714 | 0.00011416 | 0.00014284 | 0.69231
2510 | 0.00010167 | 0.00014597 | 0.00011416 | 0.00014708 | 0.84615
2511 | 0.00010081 | 0.00014186 | 0.00011416 | 0.00016122 | 0.96154
2512 | 0.00010079 | 0.00015316 | 0.00011416 | 0.00017537 | 1
2513 | 9.9998e-05 | 0.00016952 | 0.00011416 | 0.00019234 | 0.92308
2514 | 9.9523e-05 | 0.00016316 | 0.00011416 | 0.00017961 | 0.76923
2515 | 0.00010119 | 0.00017643 | 0.00011416 | 0.00015274 | 0.57692
2516 | 0.00010389 | 0.00023582 | 0.00011416 | 0.00012799 | 0.46154
2517 | 0.0001034 | 1.3558e-05 | 0.00011416 | 0.00010536 | 0.30769
2518 | 0.00010306 | 7.5823e-06 | 0.00011416 | 8.9098e-05 | 0.23077
2519 | 0.00010248 | 5.8496e-06 | 0.00011416 | 7.8491e-05 | 0.15385
2520 | 9.9889e-05 | 3.9686e-06 | 0.00011416 | 6.7799e-05 | 0.076923
2521 | 9.3871e-05 | 1.6873e-05 | 0.00011416 | 4.3997e-05 | 0.076923
2522 | 9.2808e-05 | 4.7083e-05 | 0.00011416 | 3.8227e-05 | 0.057692
2523 | 9.3304e-05 | 7.0784e-05 | 0.00011416 | 3.1736e-05 | 0.057692
2524 | 9.3247e-05 | 9.4228e-05 | 0.00011416 | 4.1833e-05 | 0.076923
2525 | 9.3287e-05 | 0.00011521 | 0.00011416 | 7.3569e-05 | 0.11538
2526 | 9.3106e-05 | 0.00046909 | 0.00011416 | 0.00012262 | 0.19231
2527 | 9.3192e-05 | 0.00045258 | 0.00011416 | 0.0001731 | 0.30769
2528 | 9.1358e-05 | 0.00041377 | 0.00011416 | 0.00019186 | 0.46154
2529 | 9.1658e-05 | 0.00036577 | 0.00011416 | 0.00016445 | 0.57692
2530 | 9.2011e-05 | 0.00030907 | 0.00011416 | 0.00013704 | 0.69231
2531 | 9.189e-05 | 0.00027468 | 0.00011416 | 0.00014353 | 0.76923
2532 | 9.2382e-05 | 0.00020235 | 0.00011416 | 0.00015147 | 0.73077
2533 | 9.2759e-05 | 0.00021541 | 0.00011416 | 0.0001457 | 0.69231
2534 | 9.3896e-05 | 0.00020178 | 0.00011416 | 0.00015002 | 0.84615
2535 | 9.4956e-05 | 0.00019836 | 0.00011416 | 0.00016445 | 0.96154
2536 | 9.5084e-05 | 0.0002001 | 0.00011416 | 0.00017887 | 1
2537 | 9.5789e-05 | 0.00020335 | 0.00011416 | 0.00019618 | 0.92308
2538 | 9.7871e-05 | 0.00019189 | 0.00011416 | 0.0001832 | 0.76923
2539 | 9.9686e-05 | 0.00020217 | 0.00011416 | 0.00015579 | 0.57692
2540 | 0.00010207 | 0.00025487 | 0.00011416 | 0.00013055 | 0.46154
2541 | 0.00010216 | 1.3561e-05 | 0.00011416 | 0.00010747 | 0.30769
2542 | 0.00010176 | 7.5832e-06 | 0.00011416 | 9.0879e-05 | 0.23077
2543 | 0.00010048 | 5.9169e-06 | 0.00011416 | 8.006e-05 | 0.15385
2544 | 9.5745e-05 | 3.7862e-06 | 0.00011416 | 6.8464e-05 | 0.076923
2545 | 9.2182e-05 | 8.9433e-06 | 0.00011416 | 4.4429e-05 | 0.076923
2546 | 9.2728e-05 | 2.9658e-05 | 0.00011416 | 3.8602e-05 | 0.057692
2547 | 9.3624e-05 | 5.2516e-05 | 0.00011416 | 3.2047e-05 | 0.057692
2548 | 9.3897e-05 | 7.326e-05 | 0.00011416 | 4.2244e-05 | 0.076923
2549 | 9.4548e-05 | 9.4232e-05 | 0.00011416 | 7.429e-05 | 0.11538
2550 | 9.8178e-05 | 0.0004449 | 0.00011416 | 0.00012382 | 0.19231
2551 | 0.00010384 | 0.00041012 | 0.00011416 | 0.0001748 | 0.30769
2552 | 0.00010801 | 0.00035744 | 0.00011416 | 0.00019374 | 0.46154
2553 | 0.00011175 | 0.00029591 | 0.00011416 | 0.00016606 | 0.57692
2554 | 0.00011548 | 0.00024378 | 0.00011416 | 0.00013838 | 0.69231
2555 | 0.00011644 | 0.00020312 | 0.00011416 | 0.00014494 | 0.76923
2556 | 0.00011236 | 0.00011841 | 0.00011416 | 0.00015295 | 0.73077
2557 | 0.00011201 | 0.00013718 | 0.00011416 | 0.00014712 | 0.69231
2558 | 0.00011688 | 0.0001247 | 0.00011416 | 0.00015149 | 0.84615
2559 | 0.00011662 | 0.00011103 | 0.00011416 | 0.00016606 | 0.96154
2560 | 0.00011692 | 0.0001194 | 0.00011416 | 0.00018063 | 1
2561 | 0.00011503 | 0.00013667 | 0.00011416 | 0.00019811 | 0.92308
2562 | 0.00011356 | 0.00013227 | 0.00011416 | 0.000185 | 0.76923
2563 | 0.00011385 | 0.00014614 | 0.00011416 | 0.00015732 | 0.57692
2564 | 0.00011272 | 0.00020878 | 0.00011416 | 0.00013183 | 0.46154
2565 | 0.00010963 | 1.3549e-05 | 0.00011416 | 0.00010852 | 0.30769
2566 | 0.00010901 | 7.5762e-06 | 0.00011416 | 9.177e-05 | 0.23077
2567 | 0.00010885 | 5.7939e-06 | 0.00011416 | 8.0845e-05 | 0.15385
2568 | 0.00010533 | 2.7023e-06 | 0.00011416 | 7.1787e-05 | 0.076923
2569 | 0.00010046 | 5.1366e-06 | 0.00011416 | 4.6585e-05 | 0.076923
2570 | 9.9495e-05 | 2.2787e-05 | 0.00011416 | 4.0476e-05 | 0.057692
2571 | 0.00010007 | 5.2899e-05 | 0.00011416 | 3.3602e-05 | 0.057692
2572 | 0.00010048 | 7.6607e-05 | 0.00011416 | 4.4294e-05 | 0.076923
2573 | 0.00010505 | 9.7335e-05 | 0.00011416 | 7.7897e-05 | 0.11538
2574 | 0.00010848 | 0.00044333 | 0.00011416 | 0.00012983 | 0.19231
2575 | 0.00010909 | 0.00042234 | 0.00011416 | 0.00018329 | 0.30769
2576 | 0.00010876 | 0.00036575 | 0.00011416 | 0.00020314 | 0.46154
2577 | 0.00011132 | 0.00030554 | 0.00011416 | 0.00017412 | 0.57692
2578 | 0.00011089 | 0.00025277 | 0.00011416 | 0.0001451 | 0.69231
2579 | 0.00011139 | 0.00021069 | 0.00011416 | 0.00015197 | 0.76923
2580 | 0.00010725 | 0.00013143 | 0.00011416 | 0.00016038 | 0.73077
2581 | 0.00010616 | 0.00014672 | 0.00011416 | 0.00015427 | 0.69231
2582 | 0.0001125 | 0.00013677 | 0.00011416 | 0.00015885 | 0.84615
2583 | 0.0001142 | 0.00012958 | 0.00011416 | 0.00017412 | 0.96154
2584 | 0.00011434 | 0.00013433 | 0.00011416 | 0.0001894 | 1
2585 | 0.00011454 | 0.00015052 | 0.00011416 | 0.00020772 | 0.92308
2586 | 0.00011214 | 0.00014256 | 0.00011416 | 0.00019398 | 0.76923
2587 | 0.0001123 | 0.00015914 | 0.00011416 | 0.00016496 | 0.57692
2588 | 0.00011195 | 0.0002247 | 0.00011416 | 0.00013823 | 0.46154
2589 | 0.0001103 | 1.3555e-05 | 0.00011416 | 0.00011379 | 0.30769
2590 | 0.00010958 | 7.5816e-06 | 0.00011416 | 9.6225e-05 | 0.23077
2591 | 0.00010793 | 5.9517e-06 | 0.00011416 | 8.477e-05 | 0.15385
2592 | 0.00010476 | 6.7668e-06 | 0.00011416 | 5.6499e-05 | 0.038462
2593 | 0.00010085 | 3.8809e-05 | 0.00011416 | 3.6664e-05 | 0.038462
2594 | 0.00010021 | 6.9684e-05 | 0.00011416 | 3.1856e-05 | 0.038462
2595 | 0.00010069 | 9.6071e-05 | 0.00011416 | 2.6446e-05 | 0.038462
2596 | 0.00010114 | 0.00012118 | 0.00011416 | 3.4861e-05 | 0.038462
2597 | 0.00010327 | 0.0001385 | 0.00011416 | 6.1308e-05 | 0.076923
2598 | 0.00010697 | 0.00048537 | 0.00011416 | 0.00010218 | 0.15385
2599 | 0.00010832 | 0.00046718 | 0.00011416 | 0.00014425 | 0.23077
2600 | 0.00010735 | 0.00042463 | 0.00011416 | 0.00015988 | 0.38462
2601 | 0.00011142 | 0.00036581 | 0.00011416 | 0.00013704 | 0.46154
2602 | 0.00011206 | 0.00032092 | 0.00011416 | 0.0001142 | 0.57692
2603 | 0.00011075 | 0.00027937 | 0.00011416 | 0.00011961 | 0.69231
2604 | 0.00010463 | 0.00020224 | 0.00011416 | 0.00012622 | 0.61538
2605 | 0.00010453 | 0.00022224 | 0.00011416 | 0.00012141 | 0.53846
2606 | 0.00010972 | 0.0002124 | 0.00011416 | 0.00012502 | 0.61538
2607 | 0.00011039 | 0.00020835 | 0.00011416 | 0.00013704 | 0.69231
2608 | 0.00011161 | 0.0002179 | 0.00011416 | 0.00014906 | 0.76923
2609 | 0.00011195 | 0.00023338 | 0.00011416 | 0.00016349 | 0.69231
2610 | 0.00011159 | 0.00021908 | 0.00011416 | 0.00015267 | 0.57692
2611 | 0.00011395 | 0.00022667 | 0.00011416 | 0.00012983 | 0.46154
2612 | 0.00011588 | 0.00028529 | 0.00011416 | 0.00010879 | 0.30769
2613 | 0.00011253 | 1.3571e-05 | 0.00011416 | 8.9557e-05 | 0.23077
2614 | 0.00011103 | 7.8153e-06 | 0.00011416 | 7.5733e-05 | 0.15385
2615 | 0.00010884 | 1.2305e-05 | 0.00011416 | 6.6717e-05 | 0.076923
2616 | 0.00010705 | 2.9997e-05 | 0.00011416 | 4.9852e-05 | 0.038462
2617 | 0.00010299 | 5.7595e-05 | 0.00011416 | 3.2351e-05 | 0.038462
2618 | 0.00010208 | 7.648e-05 | 0.00011416 | 2.8108e-05 | 0.038462
2619 | 0.00010219 | 9.4975e-05 | 0.00011416 | 2.3335e-05 | 0.038462
2620 | 0.00010234 | 0.00011175 | 0.00011416 | 3.076e-05 | 0.038462
2621 | 0.00010375 | 0.00012083 | 0.00011416 | 5.4095e-05 | 0.076923
2622 | 0.00010542 | 0.00045051 | 0.00011416 | 9.0158e-05 | 0.15385
2623 | 0.00010695 | 0.00044126 | 0.00011416 | 0.00012728 | 0.23077
2624 | 0.00011086 | 0.00039904 | 0.00011416 | 0.00014107 | 0.38462
2625 | 0.000117 | 0.00034588 | 0.00011416 | 0.00012092 | 0.46154
2626 | 0.00011782 | 0.00029034 | 0.00011416 | 0.00010077 | 0.57692
2627 | 0.00011791 | 0.00024715 | 0.00011416 | 0.00010554 | 0.69231
2628 | 0.00011273 | 0.00015314 | 0.00011416 | 0.00011137 | 0.61538
2629 | 0.00011173 | 0.00016163 | 0.00011416 | 0.00010713 | 0.53846
2630 | 0.00011794 | 0.00014451 | 0.00011416 | 0.00011031 | 0.61538
2631 | 0.00011765 | 0.00012922 | 0.00011416 | 0.00012092 | 0.69231
2632 | 0.00011902 | 0.0001349 | 0.00011416 | 0.00013152 | 0.76923
2633 | 0.00011833 | 0.00014771 | 0.00011416 | 0.00014425 | 0.69231
2634 | 0.00011532 | 0.00014289 | 0.00011416 | 0.00013471 | 0.57692
2635 | 0.00011614 | 0.0001505 | 0.00011416 | 0.00011455 | 0.46154
2636 | 0.00011727 | 0.00020447 | 0.00011416 | 9.5992e-05 | 0.30769
2637 | 0.00011323 | 1.1109e-05 | 0.00011416 | 7.9021e-05 | 0.23077
2638 | 0.00011208 | 9.0648e-06 | 0.00011416 | 6.6823e-05 | 0.15385
2639 | 0.00011099 | 5.4938e-06 | 0.00011416 | 5.8868e-05 | 0.076923
2640 | 0.00010774 | 3.2715e-06 | 0.00011416 | 6.9793e-05 | 0.076923
2641 | 0.00010196 | 2.7521e-06 | 0.00011416 | 4.5291e-05 | 0.076923
2642 | 0.00010111 | 5.097e-06 | 0.00011416 | 3.9351e-05 | 0.057692
2643 | 0.00010028 | 1.9801e-05 | 0.00011416 | 3.2669e-05 | 0.057692
2644 | 0.00010095 | 4.3516e-05 | 0.00011416 | 4.3064e-05 | 0.076923
2645 | 0.00010281 | 5.3179e-05 | 0.00011416 | 7.5733e-05 | 0.11538
2646 | 0.00010693 | 0.00038481 | 0.00011416 | 0.00012622 | 0.19231
2647 | 0.00010966 | 0.00037643 | 0.00011416 | 0.0001782 | 0.30769
2648 | 0.00011133 | 0.00033455 | 0.00011416 | 0.0001975 | 0.46154
2649 | 0.00011532 | 0.00028537 | 0.00011416 | 0.00016929 | 0.57692
2650 | 0.00011491 | 0.00023567 | 0.00011416 | 0.00014107 | 0.69231
2651 | 0.00011468 | 0.00020347 | 0.00011416 | 0.00014775 | 0.76923
2652 | 0.00010873 | 0.00012181 | 0.00011416 | 0.00015592 | 0.73077
2653 | 0.00010833 | 0.00015216 | 0.00011416 | 0.00014998 | 0.69231
2654 | 0.0001143 | 0.00015523 | 0.00011416 | 0.00015444 | 0.84615
2655 | 0.00011408 | 0.00014488 | 0.00011416 | 0.00016929 | 0.96154
2656 | 0.00011507 | 0.00014448 | 0.00011416 | 0.00018413 | 1
2657 | 0.00011529 | 0.00015981 | 0.00011416 | 0.00020195 | 0.92308
2658 | 0.00011406 | 0.00014334 | 0.00011416 | 0.00018859 | 0.76923
2659 | 0.0001148 | 0.0001553 | 0.00011416 | 0.00016038 | 0.57692
2660 | 0.00011618 | 0.00020003 | 0.00011416 | 0.00013439 | 0.46154
2661 | 0.000113 | 1.0558e-05 | 0.00011416 | 0.00011063 | 0.30769
2662 | 0.00011224 | 9.7126e-06 | 0.00011416 | 9.3552e-05 | 0.23077
2663 | 0.00011084 | 5.4858e-06 | 0.00011416 | 8.2415e-05 | 0.15385
2664 | 0.00010812 | 2.5661e-06 | 0.00011416 | 6.647e-05 | 0.076923
2665 | 0.00010339 | 1.4922e-06 | 0.00011416 | 4.3135e-05 | 0.076923
2666 | 0.00010097 | 1.305e-06 | 0.00011416 | 3.7478e-05 | 0.057692
2667 | 0.00010063 | 1.3491e-06 | 0.00011416 | 3.1113e-05 | 0.057692
2668 | 0.00010059 | 1.3703e-06 | 0.00011416 | 4.1013e-05 | 0.076923
2669 | 0.0001019 | 1.1991e-05 | 0.00011416 | 7.2127e-05 | 0.11538
2670 | 0.00010414 | 0.00032521 | 0.00011416 | 0.00012021 | 0.19231
2671 | 0.00010279 | 0.0003159 | 0.00011416 | 0.00016971 | 0.30769
2672 | 0.00010217 | 0.00027604 | 0.00011416 | 0.00018809 | 0.46154
2673 | 0.00010343 | 0.00023134 | 0.00011416 | 0.00016122 | 0.57692
2674 | 0.00010364 | 0.00018959 | 0.00011416 | 0.00013435 | 0.69231
2675 | 0.00010498 | 0.00015187 | 0.00011416 | 0.00014072 | 0.76923
2676 | 0.00010263 | 5.8423e-05 | 0.00011416 | 0.0001485 | 0.73077
2677 | 0.00010263 | 5.667e-05 | 0.00011416 | 0.00014284 | 0.69231
2678 | 0.00010376 | 3.7404e-05 | 0.00011416 | 0.00014708 | 0.84615
2679 | 0.0001037 | 3.1474e-05 | 0.00011416 | 0.00016122 | 0.96154
2680 | 0.00010333 | 3.0264e-05 | 0.00011416 | 0.00017537 | 1
2681 | 0.00010305 | 4.2433e-05 | 0.00011416 | 0.00019234 | 0.92308
2682 | 0.00010327 | 3.2288e-05 | 0.00011416 | 0.00017961 | 0.76923
2683 | 0.00010526 | 4.6524e-05 | 0.00011416 | 0.00015274 | 0.57692
2684 | 0.00010769 | 0.00011166 | 0.00011416 | 0.00012799 | 0.46154
2685 | 0.00010737 | 1.3521e-05 | 0.00011416 | 0.00010536 | 0.30769
2686 | 0.00010707 | 7.5574e-06 | 0.00011416 | 8.9098e-05 | 0.23077
2687 | 0.00010626 | 5.7772e-06 | 0.00011416 | 7.8491e-05 | 0.15385
2688 | 0.00010444 | 2.5579e-06 | 0.00011416 | 6.7799e-05 | 0.076923
2689 | 9.8003e-05 | 1.4849e-06 | 0.00011416 | 4.3997e-05 | 0.076923
2690 | 9.6851e-05 | 1.2738e-06 | 0.00011416 | 3.8227e-05 | 0.057692
2691 | 9.6078e-05 | 1.2784e-06 | 0.00011416 | 3.1736e-05 | 0.057692
2692 | 9.6839e-05 | 1.1321e-06 | 0.00011416 | 4.1833e-05 | 0.076923
2693 | 9.7246e-05 | 1.1457e-05 | 0.00011416 | 7.3569e-05 | 0.11538
2694 | 9.7802e-05 | 0.00027203 | 0.00011416 | 0.00012262 | 0.19231
2695 | 9.7325e-05 | 0.00025897 | 0.00011416 | 0.0001731 | 0.30769
2696 | 9.5143e-05 | 0.00021235 | 0.00011416 | 0.00019186 | 0.46154
2697 | 9.607e-05 | 0.00017412 | 0.00011416 | 0.00016445 | 0.57692
2698 | 9.5516e-05 | 0.00012956 | 0.00011416 | 0.00013704 | 0.69231
2699 | 9.5395e-05 | 9.3677e-05 | 0.00011416 | 0.00014353 | 0.76923
2700 | 9.4144e-05 | 1.941e-05 | 0.00011416 | 0.00015147 | 0.73077
2701 | 9.4656e-05 | 3.0211e-05 | 0.00011416 | 0.0001457 | 0.69231
2702 | 9.4856e-05 | 3.7949e-05 | 0.00011416 | 0.00015002 | 0.84615
2703 | 9.4315e-05 | 3.2943e-05 | 0.00011416 | 0.00016445 | 0.96154
2704 | 9.5068e-05 | 4.613e-05 | 0.00011416 | 0.00017887 | 1
2705 | 9.5434e-05 | 5.9806e-05 | 0.00011416 | 0.00019618 | 0.92308
2706 | 9.6704e-05 | 4.2969e-05 | 0.00011416 | 0.0001832 | 0.76923
2707 | 0.00010031 | 5.6543e-05 | 0.00011416 | 0.00015579 | 0.57692
2708 | 0.00010443 | 0.00012758 | 0.00011416 | 0.00013055 | 0.46154
2709 | 0.00010392 | 1.3527e-05 | 0.00011416 | 0.00010747 | 0.30769
2710 | 0.00010364 | 7.5627e-06 | 0.00011416 | 9.0879e-05 | 0.23077
2711 | 0.00010216 | 5.7828e-06 | 0.00011416 | 8.006e-05 | 0.15385
2712 | 9.7424e-05 | 2.5621e-06 | 0.00011416 | 6.8464e-05 | 0.076923
2713 | 9.4789e-05 | 1.4896e-06 | 0.00011416 | 4.4429e-05 | 0.076923
2714 | 9.364e-05 | 1.285e-06 | 0.00011416 | 3.8602e-05 | 0.057692
2715 | 9.1988e-05 | 1.2928e-06 | 0.00011416 | 3.2047e-05 | 0.057692
2716 | 9.2275e-05 | 1.2484e-06 | 0.00011416 | 4.2244e-05 | 0.076923
2717 | 9.5336e-05 | 1.1744e-05 | 0.00011416 | 7.429e-05 | 0.11538
2718 | 9.865e-05 | 0.00032805 | 0.00011416 | 0.00012382 | 0.19231
2719 | 0.00010562 | 0.0003317 | 0.00011416 | 0.0001748 | 0.30769
2720 | 0.00010492 | 0.00029686 | 0.00011416 | 0.00019374 | 0.46154
2721 | 0.000111 | 0.00024982 | 0.00011416 | 0.00016606 | 0.57692
2722 | 0.0001121 | 0.00021316 | 0.00011416 | 0.00013838 | 0.69231
2723 | 0.00011191 | 0.00015486 | 0.00011416 | 0.00014494 | 0.76923
2724 | 0.00010613 | 7.0126e-05 | 0.00011416 | 0.00015295 | 0.73077
2725 | 0.00010522 | 9.6179e-05 | 0.00011416 | 0.00014712 | 0.69231
2726 | 0.00011118 | 8.8608e-05 | 0.00011416 | 0.00015149 | 0.84615
2727 | 0.00011086 | 8.17e-05 | 0.00011416 | 0.00016606 | 0.96154
2728 | 0.00011149 | 0.00010427 | 0.00011416 | 0.00018063 | 1
2729 | 0.00011241 | 0.00011984 | 0.00011416 | 0.00019811 | 0.92308
2730 | 0.00011289 | 0.00010309 | 0.00011416 | 0.000185 | 0.76923
2731 | 0.0001142 | 0.00010819 | 0.00011416 | 0.00015732 | 0.57692
2732 | 0.00011478 | 0.00016827 | 0.00011416 | 0.00013183 | 0.46154
2733 | 0.0001121 | 1.3536e-05 | 0.00011416 | 0.00010852 | 0.30769
2734 | 0.00011025 | 7.5675e-06 | 0.00011416 | 9.177e-05 | 0.23077
2735 | 0.00010842 | 5.7858e-06 | 0.00011416 | 8.0845e-05 | 0.15385
2736 | 0.00010471 | 2.5638e-06 | 0.00011416 | 7.1787e-05 | 0.076923
2737 | 9.9776e-05 | 1.4913e-06 | 0.00011416 | 4.6585e-05 | 0.076923
2738 | 9.8905e-05 | 1.2885e-06 | 0.00011416 | 4.0476e-05 | 0.057692
2739 | 9.8454e-05 | 1.3667e-06 | 0.00011416 | 3.3602e-05 | 0.057692
2740 | 9.9613e-05 | 1.6157e-06 | 0.00011416 | 4.4294e-05 | 0.076923
2741 | 0.00010129 | 1.2833e-05 | 0.00011416 | 7.7897e-05 | 0.11538
2742 | 0.00010292 | 0.00033534 | 0.00011416 | 0.00012983 | 0.19231
2743 | 0.00010617 | 0.00032286 | 0.00011416 | 0.00018329 | 0.30769
2744 | 0.0001089 | 0.00027755 | 0.00011416 | 0.00020314 | 0.46154
2745 | 0.00011344 | 0.00022273 | 0.00011416 | 0.00017412 | 0.57692
2746 | 0.00011341 | 0.00017408 | 0.00011416 | 0.0001451 | 0.69231
2747 | 0.00011327 | 0.00012972 | 0.00011416 | 0.00015197 | 0.76923
2748 | 0.0001091 | 4.0101e-05 | 0.00011416 | 0.00016038 | 0.73077
2749 | 0.00010863 | 5.7312e-05 | 0.00011416 | 0.00015427 | 0.69231
2750 | 0.00011417 | 4.4362e-05 | 0.00011416 | 0.00015885 | 0.84615
2751 | 0.00011461 | 3.688e-05 | 0.00011416 | 0.00017412 | 0.96154
2752 | 0.00011607 | 4.5491e-05 | 0.00011416 | 0.0001894 | 1
2753 | 0.00011512 | 6.4758e-05 | 0.00011416 | 0.00020772 | 0.92308
2754 | 0.00011446 | 5.3145e-05 | 0.00011416 | 0.00019398 | 0.76923
2755 | 0.00011324 | 6.9828e-05 | 0.00011416 | 0.00016496 | 0.57692
2756 | 0.00011285 | 0.00013517 | 0.00011416 | 0.00013823 | 0.46154
2757 | 0.00011022 | 1.3528e-05 | 0.00011416 | 0.00011379 | 0.30769
2758 | 0.00010959 | 7.5628e-06 | 0.00011416 | 9.6225e-05 | 0.23077
2759 | 0.00010715 | 5.782e-06 | 0.00011416 | 8.477e-05 | 0.15385
2760 | 0.00010451 | 2.561e-06 | 0.00011416 | 5.6499e-05 | 0.038462
2761 | 9.8558e-05 | 1.4882e-06 | 0.00011416 | 3.6664e-05 | 0.038462
2762 | 9.7883e-05 | 1.2807e-06 | 0.00011416 | 3.1856e-05 | 0.038462
2763 | 9.7881e-05 | 1.2852e-06 | 0.00011416 | 2.6446e-05 | 0.038462
2764 | 9.8246e-05 | 1.1383e-06 | 0.00011416 | 3.4861e-05 | 0.038462
2765 | 9.9316e-05 | 1.1484e-05 | 0.00011416 | 6.1308e-05 | 0.076923
2766 | 0.00010237 | 0.00030953 | 0.00011416 | 0.00010218 | 0.15385
2767 | 0.00010587 | 0.00031802 | 0.00011416 | 0.00014425 | 0.23077
2768 | 0.00010831 | 0.00028804 | 0.00011416 | 0.00015988 | 0.38462
2769 | 0.00011256 | 0.00023795 | 0.00011416 | 0.00013704 | 0.46154
2770 | 0.00011275 | 0.000225 | 0.00011416 | 0.0001142 | 0.57692
2771 | 0.00011198 | 0.000226 | 0.00011416 | 0.00011961 | 0.69231
2772 | 0.00010723 | 0.00012965 | 0.00011416 | 0.00012622 | 0.61538
2773 | 0.00010677 | 0.00013686 | 0.00011416 | 0.00012141 | 0.53846
2774 | 0.00011116 | 0.00011128 | 0.00011416 | 0.00012502 | 0.61538
2775 | 0.00011073 | 0.00013064 | 0.00011416 | 0.00013704 | 0.69231
2776 | 0.00011077 | 0.00014285 | 0.00011416 | 0.00014906 | 0.76923
2777 | 0.00011172 | 0.00013298 | 0.00011416 | 0.00016349 | 0.69231
2778 | 0.00011046 | 0.0001092 | 0.00011416 | 0.00015267 | 0.57692
2779 | 0.00011227 | 0.00011191 | 0.00011416 | 0.00012983 | 0.46154
2780 | 0.00011304 | 0.00016723 | 0.00011416 | 0.00010879 | 0.30769
2781 | 0.00011081 | 1.3536e-05 | 0.00011416 | 8.9557e-05 | 0.23077
2782 | 0.00010928 | 7.567e-06 | 0.00011416 | 7.5733e-05 | 0.15385
2783 | 0.00010841 | 5.7849e-06 | 0.00011416 | 6.6717e-05 | 0.076923
2784 | 0.0001061 | 2.481e-06 | 0.00011416 | 4.9852e-05 | 0.038462
2785 | 0.00010201 | 2.7263e-06 | 0.00011416 | 3.2351e-05 | 0.038462
2786 | 0.00010112 | 1.7779e-06 | 0.00011416 | 2.8108e-05 | 0.038462
2787 | 0.00010163 | 1.1422e-06 | 0.00011416 | 2.3335e-05 | 0.038462
2788 | 0.00010177 | 1.2497e-06 | 0.00011416 | 3.076e-05 | 0.038462
2789 | 0.00010246 | 3.5371e-06 | 0.00011416 | 5.4095e-05 | 0.076923
2790 | 0.00010449 | 0.00028943 | 0.00011416 | 9.0158e-05 | 0.15385
2791 | 0.00010697 | 0.00028995 | 0.00011416 | 0.00012728 | 0.23077
2792 | 0.00010757 | 0.00025739 | 0.00011416 | 0.00014107 | 0.38462
2793 | 0.00011202 | 0.00020543 | 0.00011416 | 0.00012092 | 0.46154
2794 | 0.00011124 | 0.00015687 | 0.00011416 | 0.00010077 | 0.57692
2795 | 0.00011209 | 0.00011947 | 0.00011416 | 0.00010554 | 0.69231
2796 | 0.00010655 | 2.7211e-05 | 0.00011416 | 0.00011137 | 0.61538
2797 | 0.0001058 | 4.2584e-05 | 0.00011416 | 0.00010713 | 0.53846
2798 | 0.0001106 | 3.6209e-05 | 0.00011416 | 0.00011031 | 0.61538
2799 | 0.00011072 | 2.8496e-05 | 0.00011416 | 0.00012092 | 0.69231
2800 | 0.00011146 | 4.2665e-05 | 0.00011416 | 0.00013152 | 0.76923
2801 | 0.00011088 | 5.7957e-05 | 0.00011416 | 0.00014425 | 0.69231
2802 | 0.00011098 | 4.5821e-05 | 0.00011416 | 0.00013471 | 0.57692
2803 | 0.00011208 | 5.6899e-05 | 0.00011416 | 0.00011455 | 0.46154
2804 | 0.00011294 | 0.00010517 | 0.00011416 | 9.5992e-05 | 0.30769
2805 | 0.00010946 | 1.1083e-05 | 0.00011416 | 7.9021e-05 | 0.23077
2806 | 0.00010783 | 9.0405e-06 | 0.00011416 | 6.6823e-05 | 0.15385
2807 | 0.00010688 | 5.475e-06 | 0.00011416 | 5.8868e-05 | 0.076923
2808 | 0.0001037 | 3.2452e-06 | 0.00011416 | 6.9793e-05 | 0.076923
2809 | 9.8762e-05 | 2.4318e-06 | 0.00011416 | 4.5291e-05 | 0.076923
2810 | 9.97e-05 | 1.9084e-06 | 0.00011416 | 3.9351e-05 | 0.057692
2811 | 9.8162e-05 | 1.1083e-06 | 0.00011416 | 3.2669e-05 | 0.057692
2812 | 9.866e-05 | 1.109e-06 | 0.00011416 | 4.3064e-05 | 0.076923
2813 | 0.00010013 | 1.9091e-06 | 0.00011416 | 7.5733e-05 | 0.11538
2814 | 0.00010261 | 0.00013656 | 0.00011416 | 0.00012622 | 0.19231
2815 | 0.00010416 | 0.00017173 | 0.00011416 | 0.0001782 | 0.30769
2816 | 0.00010604 | 0.00017636 | 0.00011416 | 0.0001975 | 0.46154
2817 | 0.0001106 | 0.00016329 | 0.00011416 | 0.00016929 | 0.57692
2818 | 0.00011053 | 0.00013274 | 0.00011416 | 0.00014107 | 0.69231
2819 | 0.00011023 | 0.0001091 | 0.00011416 | 0.00014775 | 0.76923
2820 | 0.00010452 | 2.5419e-05 | 0.00011416 | 0.00015592 | 0.73077
2821 | 0.00010471 | 5.8152e-05 | 0.00011416 | 0.00014998 | 0.69231
2822 | 0.00010878 | 6.7098e-05 | 0.00011416 | 0.00015444 | 0.84615
2823 | 0.00010901 | 6.2577e-05 | 0.00011416 | 0.00016929 | 0.96154
2824 | 0.00010999 | 6.2495e-05 | 0.00011416 | 0.00018413 | 1
2825 | 0.00011042 | 6.6361e-05 | 0.00011416 | 0.00020195 | 0.92308
2826 | 0.00011065 | 2.5479e-05 | 0.00011416 | 0.00018859 | 0.76923
2827 | 0.00011146 | 2.9357e-05 | 0.00011416 | 0.00016038 | 0.57692
2828 | 0.00011238 | 9.7976e-05 | 0.00011416 | 0.00013439 | 0.46154
2829 | 0.00010959 | 1.053e-05 | 0.00011416 | 0.00011063 | 0.30769
2830 | 0.00010733 | 9.6823e-06 | 0.00011416 | 9.3552e-05 | 0.23077
2831 | 0.00010632 | 5.464e-06 | 0.00011416 | 8.2415e-05 | 0.15385
2832 | 0.00010215 | 2.5491e-06 | 0.00011416 | 6.647e-05 | 0.076923
2833 | 9.8494e-05 | 1.4727e-06 | 0.00011416 | 4.3135e-05 | 0.076923
2834 | 9.8244e-05 | 1.2409e-06 | 0.00011416 | 3.7478e-05 | 0.057692
2835 | 9.8216e-05 | 1.2423e-06 | 0.00011416 | 3.1113e-05 | 0.057692
2836 | 9.7669e-05 | 1.1087e-06 | 0.00011416 | 4.1013e-05 | 0.076923
2837 | 9.8547e-05 | 1.1428e-05 | 0.00011416 | 7.2127e-05 | 0.11538
2838 | 0.00010009 | 0.0001077 | 0.00011416 | 0.00012021 | 0.19231
2839 | 0.00010015 | 0.00012344 | 0.00011416 | 0.00016971 | 0.30769
2840 | 9.9711e-05 | 0.00012034 | 0.00011416 | 0.00018809 | 0.46154
2841 | 0.00010046 | 9.148e-05 | 0.00011416 | 0.00016122 | 0.57692
2842 | 0.00010066 | 3.8608e-05 | 0.00011416 | 0.00013435 | 0.69231
2843 | 0.00010156 | 1.2634e-05 | 0.00011416 | 0.00014072 | 0.76923
2844 | 9.7805e-05 | 1.8853e-05 | 0.00011416 | 0.0001485 | 0.73077
2845 | 9.8985e-05 | 1.6768e-05 | 0.00011416 | 0.00014284 | 0.69231
2846 | 0.00010016 | 9.6162e-06 | 0.00011416 | 0.00014708 | 0.84615
2847 | 9.957e-05 | 8.4274e-06 | 0.00011416 | 0.00016122 | 0.96154
2848 | 9.9373e-05 | 9.6187e-06 | 0.00011416 | 0.00017537 | 1
2849 | 9.7981e-05 | 1.6788e-05 | 0.00011416 | 0.00019234 | 0.92308
2850 | 9.8947e-05 | 2.3643e-05 | 0.00011416 | 0.00017961 | 0.76923
2851 | 0.00010038 | 2.3938e-05 | 0.00011416 | 0.00015274 | 0.57692
2852 | 0.00010332 | 2.4689e-05 | 0.00011416 | 0.00012799 | 0.46154
2853 | 0.00010222 | 1.3502e-05 | 0.00011416 | 0.00010536 | 0.30769
2854 | 0.00010282 | 7.5445e-06 | 0.00011416 | 8.9098e-05 | 0.23077
2855 | 0.00010099 | 5.7648e-06 | 0.00011416 | 7.8491e-05 | 0.15385
2856 | 9.7356e-05 | 2.5477e-06 | 0.00011416 | 6.7799e-05 | 0.076923
2857 | 9.5428e-05 | 1.4719e-06 | 0.00011416 | 4.3997e-05 | 0.076923
2858 | 9.4609e-05 | 1.2388e-06 | 0.00011416 | 3.8227e-05 | 0.057692
2859 | 9.3156e-05 | 1.2413e-06 | 0.00011416 | 3.1736e-05 | 0.057692
2860 | 9.3005e-05 | 1.1087e-06 | 0.00011416 | 4.1833e-05 | 0.076923
2861 | 9.3929e-05 | 1.1428e-05 | 0.00011416 | 7.3569e-05 | 0.11538
2862 | 9.3859e-05 | 9.3285e-05 | 0.00011416 | 0.00012262 | 0.19231
2863 | 9.3757e-05 | 9.8372e-05 | 0.00011416 | 0.0001731 | 0.30769
2864 | 9.2073e-05 | 6.5857e-05 | 0.00011416 | 0.00019186 | 0.46154
2865 | 9.1803e-05 | 2.1538e-05 | 0.00011416 | 0.00016445 | 0.57692
2866 | 9.1367e-05 | 1.3488e-05 | 0.00011416 | 0.00013704 | 0.69231
2867 | 9.2191e-05 | 1.2588e-05 | 0.00011416 | 0.00014353 | 0.76923
2868 | 9.0935e-05 | 1.8835e-05 | 0.00011416 | 0.00015147 | 0.73077
2869 | 9.2447e-05 | 1.6748e-05 | 0.00011416 | 0.0001457 | 0.69231
2870 | 9.3469e-05 | 9.6016e-06 | 0.00011416 | 0.00015002 | 0.84615
2871 | 9.4471e-05 | 8.4121e-06 | 0.00011416 | 0.00016445 | 0.96154
2872 | 9.4641e-05 | 9.602e-06 | 0.00011416 | 0.00017887 | 1
2873 | 9.4142e-05 | 1.675e-05 | 0.00011416 | 0.00019618 | 0.92308
2874 | 9.6024e-05 | 2.3606e-05 | 0.00011416 | 0.0001832 | 0.76923
2875 | 9.6556e-05 | 2.3909e-05 | 0.00011416 | 0.00015579 | 0.57692
2876 | 9.9157e-05 | 1.8554e-05 | 0.00011416 | 0.00013055 | 0.46154
2877 | 9.7906e-05 | 1.349e-05 | 0.00011416 | 0.00010747 | 0.30769
2878 | 9.9418e-05 | 7.5381e-06 | 0.00011416 | 9.0879e-05 | 0.23077
2879 | 9.7745e-05 | 5.7611e-06 | 0.00011416 | 8.006e-05 | 0.15385
2880 | 9.4577e-05 | 2.5452e-06 | 0.00011416 | 7.042e-05 | 0.076923
2881 | 9.3128e-05 | 1.4696e-06 | 0.00011416 | 4.5698e-05 | 0.076923
2882 | 9.2343e-05 | 1.2327e-06 | 0.00011416 | 3.9705e-05 | 0.057692
2883 | 9.2276e-05 | 1.2367e-06 | 0.00011416 | 3.2962e-05 | 0.057692
2884 | 9.172e-05 | 1.1077e-06 | 0.00011416 | 4.345e-05 | 0.076923
2885 | 9.2761e-05 | 1.143e-05 | 0.00011416 | 7.6413e-05 | 0.11538
2886 | 9.4186e-05 | 7.3744e-05 | 0.00011416 | 0.00012735 | 0.19231
2887 | 9.5836e-05 | 8.1959e-05 | 0.00011416 | 0.0001798 | 0.30769
2888 | 9.3955e-05 | 5.2416e-05 | 0.00011416 | 0.00019927 | 0.46154
2889 | 9.4725e-05 | 2.064e-05 | 0.00011416 | 0.00017081 | 0.57692
2890 | 9.5401e-05 | 1.352e-05 | 0.00011416 | 0.00014234 | 0.69231
2891 | 9.7566e-05 | 1.2608e-05 | 0.00011416 | 0.00014908 | 0.76923
2892 | 9.6554e-05 | 1.8857e-05 | 0.00011416 | 0.00015732 | 0.73077
2893 | 9.5619e-05 | 1.6773e-05 | 0.00011416 | 0.00015133 | 0.69231
2894 | 9.8959e-05 | 9.6304e-06 | 0.00011416 | 0.00015582 | 0.84615
2895 | 9.9452e-05 | 8.4333e-06 | 0.00011416 | 0.00017081 | 0.96154
2896 | 0.00010058 | 1.77e-05 | 0.00011416 | 0.00018579 | 1
2897 | 0.00010163 | 1.6877e-05 | 0.00011416 | 0.00020377 | 0.92308
2898 | 0.00010073 | 2.3647e-05 | 0.00011416 | 0.00019028 | 0.76923
2899 | 0.00010113 | 2.395e-05 | 0.00011416 | 0.00016182 | 0.57692
2900 | 0.00010386 | 4.8802e-05 | 0.00011416 | 0.0001356 | 0.46154
2901 | 0.00010107 | 1.3512e-05 | 0.00011416 | 0.00011162 | 0.30769
2902 | 0.00010176 | 7.5519e-06 | 0.00011416 | 9.4392e-05 | 0.23077
2903 | 0.00010003 | 5.7723e-06 | 0.00011416 | 8.3155e-05 | 0.15385
2904 | 9.884e-05 | 2.5525e-06 | 0.00011416 | 7.3838e-05 | 0.076923
2905 | 9.3715e-05 | 1.4769e-06 | 0.00011416 | 4.7916e-05 | 0.076923
2906 | 9.2867e-05 | 1.2499e-06 | 0.00011416 | 4.1632e-05 | 0.057692
2907 | 9.1889e-05 | 1.2526e-06 | 0.00011416 | 3.4563e-05 | 0.057692
2908 | 9.3244e-05 | 1.1159e-06 | 0.00011416 | 4.556e-05 | 0.076923
2909 | 9.5312e-05 | 1.1438e-05 | 0.00011416 | 8.0122e-05 | 0.11538
2910 | 9.7053e-05 | 0.00014338 | 0.00011416 | 0.00013354 | 0.19231
2911 | 9.9413e-05 | 0.00014433 | 0.00011416 | 0.00018852 | 0.30769
2912 | 0.00010142 | 0.0001146 | 0.00011416 | 0.00020895 | 0.46154
2913 | 0.00010676 | 7.1292e-05 | 0.00011416 | 0.0001791 | 0.57692
2914 | 0.00010793 | 3.2728e-05 | 0.00011416 | 0.00014925 | 0.69231
2915 | 0.00010829 | 1.2802e-05 | 0.00011416 | 0.00015632 | 0.76923
2916 | 0.00010456 | 1.8852e-05 | 0.00011416 | 0.00016496 | 0.73077
2917 | 0.00010507 | 1.6764e-05 | 0.00011416 | 0.00015867 | 0.69231
2918 | 0.00010823 | 9.6118e-06 | 0.00011416 | 0.00016339 | 0.84615
2919 | 0.00010901 | 8.4215e-06 | 0.00011416 | 0.0001791 | 0.96154
2920 | 0.00011032 | 9.6129e-06 | 0.00011416 | 0.00019481 | 1
2921 | 0.00011045 | 1.6767e-05 | 0.00011416 | 0.00021366 | 0.92308
2922 | 0.0001091 | 2.3631e-05 | 0.00011416 | 0.00019952 | 0.76923
2923 | 0.00010913 | 2.3934e-05 | 0.00011416 | 0.00016967 | 0.57692
2924 | 0.00010976 | 1.8756e-05 | 0.00011416 | 0.00014218 | 0.46154
2925 | 0.00010658 | 1.3502e-05 | 0.00011416 | 0.00011704 | 0.30769
2926 | 0.00010499 | 7.5451e-06 | 0.00011416 | 9.8975e-05 | 0.23077
2927 | 0.00010276 | 5.766e-06 | 0.00011416 | 8.7192e-05 | 0.15385
2928 | 0.00010092 | 2.5485e-06 | 0.00011416 | 5.8113e-05 | 0.038462
2929 | 9.6881e-05 | 1.4729e-06 | 0.00011416 | 3.7712e-05 | 0.038462
2930 | 9.6954e-05 | 1.2411e-06 | 0.00011416 | 3.2766e-05 | 0.038462
2931 | 9.7987e-05 | 1.244e-06 | 0.00011416 | 2.7202e-05 | 0.038462
2932 | 9.5736e-05 | 1.111e-06 | 0.00011416 | 3.5857e-05 | 0.038462
2933 | 9.5911e-05 | 1.1433e-05 | 0.00011416 | 6.3059e-05 | 0.076923
2934 | 9.7277e-05 | 0.00010423 | 0.00011416 | 0.0001051 | 0.15385
2935 | 9.7441e-05 | 0.00010237 | 0.00011416 | 0.00014837 | 0.23077
2936 | 9.6854e-05 | 6.3588e-05 | 0.00011416 | 0.00016445 | 0.38462
2937 | 0.00010013 | 2.0866e-05 | 0.00011416 | 0.00014096 | 0.46154
2938 | 0.00010131 | 1.3501e-05 | 0.00011416 | 0.00011746 | 0.57692
2939 | 0.00010294 | 1.259e-05 | 0.00011416 | 0.00012303 | 0.69231
2940 | 0.0001008 | 1.8837e-05 | 0.00011416 | 0.00012983 | 0.61538
2941 | 0.00010185 | 1.675e-05 | 0.00011416 | 0.00012488 | 0.53846
2942 | 0.00010359 | 9.6032e-06 | 0.00011416 | 0.00012859 | 0.61538
2943 | 0.00010303 | 8.4138e-06 | 0.00011416 | 0.00014096 | 0.69231
2944 | 0.00010365 | 9.6033e-06 | 0.00011416 | 0.00015332 | 0.76923
2945 | 0.00010257 | 1.6752e-05 | 0.00011416 | 0.00016816 | 0.69231
2946 | 0.00010104 | 2.361e-05 | 0.00011416 | 0.00015703 | 0.57692
2947 | 0.00010109 | 2.3916e-05 | 0.00011416 | 0.00013354 | 0.46154
2948 | 0.00010404 | 1.8559e-05 | 0.00011416 | 0.0001119 | 0.30769
2949 | 0.00010241 | 1.3493e-05 | 0.00011416 | 9.2116e-05 | 0.23077
2950 | 0.00010175 | 7.54e-06 | 0.00011416 | 7.7897e-05 | 0.15385
2951 | 9.9795e-05 | 5.7624e-06 | 0.00011416 | 6.8623e-05 | 0.076923
2952 | 9.6413e-05 | 2.4636e-06 | 0.00011416 | 5.1277e-05 | 0.038462
2953 | 9.466e-05 | 2.7088e-06 | 0.00011416 | 3.3275e-05 | 0.038462
2954 | 9.45e-05 | 1.759e-06 | 0.00011416 | 2.8911e-05 | 0.038462
2955 | 9.4243e-05 | 1.0922e-06 | 0.00011416 | 2.4002e-05 | 0.038462
2956 | 9.4873e-05 | 1.0938e-06 | 0.00011416 | 3.1639e-05 | 0.038462
2957 | 9.6109e-05 | 3.2051e-06 | 0.00011416 | 5.564e-05 | 0.076923
2958 | 9.7608e-05 | 2.5663e-05 | 0.00011416 | 9.2734e-05 | 0.15385
2959 | 9.9048e-05 | 3.792e-05 | 0.00011416 | 0.00013092 | 0.23077
2960 | 0.00010011 | 2.7632e-05 | 0.00011416 | 0.0001451 | 0.38462
2961 | 0.00010121 | 2.3076e-05 | 0.00011416 | 0.00012437 | 0.46154
2962 | 0.00010204 | 2.076e-05 | 0.00011416 | 0.00010364 | 0.57692
2963 | 0.00010326 | 2.2284e-05 | 0.00011416 | 0.00010855 | 0.69231
2964 | 0.00010048 | 2.2524e-05 | 0.00011416 | 0.00011455 | 0.61538
2965 | 0.00010018 | 1.7928e-05 | 0.00011416 | 0.00011019 | 0.53846
2966 | 0.00010572 | 1.4353e-05 | 0.00011416 | 0.00011346 | 0.61538
2967 | 0.00010657 | 1.1292e-05 | 0.00011416 | 0.00012437 | 0.69231
2968 | 0.00010663 | 1.4353e-05 | 0.00011416 | 0.00013528 | 0.76923
2969 | 0.0001072 | 1.8438e-05 | 0.00011416 | 0.00014837 | 0.69231
2970 | 0.00010557 | 2.559e-05 | 0.00011416 | 0.00013856 | 0.57692
2971 | 0.00010607 | 2.0233e-05 | 0.00011416 | 0.00011783 | 0.46154
2972 | 0.0001066 | 1.1307e-05 | 0.00011416 | 9.8735e-05 | 0.30769
2973 | 0.00010398 | 1.1055e-05 | 0.00011416 | 8.1279e-05 | 0.23077
2974 | 0.0001026 | 9.0185e-06 | 0.00011416 | 6.8732e-05 | 0.15385
2975 | 0.00010074 | 5.4605e-06 | 0.00011416 | 6.055e-05 | 0.076923
2976 | 9.7952e-05 | 3.2341e-06 | 0.00011416 | 7.1787e-05 | 0.076923
2977 | 9.5872e-05 | 2.4217e-06 | 0.00011416 | 4.6585e-05 | 0.076923
2978 | 9.6359e-05 | 1.8985e-06 | 0.00011416 | 4.0476e-05 | 0.057692
2979 | 9.6095e-05 | 1.0901e-06 | 0.00011416 | 3.3602e-05 | 0.057692
2980 | 9.6236e-05 | 1.0914e-06 | 0.00011416 | 4.4294e-05 | 0.076923
2981 | 9.5543e-05 | 1.9005e-06 | 0.00011416 | 7.7897e-05 | 0.11538
2982 | 9.5497e-05 | 5.7934e-06 | 0.00011416 | 0.00012983 | 0.19231
2983 | 9.4491e-05 | 1.2109e-05 | 0.00011416 | 0.00018329 | 0.30769
2984 | 9.2657e-05 | 1.8503e-05 | 0.00011416 | 0.00020314 | 0.46154
2985 | 9.5432e-05 | 2.4338e-05 | 0.00011416 | 0.00017412 | 0.57692
2986 | 9.7306e-05 | 2.687e-05 | 0.00011416 | 0.0001451 | 0.69231
2987 | 9.7431e-05 | 2.8271e-05 | 0.00011416 | 0.00015197 | 0.76923
2988 | 9.6978e-05 | 2.4306e-05 | 0.00011416 | 0.00016038 | 0.73077
2989 | 9.8609e-05 | 2.0925e-05 | 0.00011416 | 0.00015427 | 0.69231
2990 | 0.00010085 | 1.6412e-05 | 0.00011416 | 0.00015885 | 0.84615
2991 | 0.00010108 | 1.4439e-05 | 0.00011416 | 0.00017412 | 0.96154
2992 | 0.000101 | 8.2484e-06 | 0.00011416 | 0.0001894 | 1
2993 | 0.00010093 | 1.557e-05 | 0.00011416 | 0.00020772 | 0.92308
2994 | 0.00010045 | 2.0363e-05 | 0.00011416 | 0.00019398 | 0.76923
2995 | 0.00010156 | 2.206e-05 | 0.00011416 | 0.00016496 | 0.57692
2996 | 0.00010365 | 1.1353e-05 | 0.00011416 | 0.00013823 | 0.46154
2997 | 0.00010191 | 1.0511e-05 | 0.00011416 | 0.00011379 | 0.30769
2998 | 9.9892e-05 | 9.6689e-06 | 0.00011416 | 9.6225e-05 | 0.23077
2999 | 9.8071e-05 | 5.4563e-06 | 0.00011416 | 8.477e-05 | 0.15385
3000 | 9.474e-05 | 2.5429e-06 | 0.00011416 | 6.8369e-05 | 0.076923
3001 | 9.0202e-05 | 1.4656e-06 | 0.00011416 | 4.4367e-05 | 0.076923
3002 | 9.1309e-05 | 1.2188e-06 | 0.00011416 | 3.8548e-05 | 0.057692
3003 | 9.1318e-05 | 1.2215e-06 | 0.00011416 | 3.2002e-05 | 0.057692
3004 | 9.0719e-05 | 1.0982e-06 | 0.00011416 | 4.2185e-05 | 0.076923
3005 | 9.1089e-05 | 1.142e-05 | 0.00011416 | 7.4187e-05 | 0.11538
3006 | 9.1112e-05 | 3.0023e-05 | 0.00011416 | 0.00012365 | 0.19231
3007 | 9.1155e-05 | 2.4701e-05 | 0.00011416 | 0.00017456 | 0.30769
3008 | 9.1419e-05 | 2.0136e-05 | 0.00011416 | 0.00019347 | 0.46154
3009 | 9.1949e-05 | 1.5278e-05 | 0.00011416 | 0.00016583 | 0.57692
3010 | 9.3044e-05 | 1.3484e-05 | 0.00011416 | 0.00013819 | 0.69231
3011 | 9.3595e-05 | 1.2585e-05 | 0.00011416 | 0.00014474 | 0.76923
3012 | 9.2519e-05 | 1.8831e-05 | 0.00011416 | 0.00015274 | 0.73077
3013 | 9.2399e-05 | 1.6746e-05 | 0.00011416 | 0.00014692 | 0.69231
3014 | 9.325e-05 | 9.6008e-06 | 0.00011416 | 0.00015128 | 0.84615
3015 | 9.4226e-05 | 8.4116e-06 | 0.00011416 | 0.00016583 | 0.96154
3016 | 9.3593e-05 | 9.6014e-06 | 0.00011416 | 0.00018038 | 1
3017 | 9.5919e-05 | 1.6748e-05 | 0.00011416 | 0.00019783 | 0.92308
3018 | 9.632e-05 | 2.3603e-05 | 0.00011416 | 0.00018474 | 0.76923
3019 | 9.8347e-05 | 2.3906e-05 | 0.00011416 | 0.0001571 | 0.57692
3020 | 0.00010096 | 1.8553e-05 | 0.00011416 | 0.00013165 | 0.46154
3021 | 0.00010055 | 1.3487e-05 | 0.00011416 | 0.00010837 | 0.30769
3022 | 0.00010017 | 7.5359e-06 | 0.00011416 | 9.1643e-05 | 0.23077
3023 | 9.8007e-05 | 5.7587e-06 | 0.00011416 | 8.0733e-05 | 0.15385
3024 | 9.5314e-05 | 2.5423e-06 | 0.00011416 | 6.9736e-05 | 0.076923
3025 | 9.1938e-05 | 1.465e-06 | 0.00011416 | 4.5254e-05 | 0.076923
3026 | 9.1674e-05 | 1.2179e-06 | 0.00011416 | 3.9319e-05 | 0.057692
3027 | 8.9812e-05 | 1.2207e-06 | 0.00011416 | 3.2642e-05 | 0.057692
3028 | 8.841e-05 | 1.0982e-06 | 0.00011416 | 4.3029e-05 | 0.076923
3029 | 9.1423e-05 | 1.1421e-05 | 0.00011416 | 7.5671e-05 | 0.11538
3030 | 9.1071e-05 | 3.0019e-05 | 0.00011416 | 0.00012612 | 0.19231
3031 | 9.0334e-05 | 2.4487e-05 | 0.00011416 | 0.00017805 | 0.30769
3032 | 8.951e-05 | 2.0062e-05 | 0.00011416 | 0.00019734 | 0.46154
3033 | 8.9977e-05 | 1.5275e-05 | 0.00011416 | 0.00016915 | 0.57692
3034 | 9.1396e-05 | 1.3479e-05 | 0.00011416 | 0.00014096 | 0.69231
3035 | 9.2726e-05 | 1.258e-05 | 0.00011416 | 0.00014763 | 0.76923
3036 | 9.1798e-05 | 1.8823e-05 | 0.00011416 | 0.00015579 | 0.73077
3037 | 9.1618e-05 | 1.6737e-05 | 0.00011416 | 0.00014986 | 0.69231
3038 | 9.1423e-05 | 9.595e-06 | 0.00011416 | 0.00015431 | 0.84615
3039 | 9.1532e-05 | 8.4064e-06 | 0.00011416 | 0.00016915 | 0.96154
3040 | 9.3511e-05 | 9.5956e-06 | 0.00011416 | 0.00018398 | 1
3041 | 9.3613e-05 | 1.6739e-05 | 0.00011416 | 0.00020179 | 0.92308
3042 | 9.6301e-05 | 2.3593e-05 | 0.00011416 | 0.00018844 | 0.76923
3043 | 9.875e-05 | 2.3897e-05 | 0.00011416 | 0.00016024 | 0.57692
3044 | 0.00010328 | 1.8543e-05 | 0.00011416 | 0.00013428 | 0.46154
3045 | 0.00010172 | 1.3481e-05 | 0.00011416 | 0.00011054 | 0.30769
3046 | 0.00010059 | 7.5316e-06 | 0.00011416 | 9.3476e-05 | 0.23077
3047 | 9.9213e-05 | 5.7551e-06 | 0.00011416 | 8.2348e-05 | 0.15385
3048 | 9.3201e-05 | 2.5393e-06 | 0.00011416 | 7.042e-05 | 0.076923
3049 | 9.2859e-05 | 1.4606e-06 | 0.00011416 | 4.5698e-05 | 0.076923
3050 | 9.1097e-05 | 1.2052e-06 | 0.00011416 | 3.9705e-05 | 0.057692
3051 | 9.1144e-05 | 1.2073e-06 | 0.00011416 | 3.2962e-05 | 0.057692
3052 | 9.1411e-05 | 1.0897e-06 | 0.00011416 | 4.345e-05 | 0.076923
3053 | 9.2037e-05 | 1.1411e-05 | 0.00011416 | 7.6413e-05 | 0.11538
3054 | 9.5402e-05 | 2.9905e-05 | 0.00011416 | 0.00012735 | 0.19231
3055 | 9.8426e-05 | 2.4229e-05 | 0.00011416 | 0.0001798 | 0.30769
3056 | 0.00010388 | 2.0044e-05 | 0.00011416 | 0.00019927 | 0.46154
3057 | 0.00010742 | 1.5265e-05 | 0.00011416 | 0.00017081 | 0.57692
3058 | 0.00010972 | 1.3471e-05 | 0.00011416 | 0.00014234 | 0.69231
3059 | 0.00011172 | 1.2572e-05 | 0.00011416 | 0.00014908 | 0.76923
3060 | 0.00010778 | 1.8811e-05 | 0.00011416 | 0.00015732 | 0.73077
3061 | 0.00010786 | 1.6726e-05 | 0.00011416 | 0.00015133 | 0.69231
3062 | 0.00011296 | 9.5871e-06 | 0.00011416 | 0.00015582 | 0.84615
3063 | 0.00011432 | 8.3991e-06 | 0.00011416 | 0.00017081 | 0.96154
3064 | 0.00011399 | 9.5883e-06 | 0.00011416 | 0.00018579 | 1
3065 | 0.000114 | 1.6726e-05 | 0.00011416 | 0.00020377 | 0.92308
3066 | 0.00011292 | 2.3574e-05 | 0.00011416 | 0.00019028 | 0.76923
3067 | 0.0001124 | 2.3877e-05 | 0.00011416 | 0.00016182 | 0.57692
3068 | 0.00011276 | 1.8528e-05 | 0.00011416 | 0.0001356 | 0.46154
3069 | 0.00011014 | 1.3469e-05 | 0.00011416 | 0.00011162 | 0.30769
3070 | 0.00010704 | 7.5245e-06 | 0.00011416 | 9.4392e-05 | 0.23077
3071 | 0.00010515 | 5.749e-06 | 0.00011416 | 8.3155e-05 | 0.15385
3072 | 0.00010213 | 2.5349e-06 | 0.00011416 | 7.3838e-05 | 0.076923
3073 | 9.85e-05 | 1.456e-06 | 0.00011416 | 4.7916e-05 | 0.076923
3074 | 9.8308e-05 | 1.1925e-06 | 0.00011416 | 4.1632e-05 | 0.057692
3075 | 9.8689e-05 | 1.1955e-06 | 0.00011416 | 3.4563e-05 | 0.057692
3076 | 9.8987e-05 | 1.0838e-06 | 0.00011416 | 4.556e-05 | 0.076923
3077 | 9.9012e-05 | 1.1406e-05 | 0.00011416 | 8.0122e-05 | 0.11538
3078 | 0.00010062 | 2.989e-05 | 0.00011416 | 0.00013354 | 0.19231
3079 | 0.000102 | 2.4216e-05 | 0.00011416 | 0.00018852 | 0.30769
3080 | 0.00010276 | 2.0031e-05 | 0.00011416 | 0.00020895 | 0.46154
3081 | 0.00010607 | 1.5255e-05 | 0.00011416 | 0.0001791 | 0.57692
3082 | 0.0001085 | 1.3461e-05 | 0.00011416 | 0.00014925 | 0.69231
3083 | 0.00010926 | 1.2563e-05 | 0.00011416 | 0.00015632 | 0.76923
3084 | 0.00010605 | 1.8799e-05 | 0.00011416 | 0.00016496 | 0.73077
3085 | 0.00010602 | 1.6716e-05 | 0.00011416 | 0.00015867 | 0.69231
3086 | 0.00010952 | 9.5814e-06 | 0.00011416 | 0.00016339 | 0.84615
3087 | 0.00011003 | 8.3942e-06 | 0.00011416 | 0.0001791 | 0.96154
3088 | 0.00011074 | 9.5819e-06 | 0.00011416 | 0.00019481 | 1
3089 | 0.00010977 | 1.6717e-05 | 0.00011416 | 0.00021366 | 0.92308
3090 | 0.00010862 | 2.3562e-05 | 0.00011416 | 0.00019952 | 0.76923
3091 | 0.00010938 | 2.3866e-05 | 0.00011416 | 0.00016967 | 0.57692
3092 | 0.00010985 | 1.852e-05 | 0.00011416 | 0.00014218 | 0.46154
3093 | 0.00010812 | 1.3465e-05 | 0.00011416 | 0.00011704 | 0.30769
3094 | 0.00010776 | 7.5226e-06 | 0.00011416 | 9.8975e-05 | 0.23077
3095 | 0.00010597 | 5.7483e-06 | 0.00011416 | 8.7192e-05 | 0.15385
3096 | 0.00010178 | 2.5342e-06 | 0.00011416 | 5.8113e-05 | 0.038462
3097 | 9.9863e-05 | 1.4549e-06 | 0.00011416 | 3.7712e-05 | 0.038462
3098 | 9.9057e-05 | 1.1874e-06 | 0.00011416 | 3.2766e-05 | 0.038462
3099 | 9.8448e-05 | 1.1907e-06 | 0.00011416 | 2.7202e-05 | 0.038462
3100 | 9.8879e-05 | 1.0817e-06 | 0.00011416 | 3.5857e-05 | 0.038462
3101 | 9.9963e-05 | 1.1406e-05 | 0.00011416 | 6.3059e-05 | 0.076923
3102 | 0.00010129 | 2.9891e-05 | 0.00011416 | 0.0001051 | 0.15385
3103 | 0.00010413 | 2.4217e-05 | 0.00011416 | 0.00014837 | 0.23077
3104 | 0.00010887 | 2.0032e-05 | 0.00011416 | 0.00016445 | 0.38462
3105 | 0.00011478 | 1.5256e-05 | 0.00011416 | 0.00014096 | 0.46154
3106 | 0.00011704 | 1.3465e-05 | 0.00011416 | 0.00011746 | 0.57692
3107 | 0.00011666 | 1.2567e-05 | 0.00011416 | 0.00012303 | 0.69231
3108 | 0.00011202 | 1.8808e-05 | 0.00011416 | 0.00012983 | 0.61538
3109 | 0.00011148 | 1.6725e-05 | 0.00011416 | 0.00012488 | 0.53846
3110 | 0.00011558 | 9.5876e-06 | 0.00011416 | 0.00012859 | 0.61538
3111 | 0.00011449 | 8.4003e-06 | 0.00011416 | 0.00014096 | 0.69231
3112 | 0.0001152 | 9.5876e-06 | 0.00011416 | 0.00015332 | 0.76923
3113 | 0.00011503 | 1.6727e-05 | 0.00011416 | 0.00016816 | 0.69231
3114 | 0.00011327 | 2.3574e-05 | 0.00011416 | 0.00015703 | 0.57692
3115 | 0.00011274 | 2.3878e-05 | 0.00011416 | 0.00013354 | 0.46154
3116 | 0.00011361 | 1.853e-05 | 0.00011416 | 0.0001119 | 0.30769
3117 | 0.0001107 | 1.3472e-05 | 0.00011416 | 9.2116e-05 | 0.23077
3118 | 0.00010863 | 7.5265e-06 | 0.00011416 | 7.7897e-05 | 0.15385
3119 | 0.00010675 | 5.7511e-06 | 0.00011416 | 6.8623e-05 | 0.076923
3120 | 0.00010134 | 2.4539e-06 | 0.00011416 | 5.1277e-05 | 0.038462
3121 | 9.7527e-05 | 2.6991e-06 | 0.00011416 | 3.3275e-05 | 0.038462
3122 | 9.6757e-05 | 1.7477e-06 | 0.00011416 | 2.8911e-05 | 0.038462
3123 | 9.7915e-05 | 1.0669e-06 | 0.00011416 | 2.4002e-05 | 0.038462
3124 | 9.8238e-05 | 1.0685e-06 | 0.00011416 | 3.1639e-05 | 0.038462
3125 | 9.9973e-05 | 3.1953e-06 | 0.00011416 | 5.564e-05 | 0.076923
3126 | 0.00010203 | 8.5062e-06 | 0.00011416 | 9.2734e-05 | 0.15385
3127 | 0.00010346 | 1.4373e-05 | 0.00011416 | 0.00013092 | 0.23077
3128 | 0.00010779 | 2.3305e-05 | 0.00011416 | 0.0001451 | 0.38462
3129 | 0.00011332 | 2.3037e-05 | 0.00011416 | 0.00012437 | 0.46154
3130 | 0.00011392 | 2.0729e-05 | 0.00011416 | 0.00010364 | 0.57692
3131 | 0.00011393 | 2.2249e-05 | 0.00011416 | 0.00010855 | 0.69231
3132 | 0.00010978 | 2.2489e-05 | 0.00011416 | 0.00011455 | 0.61538
3133 | 0.00010993 | 1.7902e-05 | 0.00011416 | 0.00011019 | 0.53846
3134 | 0.00011608 | 1.4333e-05 | 0.00011416 | 0.00011346 | 0.61538
3135 | 0.00011686 | 1.1277e-05 | 0.00011416 | 0.00012437 | 0.69231
3136 | 0.00011797 | 1.4335e-05 | 0.00011416 | 0.00013528 | 0.76923
3137 | 0.00011786 | 1.8416e-05 | 0.00011416 | 0.00014837 | 0.69231
3138 | 0.00011602 | 2.5559e-05 | 0.00011416 | 0.00013856 | 0.57692
3139 | 0.00011615 | 2.0207e-05 | 0.00011416 | 0.00011783 | 0.46154
3140 | 0.0001168 | 1.1292e-05 | 0.00011416 | 9.8735e-05 | 0.30769
3141 | 0.00011263 | 1.104e-05 | 0.00011416 | 8.1279e-05 | 0.23077
3142 | 0.00010996 | 9.0058e-06 | 0.00011416 | 6.8732e-05 | 0.15385
3143 | 0.00010767 | 5.4512e-06 | 0.00011416 | 6.055e-05 | 0.076923
3144 | 0.00010368 | 3.2266e-06 | 0.00011416 | 7.1787e-05 | 0.076923
3145 | 9.9858e-05 | 2.414e-06 | 0.00011416 | 4.6585e-05 | 0.076923
3146 | 9.9064e-05 | 1.89e-06 | 0.00011416 | 4.0476e-05 | 0.057692
3147 | 9.8136e-05 | 1.072e-06 | 0.00011416 | 3.3602e-05 | 0.057692
3148 | 9.9017e-05 | 1.0739e-06 | 0.00011416 | 4.4294e-05 | 0.076923
3149 | 0.00010033 | 1.8923e-06 | 0.00011416 | 7.7897e-05 | 0.11538
3150 | 0.00010308 | 5.7299e-06 | 0.00011416 | 0.00012983 | 0.19231
3151 | 0.00010639 | 1.1632e-05 | 0.00011416 | 0.00018329 | 0.30769
3152 | 0.0001096 | 1.8392e-05 | 0.00011416 | 0.00020314 | 0.46154
3153 | 0.00011689 | 2.4302e-05 | 0.00011416 | 0.00017412 | 0.57692
3154 | 0.00011859 | 2.6827e-05 | 0.00011416 | 0.0001451 | 0.69231
3155 | 0.00012017 | 2.8225e-05 | 0.00011416 | 0.00015197 | 0.76923
3156 | 0.00011598 | 2.4265e-05 | 0.00011416 | 0.00016038 | 0.73077
3157 | 0.00011545 | 2.0886e-05 | 0.00011416 | 0.00015427 | 0.69231
3158 | 0.00012008 | 1.638e-05 | 0.00011416 | 0.00015885 | 0.84615
3159 | 0.00012046 | 1.441e-05 | 0.00011416 | 0.00017412 | 0.96154
3160 | 0.00012002 | 8.2286e-06 | 0.00011416 | 0.0001894 | 1
3161 | 0.0001189 | 1.5539e-05 | 0.00011416 | 0.00020772 | 0.92308
3162 | 0.00011647 | 2.0325e-05 | 0.00011416 | 0.00019398 | 0.76923
3163 | 0.00011579 | 2.2021e-05 | 0.00011416 | 0.00016496 | 0.57692
3164 | 0.00011592 | 1.1331e-05 | 0.00011416 | 0.00013823 | 0.46154
3165 | 0.00011376 | 1.049e-05 | 0.00011416 | 0.00011379 | 0.30769
3166 | 0.00011077 | 9.6494e-06 | 0.00011416 | 9.6225e-05 | 0.23077
3167 | 0.00010854 | 5.443e-06 | 0.00011416 | 8.477e-05 | 0.15385
3168 | 0.00010653 | 2.5317e-06 | 0.00011416 | 6.8369e-05 | 0.076923
3169 | 0.00010208 | 1.4507e-06 | 0.00011416 | 4.4367e-05 | 0.076923
3170 | 0.00010155 | 1.1749e-06 | 0.00011416 | 3.8548e-05 | 0.057692
3171 | 0.00010095 | 1.1768e-06 | 0.00011416 | 3.2002e-05 | 0.057692
3172 | 0.00010057 | 1.0727e-06 | 0.00011416 | 4.2185e-05 | 0.076923
3173 | 0.00010226 | 1.1395e-05 | 0.00011416 | 7.4187e-05 | 0.11538
3174 | 0.0001024 | 2.9864e-05 | 0.00011416 | 0.00012365 | 0.19231
3175 | 0.00010264 | 2.4193e-05 | 0.00011416 | 0.00017456 | 0.30769
3176 | 0.00010242 | 2.0011e-05 | 0.00011416 | 0.00019347 | 0.46154
3177 | 0.00010595 | 1.5237e-05 | 0.00011416 | 0.00016583 | 0.57692
3178 | 0.00010668 | 1.3445e-05 | 0.00011416 | 0.00013819 | 0.69231
3179 | 0.00010797 | 1.2547e-05 | 0.00011416 | 0.00014474 | 0.76923
3180 | 0.00010443 | 1.8775e-05 | 0.00011416 | 0.00015274 | 0.73077
3181 | 0.00010404 | 1.6695e-05 | 0.00011416 | 0.00014692 | 0.69231
3182 | 0.00010747 | 9.5677e-06 | 0.00011416 | 0.00015128 | 0.84615
3183 | 0.00010786 | 8.3813e-06 | 0.00011416 | 0.00016583 | 0.96154
3184 | 0.00010795 | 9.5676e-06 | 0.00011416 | 0.00018038 | 1
3185 | 0.00010458 | 1.6694e-05 | 0.00011416 | 0.00019783 | 0.92308
3186 | 0.00010287 | 2.353e-05 | 0.00011416 | 0.00018474 | 0.76923
3187 | 0.00010256 | 2.3835e-05 | 0.00011416 | 0.0001571 | 0.57692
3188 | 0.00010639 | 1.8496e-05 | 0.00011416 | 0.00013165 | 0.46154
3189 | 0.000106 | 1.3446e-05 | 0.00011416 | 0.00010837 | 0.30769
3190 | 0.00010515 | 7.511e-06 | 0.00011416 | 9.1643e-05 | 0.23077
3191 | 0.00010239 | 5.7384e-06 | 0.00011416 | 8.0733e-05 | 0.15385
3192 | 0.00010023 | 2.5265e-06 | 0.00011416 | 6.9736e-05 | 0.076923
3193 | 9.5217e-05 | 1.4452e-06 | 0.00011416 | 4.5254e-05 | 0.076923
3194 | 9.4778e-05 | 1.1604e-06 | 0.00011416 | 3.9319e-05 | 0.057692
3195 | 9.3931e-05 | 1.1643e-06 | 0.00011416 | 3.2642e-05 | 0.057692
3196 | 9.3368e-05 | 1.067e-06 | 0.00011416 | 4.3029e-05 | 0.076923
3197 | 9.4244e-05 | 1.1392e-05 | 0.00011416 | 7.5671e-05 | 0.11538
3198 | 9.3038e-05 | 2.9857e-05 | 0.00011416 | 0.00012612 | 0.19231
3199 | 9.2302e-05 | 2.4189e-05 | 0.00011416 | 0.00017805 | 0.30769
3200 | 9.2594e-05 | 2.0009e-05 | 0.00011416 | 0.00019734 | 0.46154
3201 | 9.2846e-05 | 1.5238e-05 | 0.00011416 | 0.00016915 | 0.57692
3202 | 9.3805e-05 | 1.3446e-05 | 0.00011416 | 0.00014096 | 0.69231
3203 | 9.3108e-05 | 1.2549e-05 | 0.00011416 | 0.00014763 | 0.76923
3204 | 9.2091e-05 | 1.8779e-05 | 0.00011416 | 0.00015579 | 0.73077
3205 | 9.172e-05 | 1.6699e-05 | 0.00011416 | 0.00014986 | 0.69231
3206 | 9.178e-05 | 9.5709e-06 | 0.00011416 | 0.00015431 | 0.84615
3207 | 9.1509e-05 | 8.3848e-06 | 0.00011416 | 0.00016915 | 0.96154
3208 | 9.1833e-05 | 9.572e-06 | 0.00011416 | 0.00018398 | 1
3209 | 9.3885e-05 | 1.6701e-05 | 0.00011416 | 0.00020179 | 0.92308
3210 | 9.5602e-05 | 2.354e-05 | 0.00011416 | 0.00018844 | 0.76923
3211 | 9.7793e-05 | 2.3845e-05 | 0.00011416 | 0.00016024 | 0.57692
3212 | 0.00010218 | 1.8502e-05 | 0.00011416 | 0.00013428 | 0.46154
3213 | 0.00010103 | 1.345e-05 | 0.00011416 | 0.00011054 | 0.30769
3214 | 0.00010077 | 7.5121e-06 | 0.00011416 | 9.3476e-05 | 0.23077
3215 | 9.8222e-05 | 5.7386e-06 | 0.00011416 | 8.2348e-05 | 0.15385
3216 | 9.3175e-05 | 2.5253e-06 | 0.00011416 | 7.042e-05 | 0.076923
3217 | 9.1751e-05 | 1.442e-06 | 0.00011416 | 4.5698e-05 | 0.076923
3218 | 9.1151e-05 | 1.1491e-06 | 0.00011416 | 3.9705e-05 | 0.057692
3219 | 8.9849e-05 | 1.1506e-06 | 0.00011416 | 3.2962e-05 | 0.057692
3220 | 8.987e-05 | 1.0584e-06 | 0.00011416 | 4.345e-05 | 0.076923
3221 | 9.2328e-05 | 1.1383e-05 | 0.00011416 | 7.6413e-05 | 0.11538
3222 | 9.5003e-05 | 2.9834e-05 | 0.00011416 | 0.00012735 | 0.19231
3223 | 9.7967e-05 | 2.4175e-05 | 0.00011416 | 0.0001798 | 0.30769
3224 | 0.00010317 | 1.9996e-05 | 0.00011416 | 0.00019927 | 0.46154
3225 | 0.00010967 | 1.5227e-05 | 0.00011416 | 0.00017081 | 0.57692
3226 | 0.00011301 | 1.3435e-05 | 0.00011416 | 0.00014234 | 0.69231
3227 | 0.00011339 | 1.2538e-05 | 0.00011416 | 0.00014908 | 0.76923
3228 | 0.0001088 | 1.8762e-05 | 0.00011416 | 0.00015732 | 0.73077
3229 | 0.00010855 | 1.6681e-05 | 0.00011416 | 0.00015133 | 0.69231
3230 | 0.00011497 | 9.5586e-06 | 0.00011416 | 0.00015582 | 0.84615
3231 | 0.00011631 | 8.3723e-06 | 0.00011416 | 0.00017081 | 0.96154
3232 | 0.00011747 | 9.5566e-06 | 0.00011416 | 0.00018579 | 1
3233 | 0.00011694 | 1.6677e-05 | 0.00011416 | 0.00020377 | 0.92308
3234 | 0.00011533 | 2.3506e-05 | 0.00011416 | 0.00019028 | 0.76923
3235 | 0.00011534 | 2.381e-05 | 0.00011416 | 0.00016182 | 0.57692
3236 | 0.0001161 | 1.8477e-05 | 0.00011416 | 0.0001356 | 0.46154
3237 | 0.0001133 | 1.3433e-05 | 0.00011416 | 0.00011162 | 0.30769
3238 | 0.00011203 | 7.5026e-06 | 0.00011416 | 9.4392e-05 | 0.23077
3239 | 0.0001088 | 5.7313e-06 | 0.00011416 | 8.3155e-05 | 0.15385
3240 | 0.00010411 | 2.5208e-06 | 0.00011416 | 7.3838e-05 | 0.076923
3241 | 0.00010249 | 1.4374e-06 | 0.00011416 | 4.7916e-05 | 0.076923
3242 | 0.00010071 | 1.137e-06 | 0.00011416 | 4.1632e-05 | 0.057692
3243 | 0.00010176 | 1.1408e-06 | 0.00011416 | 3.4563e-05 | 0.057692
3244 | 0.00010203 | 1.0536e-06 | 0.00011416 | 4.556e-05 | 0.076923
3245 | 0.00010256 | 1.1381e-05 | 0.00011416 | 8.0122e-05 | 0.11538
3246 | 0.00010444 | 2.9831e-05 | 0.00011416 | 0.00013354 | 0.19231
3247 | 0.00010799 | 2.4171e-05 | 0.00011416 | 0.00018852 | 0.30769
3248 | 0.00010982 | 1.9997e-05 | 0.00011416 | 0.00020895 | 0.46154
3249 | 0.00011428 | 1.5228e-05 | 0.00011416 | 0.0001791 | 0.57692
3250 | 0.00011516 | 1.3438e-05 | 0.00011416 | 0.00014925 | 0.69231
3251 | 0.00011529 | 1.2541e-05 | 0.00011416 | 0.00015632 | 0.76923
3252 | 0.00011265 | 1.8768e-05 | 0.00011416 | 0.00016496 | 0.73077
3253 | 0.00011093 | 1.6689e-05 | 0.00011416 | 0.00015867 | 0.69231
3254 | 0.00011677 | 9.5647e-06 | 0.00011416 | 0.00016339 | 0.84615
3255 | 0.00011548 | 8.3787e-06 | 0.00011416 | 0.0001791 | 0.96154
3256 | 0.00011626 | 9.5643e-06 | 0.00011416 | 0.00019481 | 1
3257 | 0.00011731 | 1.6689e-05 | 0.00011416 | 0.00021366 | 0.92308
3258 | 0.00011581 | 2.3521e-05 | 0.00011416 | 0.00019952 | 0.76923
3259 | 0.0001156 | 2.3825e-05 | 0.00011416 | 0.00016967 | 0.57692
3260 | 0.00011658 | 1.8489e-05 | 0.00011416 | 0.00014218 | 0.46154
3261 | 0.00011396 | 1.3442e-05 | 0.00011416 | 0.00011704 | 0.30769
3262 | 0.00011316 | 7.5082e-06 | 0.00011416 | 9.8975e-05 | 0.23077
3263 | 0.00010946 | 5.7361e-06 | 0.00011416 | 8.7192e-05 | 0.15385
3264 | 0.00010762 | 2.524e-06 | 0.00011416 | 5.8113e-05 | 0.038462
3265 | 0.00010436 | 1.4408e-06 | 0.00011416 | 3.7712e-05 | 0.038462
3266 | 0.00010338 | 1.1447e-06 | 0.00011416 | 3.2766e-05 | 0.038462
3267 | 0.00010296 | 1.1483e-06 | 0.00011416 | 2.7202e-05 | 0.038462
3268 | 0.00010295 | 1.0585e-06 | 0.00011416 | 3.5857e-05 | 0.038462
3269 | 0.00010393 | 1.1387e-05 | 0.00011416 | 6.3059e-05 | 0.076923
3270 | 0.00010569 | 2.9843e-05 | 0.00011416 | 0.0001051 | 0.15385
3271 | 0.00010718 | 2.4181e-05 | 0.00011416 | 0.00014837 | 0.23077
3272 | 0.00010955 | 2.0004e-05 | 0.00011416 | 0.00016445 | 0.38462
3273 | 0.00011462 | 1.5235e-05 | 0.00011416 | 0.00014096 | 0.46154
3274 | 0.00011608 | 1.3445e-05 | 0.00011416 | 0.00011746 | 0.57692
3275 | 0.00011726 | 1.2548e-05 | 0.00011416 | 0.00012303 | 0.69231
3276 | 0.00011279 | 1.8778e-05 | 0.00011416 | 0.00012983 | 0.61538
3277 | 0.00011234 | 1.6698e-05 | 0.00011416 | 0.00012488 | 0.53846
3278 | 0.00011823 | 9.5708e-06 | 0.00011416 | 0.00012859 | 0.61538
3279 | 0.0001185 | 8.3848e-06 | 0.00011416 | 0.00014096 | 0.69231
3280 | 0.00011937 | 9.5714e-06 | 0.00011416 | 0.00015332 | 0.76923
3281 | 0.00011898 | 1.6701e-05 | 0.00011416 | 0.00016816 | 0.69231
3282 | 0.00011649 | 2.3538e-05 | 0.00011416 | 0.00015703 | 0.57692
3283 | 0.00011666 | 2.3842e-05 | 0.00011416 | 0.00013354 | 0.46154
3284 | 0.00011689 | 1.8502e-05 | 0.00011416 | 0.0001119 | 0.30769
3285 | 0.00011309 | 1.3452e-05 | 0.00011416 | 9.2116e-05 | 0.23077
3286 | 0.00011052 | 7.5145e-06 | 0.00011416 | 7.7897e-05 | 0.15385
3287 | 0.00010854 | 5.7415e-06 | 0.00011416 | 6.8623e-05 | 0.076923
3288 | 0.00010372 | 2.4461e-06 | 0.00011416 | 5.1277e-05 | 0.038462
3289 | 0.0001044 | 2.6921e-06 | 0.00011416 | 3.3275e-05 | 0.038462
3290 | 0.000103 | 1.7395e-06 | 0.00011416 | 2.8911e-05 | 0.038462
3291 | 0.00010244 | 1.0483e-06 | 0.00011416 | 2.4002e-05 | 0.038462
3292 | 0.00010137 | 1.0506e-06 | 0.00011416 | 3.1639e-05 | 0.038462
3293 | 0.0001032 | 3.1896e-06 | 0.00011416 | 5.564e-05 | 0.076923
3294 | 0.00010459 | 8.4974e-06 | 0.00011416 | 9.2734e-05 | 0.15385
3295 | 0.00010536 | 1.4358e-05 | 0.00011416 | 0.00013092 | 0.23077
3296 | 0.00010685 | 2.3281e-05 | 0.00011416 | 0.0001451 | 0.38462
3297 | 0.00011229 | 2.3017e-05 | 0.00011416 | 0.00012437 | 0.46154
3298 | 0.00011444 | 2.0713e-05 | 0.00011416 | 0.00010364 | 0.57692
3299 | 0.00011553 | 2.2236e-05 | 0.00011416 | 0.00010855 | 0.69231
3300 | 0.00011155 | 2.2475e-05 | 0.00011416 | 0.00011455 | 0.61538
3301 | 0.00011141 | 1.7888e-05 | 0.00011416 | 0.00011019 | 0.53846
3302 | 0.00011739 | 1.4321e-05 | 0.00011416 | 0.00011346 | 0.61538
3303 | 0.00011604 | 1.1266e-05 | 0.00011416 | 0.00012437 | 0.69231
3304 | 0.00011738 | 1.4321e-05 | 0.00011416 | 0.00013528 | 0.76923
3305 | 0.0001184 | 1.8398e-05 | 0.00011416 | 0.00014837 | 0.69231
3306 | 0.00011598 | 2.5535e-05 | 0.00011416 | 0.00013856 | 0.57692
3307 | 0.00011492 | 2.019e-05 | 0.00011416 | 0.00011783 | 0.46154
3308 | 0.00011528 | 1.1283e-05 | 0.00011416 | 9.8735e-05 | 0.30769
3309 | 0.00011158 | 1.1033e-05 | 0.00011416 | 8.1279e-05 | 0.23077
3310 | 0.00010995 | 9.001e-06 | 0.00011416 | 6.8732e-05 | 0.15385
3311 | 0.0001067 | 5.4486e-06 | 0.00011416 | 6.055e-05 | 0.076923
3312 | 0.00010396 | 3.2246e-06 | 0.00011416 | 7.1787e-05 | 0.076923
3313 | 0.00010079 | 2.4122e-06 | 0.00011416 | 4.6585e-05 | 0.076923
3314 | 9.99e-05 | 1.8883e-06 | 0.00011416 | 4.0476e-05 | 0.057692
3315 | 9.8608e-05 | 1.0664e-06 | 0.00011416 | 3.3602e-05 | 0.057692
3316 | 9.905e-05 | 1.069e-06 | 0.00011416 | 4.4294e-05 | 0.076923
3317 | 9.962e-05 | 1.8914e-06 | 0.00011416 | 7.7897e-05 | 0.11538
3318 | 0.0001017 | 5.7308e-06 | 0.00011416 | 0.00012983 | 0.19231
3319 | 0.00010496 | 1.1634e-05 | 0.00011416 | 0.00018329 | 0.30769
3320 | 0.00010582 | 1.8394e-05 | 0.00011416 | 0.00020314 | 0.46154
3321 | 0.00011227 | 2.4307e-05 | 0.00011416 | 0.00017412 | 0.57692
3322 | 0.00011357 | 2.6833e-05 | 0.00011416 | 0.0001451 | 0.69231
3323 | 0.00011562 | 2.8231e-05 | 0.00011416 | 0.00015197 | 0.76923
3324 | 0.00011122 | 2.427e-05 | 0.00011416 | 0.00016038 | 0.73077
3325 | 0.00011057 | 2.0892e-05 | 0.00011416 | 0.00015427 | 0.69231
3326 | 0.00011789 | 1.6386e-05 | 0.00011416 | 0.00015885 | 0.84615
3327 | 0.0001174 | 1.4416e-05 | 0.00011416 | 0.00017412 | 0.96154
3328 | 0.00011767 | 8.233e-06 | 0.00011416 | 0.0001894 | 1
3329 | 0.00011765 | 1.5546e-05 | 0.00011416 | 0.00020772 | 0.92308
3330 | 0.00011477 | 2.0334e-05 | 0.00011416 | 0.00019398 | 0.76923
3331 | 0.00011332 | 2.2032e-05 | 0.00011416 | 0.00016496 | 0.57692
3332 | 0.00011426 | 1.1339e-05 | 0.00011416 | 0.00013823 | 0.46154
3333 | 0.00011153 | 1.0499e-05 | 0.00011416 | 0.00011379 | 0.30769
3334 | 0.00010886 | 9.6587e-06 | 0.00011416 | 9.6225e-05 | 0.23077
3335 | 0.00010626 | 5.4501e-06 | 0.00011416 | 8.477e-05 | 0.15385
3336 | 0.00010302 | 2.5376e-06 | 0.00011416 | 6.8369e-05 | 0.076923
3337 | 0.00010011 | 1.4577e-06 | 0.00011416 | 4.4367e-05 | 0.076923
3338 | 9.8986e-05 | 1.1922e-06 | 0.00011416 | 3.8548e-05 | 0.057692
3339 | 9.8269e-05 | 1.1959e-06 | 0.00011416 | 3.2002e-05 | 0.057692
3340 | 9.8343e-05 | 1.0857e-06 | 0.00011416 | 4.2185e-05 | 0.076923
3341 | 9.867e-05 | 1.1413e-05 | 0.00011416 | 7.4187e-05 | 0.11538
3342 | 9.8544e-05 | 2.9906e-05 | 0.00011416 | 0.00012365 | 0.19231
3343 | 9.8143e-05 | 2.4229e-05 | 0.00011416 | 0.00017456 | 0.30769
3344 | 9.8193e-05 | 2.0043e-05 | 0.00011416 | 0.00019347 | 0.46154
3345 | 0.00010166 | 1.5264e-05 | 0.00011416 | 0.00016583 | 0.57692
3346 | 0.00010441 | 1.3469e-05 | 0.00011416 | 0.00013819 | 0.69231
3347 | 0.00010544 | 1.2571e-05 | 0.00011416 | 0.00014474 | 0.76923
3348 | 0.0001022 | 1.8811e-05 | 0.00011416 | 0.00015274 | 0.73077
3349 | 0.00010217 | 1.6728e-05 | 0.00011416 | 0.00014692 | 0.69231
3350 | 0.00010639 | 9.5898e-06 | 0.00011416 | 0.00015128 | 0.84615
3351 | 0.00010543 | 8.4016e-06 | 0.00011416 | 0.00016583 | 0.96154
3352 | 0.00010458 | 9.59e-06 | 0.00011416 | 0.00018038 | 1
3353 | 0.00010249 | 1.673e-05 | 0.00011416 | 0.00019783 | 0.92308
3354 | 0.0001011 | 2.3581e-05 | 0.00011416 | 0.00018474 | 0.76923
3355 | 0.00010227 | 2.3886e-05 | 0.00011416 | 0.0001571 | 0.57692
3356 | 0.00010525 | 1.8537e-05 | 0.00011416 | 0.00013165 | 0.46154
3357 | 0.00010374 | 1.3477e-05 | 0.00011416 | 0.00010837 | 0.30769
3358 | 0.00010158 | 7.5305e-06 | 0.00011416 | 9.1643e-05 | 0.23077
3359 | 9.982e-05 | 5.7546e-06 | 0.00011416 | 8.0733e-05 | 0.15385
3360 | 9.6878e-05 | 2.539e-06 | 0.00011416 | 6.9736e-05 | 0.076923
3361 | 9.2454e-05 | 1.4599e-06 | 0.00011416 | 4.5254e-05 | 0.076923
3362 | 9.1977e-05 | 1.2e-06 | 0.00011416 | 3.9319e-05 | 0.057692
3363 | 9.1282e-05 | 1.2037e-06 | 0.00011416 | 3.2642e-05 | 0.057692
3364 | 9.2818e-05 | 1.0894e-06 | 0.00011416 | 4.3029e-05 | 0.076923
3365 | 9.3635e-05 | 1.1416e-05 | 0.00011416 | 7.5671e-05 | 0.11538
3366 | 9.4883e-05 | 2.9914e-05 | 0.00011416 | 0.00012612 | 0.19231
3367 | 9.5437e-05 | 2.4237e-05 | 0.00011416 | 0.00017805 | 0.30769
3368 | 9.404e-05 | 2.0052e-05 | 0.00011416 | 0.00019734 | 0.46154
3369 | 9.4292e-05 | 1.5272e-05 | 0.00011416 | 0.00016915 | 0.57692
3370 | 9.5172e-05 | 1.3477e-05 | 0.00011416 | 0.00014096 | 0.69231
3371 | 9.4946e-05 | 1.2579e-05 | 0.00011416 | 0.00014763 | 0.76923
3372 | 9.3463e-05 | 1.8823e-05 | 0.00011416 | 0.00015579 | 0.73077
3373 | 9.3704e-05 | 1.6738e-05 | 0.00011416 | 0.00014986 | 0.69231
3374 | 9.5361e-05 | 9.597e-06 | 0.00011416 | 0.00015431 | 0.84615
3375 | 9.5282e-05 | 8.4093e-06 | 0.00011416 | 0.00016915 | 0.96154
3376 | 9.5707e-05 | 9.5986e-06 | 0.00011416 | 0.00018398 | 1
3377 | 9.7685e-05 | 1.6744e-05 | 0.00011416 | 0.00020179 | 0.92308
3378 | 9.9283e-05 | 2.3599e-05 | 0.00011416 | 0.00018844 | 0.76923
3379 | 0.00010085 | 2.3903e-05 | 0.00011416 | 0.00016024 | 0.57692
3380 | 0.00010274 | 1.855e-05 | 0.00011416 | 0.00013428 | 0.46154
3381 | 0.00010177 | 1.3489e-05 | 0.00011416 | 0.00011054 | 0.30769
3382 | 0.00010085 | 7.5372e-06 | 0.00011416 | 9.3476e-05 | 0.23077
3383 | 9.9764e-05 | 5.7602e-06 | 0.00011416 | 8.2348e-05 | 0.15385
3384 | 9.4784e-05 | 2.5435e-06 | 0.00011416 | 7.042e-05 | 0.076923
3385 | 9.2077e-05 | 1.4658e-06 | 0.00011416 | 4.5698e-05 | 0.076923
3386 | 9.1277e-05 | 1.217e-06 | 0.00011416 | 3.9705e-05 | 0.057692
3387 | 9.1144e-05 | 1.221e-06 | 0.00011416 | 3.2962e-05 | 0.057692
3388 | 9.1797e-05 | 1.0996e-06 | 0.00011416 | 4.345e-05 | 0.076923
3389 | 9.2812e-05 | 1.1426e-05 | 0.00011416 | 7.6413e-05 | 0.11538
3390 | 9.4737e-05 | 2.9939e-05 | 0.00011416 | 0.00012735 | 0.19231
3391 | 9.9842e-05 | 2.4258e-05 | 0.00011416 | 0.0001798 | 0.30769
3392 | 0.00010383 | 2.0067e-05 | 0.00011416 | 0.00019927 | 0.46154
3393 | 0.00011068 | 1.5285e-05 | 0.00011416 | 0.00017081 | 0.57692
3394 | 0.00011493 | 1.3489e-05 | 0.00011416 | 0.00014234 | 0.69231
3395 | 0.00011551 | 1.259e-05 | 0.00011416 | 0.00014908 | 0.76923
3396 | 0.00011268 | 1.8836e-05 | 0.00011416 | 0.00015732 | 0.73077
3397 | 0.00011255 | 1.6749e-05 | 0.00011416 | 0.00015133 | 0.69231
3398 | 0.00012011 | 9.6031e-06 | 0.00011416 | 0.00015582 | 0.84615
3399 | 0.00012067 | 8.4141e-06 | 0.00011416 | 0.00017081 | 0.96154
3400 | 0.00012071 | 9.6037e-06 | 0.00011416 | 0.00018579 | 1
3401 | 0.00012113 | 1.6752e-05 | 0.00011416 | 0.00020377 | 0.92308
3402 | 0.00012003 | 2.361e-05 | 0.00011416 | 0.00019028 | 0.76923
3403 | 0.00011878 | 2.3915e-05 | 0.00011416 | 0.00016182 | 0.57692
3404 | 0.00011818 | 1.8561e-05 | 0.00011416 | 0.0001356 | 0.46154
3405 | 0.0001143 | 1.3496e-05 | 0.00011416 | 0.00011162 | 0.30769
3406 | 0.00011225 | 7.5425e-06 | 0.00011416 | 9.4392e-05 | 0.23077
3407 | 0.0001092 | 5.7652e-06 | 0.00011416 | 8.3155e-05 | 0.15385
3408 | 0.00010634 | 2.5478e-06 | 0.00011416 | 7.3838e-05 | 0.076923
3409 | 0.00010301 | 1.4715e-06 | 0.00011416 | 4.7916e-05 | 0.076923
3410 | 0.00010131 | 1.234e-06 | 0.00011416 | 4.1632e-05 | 0.057692
3411 | 0.00010033 | 1.238e-06 | 0.00011416 | 3.4563e-05 | 0.057692
3412 | 0.00010029 | 1.1092e-06 | 0.00011416 | 4.556e-05 | 0.076923
3413 | 0.00010114 | 1.1436e-05 | 0.00011416 | 8.0122e-05 | 0.11538
3414 | 0.00010297 | 2.9962e-05 | 0.00011416 | 0.00013354 | 0.19231
3415 | 0.00010537 | 2.4276e-05 | 0.00011416 | 0.00018852 | 0.30769
3416 | 0.00010962 | 2.0082e-05 | 0.00011416 | 0.00020895 | 0.46154
3417 | 0.0001164 | 1.5296e-05 | 0.00011416 | 0.0001791 | 0.57692
3418 | 0.00011838 | 1.3499e-05 | 0.00011416 | 0.00014925 | 0.69231
3419 | 0.00011914 | 1.2599e-05 | 0.00011416 | 0.00015632 | 0.76923
3420 | 0.000115 | 1.8851e-05 | 0.00011416 | 0.00016496 | 0.73077
3421 | 0.00011446 | 1.6764e-05 | 0.00011416 | 0.00015867 | 0.69231
3422 | 0.00012175 | 9.6128e-06 | 0.00011416 | 0.00016339 | 0.84615
3423 | 0.00012204 | 8.4229e-06 | 0.00011416 | 0.0001791 | 0.96154
3424 | 0.00012247 | 9.6141e-06 | 0.00011416 | 0.00019481 | 1
3425 | 0.00012164 | 1.6769e-05 | 0.00011416 | 0.00021366 | 0.92308
3426 | 0.00012 | 2.3634e-05 | 0.00011416 | 0.00019952 | 0.76923
3427 | 0.000118 | 2.3939e-05 | 0.00011416 | 0.00016967 | 0.57692
3428 | 0.00011802 | 1.8579e-05 | 0.00011416 | 0.00014218 | 0.46154
3429 | 0.00011516 | 1.3509e-05 | 0.00011416 | 0.00011704 | 0.30769
3430 | 0.00011152 | 7.551e-06 | 0.00011416 | 9.8975e-05 | 0.23077
3431 | 0.00010906 | 5.7724e-06 | 0.00011416 | 8.7192e-05 | 0.15385
3432 | 0.000106 | 2.5534e-06 | 0.00011416 | 5.8113e-05 | 0.038462
3433 | 0.00010253 | 1.4784e-06 | 0.00011416 | 3.7712e-05 | 0.038462
3434 | 0.00010184 | 1.2535e-06 | 0.00011416 | 3.2766e-05 | 0.038462
3435 | 0.00010115 | 1.2582e-06 | 0.00011416 | 2.7202e-05 | 0.038462
3436 | 0.0001017 | 1.1206e-06 | 0.00011416 | 3.5857e-05 | 0.038462
3437 | 0.00010243 | 1.1446e-05 | 0.00011416 | 6.3059e-05 | 0.076923
3438 | 0.00010491 | 2.9984e-05 | 0.00011416 | 0.0001051 | 0.15385
3439 | 0.00010733 | 2.4293e-05 | 0.00011416 | 0.00014837 | 0.23077
3440 | 0.00011162 | 2.0097e-05 | 0.00011416 | 0.00016445 | 0.38462
3441 | 0.00011759 | 1.5307e-05 | 0.00011416 | 0.00014096 | 0.46154
3442 | 0.00011895 | 1.3508e-05 | 0.00011416 | 0.00011746 | 0.57692
3443 | 0.00011887 | 1.2608e-05 | 0.00011416 | 0.00012303 | 0.69231
3444 | 0.00011547 | 1.8863e-05 | 0.00011416 | 0.00012983 | 0.61538
3445 | 0.00011456 | 1.6774e-05 | 0.00011416 | 0.00012488 | 0.53846
3446 | 0.00012001 | 9.6182e-06 | 0.00011416 | 0.00012859 | 0.61538
3447 | 0.00012064 | 8.4274e-06 | 0.00011416 | 0.00014096 | 0.69231
3448 | 0.00012095 | 9.6185e-06 | 0.00011416 | 0.00015332 | 0.76923
3449 | 0.00011989 | 1.6776e-05 | 0.00011416 | 0.00016816 | 0.69231
3450 | 0.00011804 | 2.3643e-05 | 0.00011416 | 0.00015703 | 0.57692
3451 | 0.00011761 | 2.395e-05 | 0.00011416 | 0.00013354 | 0.46154
3452 | 0.00011719 | 1.8587e-05 | 0.00011416 | 0.0001119 | 0.30769
3453 | 0.00011402 | 1.3515e-05 | 0.00011416 | 9.2116e-05 | 0.23077
3454 | 0.00011044 | 7.554e-06 | 0.00011416 | 7.7897e-05 | 0.15385
3455 | 0.00010751 | 5.7744e-06 | 0.00011416 | 6.8623e-05 | 0.076923
3456 | 0.00010326 | 2.4731e-06 | 0.00011416 | 5.1277e-05 | 0.038462
3457 | 9.9432e-05 | 2.7183e-06 | 0.00011416 | 3.3275e-05 | 0.038462
3458 | 9.9727e-05 | 1.7697e-06 | 0.00011416 | 2.8911e-05 | 0.038462
3459 | 9.9523e-05 | 1.1129e-06 | 0.00011416 | 2.4002e-05 | 0.038462
3460 | 9.9377e-05 | 1.115e-06 | 0.00011416 | 3.1639e-05 | 0.038462
3461 | 0.00010008 | 3.2152e-06 | 0.00011416 | 5.564e-05 | 0.076923
3462 | 0.0001026 | 8.5364e-06 | 0.00011416 | 9.2734e-05 | 0.15385
3463 | 0.00010283 | 1.4418e-05 | 0.00011416 | 0.00013092 | 0.23077
3464 | 0.00010749 | 2.3374e-05 | 0.00011416 | 0.0001451 | 0.38462
3465 | 0.00011414 | 2.3108e-05 | 0.00011416 | 0.00012437 | 0.46154
3466 | 0.00011632 | 2.0794e-05 | 0.00011416 | 0.00010364 | 0.57692
3467 | 0.00011728 | 2.2322e-05 | 0.00011416 | 0.00010855 | 0.69231
3468 | 0.00011266 | 2.2563e-05 | 0.00011416 | 0.00011455 | 0.61538
3469 | 0.00011171 | 1.7961e-05 | 0.00011416 | 0.00011019 | 0.53846
3470 | 0.00011842 | 1.4381e-05 | 0.00011416 | 0.00011346 | 0.61538
3471 | 0.00011778 | 1.1315e-05 | 0.00011416 | 0.00012437 | 0.69231
3472 | 0.00011844 | 1.4381e-05 | 0.00011416 | 0.00013528 | 0.76923
3473 | 0.00011823 | 1.8473e-05 | 0.00011416 | 0.00014837 | 0.69231
3474 | 0.00011552 | 2.5636e-05 | 0.00011416 | 0.00013856 | 0.57692
3475 | 0.00011498 | 2.0271e-05 | 0.00011416 | 0.00011783 | 0.46154
3476 | 0.0001156 | 1.1331e-05 | 0.00011416 | 9.8735e-05 | 0.30769
3477 | 0.00011238 | 1.1081e-05 | 0.00011416 | 8.1279e-05 | 0.23077
3478 | 0.00010908 | 9.0413e-06 | 0.00011416 | 6.8732e-05 | 0.15385
3479 | 0.0001069 | 5.4776e-06 | 0.00011416 | 6.055e-05 | 0.076923
3480 | 0.00010302 | 3.2492e-06 | 0.00011416 | 7.1787e-05 | 0.076923
3481 | 9.9049e-05 | 2.4374e-06 | 0.00011416 | 4.6585e-05 | 0.076923
3482 | 9.8643e-05 | 1.9158e-06 | 0.00011416 | 4.0476e-05 | 0.057692
3483 | 9.7248e-05 | 1.1238e-06 | 0.00011416 | 3.3602e-05 | 0.057692
3484 | 9.7154e-05 | 1.1265e-06 | 0.00011416 | 4.4294e-05 | 0.076923
3485 | 9.8351e-05 | 1.9191e-06 | 0.00011416 | 7.7897e-05 | 0.11538
3486 | 0.00010144 | 5.7602e-06 | 0.00011416 | 0.00012983 | 0.19231
3487 | 0.00010531 | 1.1682e-05 | 0.00011416 | 0.00018329 | 0.30769
3488 | 0.00010547 | 1.8465e-05 | 0.00011416 | 0.00020314 | 0.46154
3489 | 0.00011202 | 2.4398e-05 | 0.00011416 | 0.00017412 | 0.57692
3490 | 0.00011232 | 2.6933e-05 | 0.00011416 | 0.0001451 | 0.69231
3491 | 0.00011419 | 2.8336e-05 | 0.00011416 | 0.00015197 | 0.76923
3492 | 0.0001091 | 2.4361e-05 | 0.00011416 | 0.00016038 | 0.73077
3493 | 0.00010919 | 2.097e-05 | 0.00011416 | 0.00015427 | 0.69231
3494 | 0.00011451 | 1.6448e-05 | 0.00011416 | 0.00015885 | 0.84615
3495 | 0.00011459 | 1.447e-05 | 0.00011416 | 0.00017412 | 0.96154
3496 | 0.00011549 | 8.267e-06 | 0.00011416 | 0.0001894 | 1
3497 | 0.00011448 | 1.5604e-05 | 0.00011416 | 0.00020772 | 0.92308
3498 | 0.00011241 | 2.0409e-05 | 0.00011416 | 0.00019398 | 0.76923
3499 | 0.00011189 | 2.2112e-05 | 0.00011416 | 0.00016496 | 0.57692
3500 | 0.00011314 | 1.1383e-05 | 0.00011416 | 0.00013823 | 0.46154
3501 | 0.00011082 | 1.054e-05 | 0.00011416 | 0.00011379 | 0.30769
3502 | 0.00011015 | 9.6972e-06 | 0.00011416 | 9.6225e-05 | 0.23077
3503 | 0.0001073 | 5.4765e-06 | 0.00011416 | 8.477e-05 | 0.15385
3504 | 0.00010458 | 2.5597e-06 | 0.00011416 | 6.8369e-05 | 0.076923
3505 | 9.9157e-05 | 1.4867e-06 | 0.00011416 | 4.4367e-05 | 0.076923
3506 | 9.7652e-05 | 1.2788e-06 | 0.00011416 | 3.8548e-05 | 0.057692
3507 | 9.7202e-05 | 1.2822e-06 | 0.00011416 | 3.2002e-05 | 0.057692
3508 | 9.6265e-05 | 1.1329e-06 | 0.00011416 | 4.2185e-05 | 0.076923
3509 | 9.6159e-05 | 1.1455e-05 | 0.00011416 | 7.4187e-05 | 0.11538
3510 | 9.6725e-05 | 3.0003e-05 | 0.00011416 | 0.00012365 | 0.19231
3511 | 9.6727e-05 | 2.4307e-05 | 0.00011416 | 0.00017456 | 0.30769
3512 | 9.8535e-05 | 2.0107e-05 | 0.00011416 | 0.00019347 | 0.46154
3513 | 0.00010282 | 1.5314e-05 | 0.00011416 | 0.00016583 | 0.57692
3514 | 0.00010345 | 1.3513e-05 | 0.00011416 | 0.00013819 | 0.69231
3515 | 0.00010482 | 1.2611e-05 | 0.00011416 | 0.00014474 | 0.76923
3516 | 0.00010146 | 1.8867e-05 | 0.00011416 | 0.00015274 | 0.73077
3517 | 0.000101 | 1.6777e-05 | 0.00011416 | 0.00014692 | 0.69231
3518 | 0.00010426 | 9.6189e-06 | 0.00011416 | 0.00015128 | 0.84615
3519 | 0.00010304 | 8.4277e-06 | 0.00011416 | 0.00016583 | 0.96154
3520 | 0.00010304 | 9.6185e-06 | 0.00011416 | 0.00018038 | 1
3521 | 0.00010247 | 1.6776e-05 | 0.00011416 | 0.00019783 | 0.92308
3522 | 0.00010156 | 2.3643e-05 | 0.00011416 | 0.00018474 | 0.76923
3523 | 0.00010276 | 2.395e-05 | 0.00011416 | 0.0001571 | 0.57692
3524 | 0.00010538 | 1.8589e-05 | 0.00011416 | 0.00013165 | 0.46154
3525 | 0.00010498 | 1.3518e-05 | 0.00011416 | 0.00010837 | 0.30769
3526 | 0.00010407 | 7.557e-06 | 0.00011416 | 9.1643e-05 | 0.23077
3527 | 0.00010164 | 5.7779e-06 | 0.00011416 | 8.0733e-05 | 0.15385
3528 | 9.6931e-05 | 2.559e-06 | 0.00011416 | 6.9736e-05 | 0.076923
3529 | 9.2998e-05 | 1.4874e-06 | 0.00011416 | 4.5254e-05 | 0.076923
3530 | 9.0868e-05 | 1.2835e-06 | 0.00011416 | 3.9319e-05 | 0.057692
3531 | 9.0678e-05 | 1.2886e-06 | 0.00011416 | 3.2642e-05 | 0.057692
3532 | 9.0381e-05 | 1.1379e-06 | 0.00011416 | 4.3029e-05 | 0.076923
3533 | 8.9443e-05 | 1.1461e-05 | 0.00011416 | 7.5671e-05 | 0.11538
3534 | 9.1071e-05 | 3.0023e-05 | 0.00011416 | 0.00012612 | 0.19231
3535 | 9.2043e-05 | 2.4327e-05 | 0.00011416 | 0.00017805 | 0.30769
3536 | 9.0134e-05 | 2.0127e-05 | 0.00011416 | 0.00019734 | 0.46154
3537 | 9.2224e-05 | 1.533e-05 | 0.00011416 | 0.00016915 | 0.57692
3538 | 9.0979e-05 | 1.353e-05 | 0.00011416 | 0.00014096 | 0.69231
3539 | 9.126e-05 | 1.2629e-05 | 0.00011416 | 0.00014763 | 0.76923
3540 | 9.0972e-05 | 1.8893e-05 | 0.00011416 | 0.00015579 | 0.73077
3541 | 9.1871e-05 | 1.6802e-05 | 0.00011416 | 0.00014986 | 0.69231
3542 | 9.2566e-05 | 9.6355e-06 | 0.00011416 | 0.00015431 | 0.84615
3543 | 9.3243e-05 | 8.4433e-06 | 0.00011416 | 0.00016915 | 0.96154
3544 | 9.3907e-05 | 9.6362e-06 | 0.00011416 | 0.00018398 | 1
3545 | 9.5727e-05 | 1.6805e-05 | 0.00011416 | 0.00020179 | 0.92308
3546 | 9.7905e-05 | 2.3682e-05 | 0.00011416 | 0.00018844 | 0.76923
3547 | 9.905e-05 | 2.399e-05 | 0.00011416 | 0.00016024 | 0.57692
3548 | 0.00010279 | 1.8619e-05 | 0.00011416 | 0.00013428 | 0.46154
3549 | 0.00010138 | 1.354e-05 | 0.00011416 | 0.00011054 | 0.30769
3550 | 9.9432e-05 | 7.5707e-06 | 0.00011416 | 9.3476e-05 | 0.23077
3551 | 9.722e-05 | 5.7889e-06 | 0.00011416 | 8.2348e-05 | 0.15385
3552 | 9.1652e-05 | 2.5668e-06 | 0.00011416 | 7.042e-05 | 0.076923
3553 | 8.991e-05 | 1.4959e-06 | 0.00011416 | 4.5698e-05 | 0.076923
3554 | 8.9035e-05 | 1.3055e-06 | 0.00011416 | 3.9705e-05 | 0.057692
3555 | 8.8954e-05 | 1.3098e-06 | 0.00011416 | 3.2962e-05 | 0.057692
3556 | 8.9886e-05 | 1.1489e-06 | 0.00011416 | 4.345e-05 | 0.076923
3557 | 9.0701e-05 | 1.1472e-05 | 0.00011416 | 7.6413e-05 | 0.11538
3558 | 9.513e-05 | 3.0046e-05 | 0.00011416 | 0.00012735 | 0.19231
3559 | 0.00010093 | 2.4345e-05 | 0.00011416 | 0.0001798 | 0.30769
3560 | 0.00010873 | 2.0141e-05 | 0.00011416 | 0.00019927 | 0.46154
3561 | 0.00011507 | 1.5341e-05 | 0.00011416 | 0.00017081 | 0.57692
3562 | 0.00011748 | 1.354e-05 | 0.00011416 | 0.00014234 | 0.69231
3563 | 0.00011976 | 1.2638e-05 | 0.00011416 | 0.00014908 | 0.76923
3564 | 0.00011696 | 1.8906e-05 | 0.00011416 | 0.00015732 | 0.73077
3565 | 0.00011663 | 1.6814e-05 | 0.00011416 | 0.00015133 | 0.69231
3566 | 0.0001237 | 9.643e-06 | 0.00011416 | 0.00015582 | 0.84615
3567 | 0.00012462 | 8.4501e-06 | 0.00011416 | 0.00017081 | 0.96154
3568 | 0.00012554 | 9.6442e-06 | 0.00011416 | 0.00018579 | 1
3569 | 0.00012554 | 1.6817e-05 | 0.00011416 | 0.00020377 | 0.92308
3570 | 0.00012218 | 2.3699e-05 | 0.00011416 | 0.00019028 | 0.76923
3571 | 0.00012002 | 2.4006e-05 | 0.00011416 | 0.00016182 | 0.57692
3572 | 0.00011921 | 1.863e-05 | 0.00011416 | 0.0001356 | 0.46154
3573 | 0.0001169 | 1.3547e-05 | 0.00011416 | 0.00011162 | 0.30769
3574 | 0.00011333 | 7.5736e-06 | 0.00011416 | 9.4392e-05 | 0.23077
3575 | 0.00011196 | 5.7907e-06 | 0.00011416 | 8.3155e-05 | 0.15385
3576 | 0.00010672 | 2.5682e-06 | 0.00011416 | 7.3838e-05 | 0.076923
3577 | 0.00010044 | 1.4976e-06 | 0.00011416 | 4.7916e-05 | 0.076923
3578 | 9.9995e-05 | 1.3117e-06 | 0.00011416 | 4.1632e-05 | 0.057692
3579 | 9.9766e-05 | 1.3144e-06 | 0.00011416 | 3.4563e-05 | 0.057692
3580 | 9.9884e-05 | 1.1505e-06 | 0.00011416 | 4.556e-05 | 0.076923
3581 | 9.9617e-05 | 1.147e-05 | 0.00011416 | 8.0122e-05 | 0.11538
3582 | 0.00010023 | 3.0041e-05 | 0.00011416 | 0.00013354 | 0.19231
3583 | 0.00010462 | 2.4346e-05 | 0.00011416 | 0.00018852 | 0.30769
3584 | 0.00010726 | 2.0144e-05 | 0.00011416 | 0.00020895 | 0.46154
3585 | 0.00011613 | 1.5344e-05 | 0.00011416 | 0.0001791 | 0.57692
3586 | 0.00011894 | 1.3543e-05 | 0.00011416 | 0.00014925 | 0.69231
3587 | 0.00012075 | 1.2639e-05 | 0.00011416 | 0.00015632 | 0.76923
3588 | 0.00011757 | 1.8908e-05 | 0.00011416 | 0.00016496 | 0.73077
3589 | 0.00011616 | 1.6813e-05 | 0.00011416 | 0.00015867 | 0.69231
3590 | 0.00012231 | 9.6423e-06 | 0.00011416 | 0.00016339 | 0.84615
3591 | 0.00012314 | 8.4495e-06 | 0.00011416 | 0.0001791 | 0.96154
3592 | 0.00012322 | 9.6436e-06 | 0.00011416 | 0.00019481 | 1
3593 | 0.00012297 | 1.6818e-05 | 0.00011416 | 0.00021366 | 0.92308
3594 | 0.00011946 | 2.3698e-05 | 0.00011416 | 0.00019952 | 0.76923
3595 | 0.00011848 | 2.4003e-05 | 0.00011416 | 0.00016967 | 0.57692
3596 | 0.00011756 | 1.8625e-05 | 0.00011416 | 0.00014218 | 0.46154
3597 | 0.0001134 | 1.3542e-05 | 0.00011416 | 0.00011704 | 0.30769
3598 | 0.00010968 | 7.5689e-06 | 0.00011416 | 9.8975e-05 | 0.23077
3599 | 0.00010857 | 5.7855e-06 | 0.00011416 | 8.7192e-05 | 0.15385
3600 | 0.0001047 | 2.5641e-06 | 0.00011416 | 5.8113e-05 | 0.038462
3601 | 0.0001014 | 1.493e-06 | 0.00011416 | 3.7712e-05 | 0.038462
3602 | 0.00010129 | 1.3006e-06 | 0.00011416 | 3.2766e-05 | 0.038462
3603 | 0.00010007 | 1.3025e-06 | 0.00011416 | 2.7202e-05 | 0.038462
3604 | 9.924e-05 | 1.1426e-06 | 0.00011416 | 3.5857e-05 | 0.038462
3605 | 9.9776e-05 | 1.1458e-05 | 0.00011416 | 6.3059e-05 | 0.076923
3606 | 0.00010233 | 3.0013e-05 | 0.00011416 | 0.0001051 | 0.15385
3607 | 0.0001049 | 2.4317e-05 | 0.00011416 | 0.00014837 | 0.23077
3608 | 0.00011041 | 2.0114e-05 | 0.00011416 | 0.00016445 | 0.38462
3609 | 0.00011572 | 1.5319e-05 | 0.00011416 | 0.00014096 | 0.46154
3610 | 0.00011735 | 1.3518e-05 | 0.00011416 | 0.00011746 | 0.57692
3611 | 0.00011865 | 1.2617e-05 | 0.00011416 | 0.00012303 | 0.69231
3612 | 0.00011639 | 1.8879e-05 | 0.00011416 | 0.00012983 | 0.61538
3613 | 0.00011599 | 1.6789e-05 | 0.00011416 | 0.00012488 | 0.53846
3614 | 0.00012327 | 9.6272e-06 | 0.00011416 | 0.00012859 | 0.61538
3615 | 0.00012319 | 8.436e-06 | 0.00011416 | 0.00014096 | 0.69231
3616 | 0.00012433 | 9.6281e-06 | 0.00011416 | 0.00015332 | 0.76923
3617 | 0.00012326 | 1.6793e-05 | 0.00011416 | 0.00016816 | 0.69231
3618 | 0.00012035 | 2.3664e-05 | 0.00011416 | 0.00015703 | 0.57692
3619 | 0.00011823 | 2.3968e-05 | 0.00011416 | 0.00013354 | 0.46154
3620 | 0.0001171 | 1.8599e-05 | 0.00011416 | 0.0001119 | 0.30769
3621 | 0.00011439 | 1.3523e-05 | 0.00011416 | 9.2116e-05 | 0.23077
3622 | 0.00011078 | 7.5583e-06 | 0.00011416 | 7.7897e-05 | 0.15385
3623 | 0.0001093 | 5.7776e-06 | 0.00011416 | 6.8623e-05 | 0.076923
3624 | 0.00010429 | 2.4765e-06 | 0.00011416 | 4.8428e-05 | 0.038462
3625 | 0.0001017 | 2.7215e-06 | 0.00011416 | 3.1427e-05 | 0.038462
3626 | 0.00010167 | 1.7739e-06 | 0.00011416 | 2.7305e-05 | 0.038462
3627 | 0.00010113 | 1.1252e-06 | 0.00011416 | 2.2668e-05 | 0.038462
3628 | 0.00010105 | 1.1269e-06 | 0.00011416 | 2.9881e-05 | 0.038462
3629 | 0.00010129 | 3.2175e-06 | 0.00011416 | 5.2549e-05 | 0.076923
3630 | 0.00010398 | 8.5403e-06 | 0.00011416 | 8.7582e-05 | 0.15385
3631 | 0.00010625 | 1.4426e-05 | 0.00011416 | 0.00012365 | 0.23077
3632 | 0.00011118 | 2.3391e-05 | 0.00011416 | 0.00013704 | 0.38462
3633 | 0.00011719 | 2.3126e-05 | 0.00011416 | 0.00011746 | 0.46154
3634 | 0.00011967 | 2.0811e-05 | 0.00011416 | 9.7886e-05 | 0.57692
3635 | 0.00012174 | 2.234e-05 | 0.00011416 | 0.00010252 | 0.69231
3636 | 0.00011849 | 2.2582e-05 | 0.00011416 | 0.00010819 | 0.61538
3637 | 0.0001168 | 1.7976e-05 | 0.00011416 | 0.00010407 | 0.53846
3638 | 0.00012273 | 1.4394e-05 | 0.00011416 | 0.00010716 | 0.61538
3639 | 0.00012393 | 1.1326e-05 | 0.00011416 | 0.00011746 | 0.69231
3640 | 0.00012268 | 1.4395e-05 | 0.00011416 | 0.00012777 | 0.76923
3641 | 0.00012168 | 1.849e-05 | 0.00011416 | 0.00014013 | 0.69231
3642 | 0.00011901 | 2.5656e-05 | 0.00011416 | 0.00013086 | 0.57692
3643 | 0.00011784 | 2.0286e-05 | 0.00011416 | 0.00011128 | 0.46154
3644 | 0.00011682 | 1.1338e-05 | 0.00011416 | 9.3249e-05 | 0.30769
3645 | 0.00011274 | 1.1086e-05 | 0.00011416 | 7.6763e-05 | 0.23077
3646 | 0.00010848 | 9.044e-06 | 0.00011416 | 6.4914e-05 | 0.15385
3647 | 0.00010504 | 5.4786e-06 | 0.00011416 | 5.7186e-05 | 0.076923
3648 | 0.00010239 | 3.2492e-06 | 0.00011416 | 6.7799e-05 | 0.076923
3649 | 9.8873e-05 | 2.4367e-06 | 0.00011416 | 4.3997e-05 | 0.076923
3650 | 9.8185e-05 | 1.9147e-06 | 0.00011416 | 3.8227e-05 | 0.057692
3651 | 9.8544e-05 | 1.1235e-06 | 0.00011416 | 3.1736e-05 | 0.057692
3652 | 9.8434e-05 | 1.1248e-06 | 0.00011416 | 4.1833e-05 | 0.076923
3653 | 9.851e-05 | 1.9159e-06 | 0.00011416 | 7.3569e-05 | 0.11538
3654 | 0.00010135 | 5.7545e-06 | 0.00011416 | 0.00012262 | 0.19231
3655 | 0.00010336 | 1.1672e-05 | 0.00011416 | 0.0001731 | 0.30769
3656 | 0.00010644 | 1.8451e-05 | 0.00011416 | 0.00019186 | 0.46154
3657 | 0.0001119 | 2.438e-05 | 0.00011416 | 0.00016445 | 0.57692
3658 | 0.00011357 | 2.6915e-05 | 0.00011416 | 0.00013704 | 0.69231
3659 | 0.00011503 | 2.832e-05 | 0.00011416 | 0.00014353 | 0.76923
3660 | 0.00011039 | 2.4346e-05 | 0.00011416 | 0.00015147 | 0.73077
3661 | 0.00011026 | 2.0958e-05 | 0.00011416 | 0.0001457 | 0.69231
3662 | 0.00011703 | 1.6439e-05 | 0.00011416 | 0.00015002 | 0.84615
3663 | 0.00011671 | 1.4465e-05 | 0.00011416 | 0.00016445 | 0.96154
3664 | 0.00011648 | 8.2643e-06 | 0.00011416 | 0.00017887 | 1
3665 | 0.00011622 | 1.5598e-05 | 0.00011416 | 0.00019618 | 0.92308
3666 | 0.00011412 | 2.04e-05 | 0.00011416 | 0.0001832 | 0.76923
3667 | 0.00011236 | 2.21e-05 | 0.00011416 | 0.00015579 | 0.57692
3668 | 0.00011227 | 1.1375e-05 | 0.00011416 | 0.00013055 | 0.46154
3669 | 0.00010978 | 1.053e-05 | 0.00011416 | 0.00010747 | 0.30769
3670 | 0.00010596 | 9.6863e-06 | 0.00011416 | 9.0879e-05 | 0.23077
3671 | 0.00010392 | 5.4676e-06 | 0.00011416 | 8.006e-05 | 0.15385
3672 | 0.00010114 | 2.5527e-06 | 0.00011416 | 6.457e-05 | 0.076923
3673 | 9.8721e-05 | 1.4783e-06 | 0.00011416 | 4.1902e-05 | 0.076923
3674 | 9.7163e-05 | 1.2587e-06 | 0.00011416 | 3.6407e-05 | 0.057692
3675 | 9.6919e-05 | 1.2605e-06 | 0.00011416 | 3.0224e-05 | 0.057692
3676 | 9.6791e-05 | 1.1191e-06 | 0.00011416 | 3.9841e-05 | 0.076923
3677 | 9.6544e-05 | 1.1436e-05 | 0.00011416 | 7.0066e-05 | 0.11538
3678 | 9.7199e-05 | 2.9972e-05 | 0.00011416 | 0.00011678 | 0.19231
3679 | 9.6902e-05 | 2.4296e-05 | 0.00011416 | 0.00016486 | 0.30769
3680 | 9.6692e-05 | 2.0106e-05 | 0.00011416 | 0.00018272 | 0.46154
3681 | 9.6527e-05 | 1.5313e-05 | 0.00011416 | 0.00015662 | 0.57692
3682 | 9.8807e-05 | 1.3512e-05 | 0.00011416 | 0.00013051 | 0.69231
3683 | 0.00010047 | 1.2606e-05 | 0.00011416 | 0.0001367 | 0.76923
3684 | 9.9101e-05 | 1.8857e-05 | 0.00011416 | 0.00014425 | 0.73077
3685 | 9.9222e-05 | 1.6773e-05 | 0.00011416 | 0.00013876 | 0.69231
3686 | 9.9989e-05 | 9.6205e-06 | 0.00011416 | 0.00014288 | 0.84615
3687 | 9.9645e-05 | 8.431e-06 | 0.00011416 | 0.00015662 | 0.96154
3688 | 0.00010049 | 9.6193e-06 | 0.00011416 | 0.00017036 | 1
3689 | 9.8987e-05 | 1.6776e-05 | 0.00011416 | 0.00018684 | 0.92308
3690 | 9.7903e-05 | 2.364e-05 | 0.00011416 | 0.00017448 | 0.76923
3691 | 9.8666e-05 | 2.3942e-05 | 0.00011416 | 0.00014837 | 0.57692
3692 | 0.00010017 | 1.8574e-05 | 0.00011416 | 0.00012433 | 0.46154
3693 | 9.9732e-05 | 1.3499e-05 | 0.00011416 | 0.00010235 | 0.30769
3694 | 9.7585e-05 | 7.5409e-06 | 0.00011416 | 8.6552e-05 | 0.23077
3695 | 9.5617e-05 | 5.7607e-06 | 0.00011416 | 7.6248e-05 | 0.15385
3696 | 9.4917e-05 | 2.5435e-06 | 0.00011416 | 6.5862e-05 | 0.076923
3697 | 9.1095e-05 | 1.4677e-06 | 0.00011416 | 4.274e-05 | 0.076923
3698 | 9.0189e-05 | 1.2259e-06 | 0.00011416 | 3.7135e-05 | 0.057692
3699 | 8.9617e-05 | 1.2251e-06 | 0.00011416 | 3.0829e-05 | 0.057692
3700 | 8.9379e-05 | 1.0971e-06 | 0.00011416 | 4.0638e-05 | 0.076923
3701 | 9.0178e-05 | 1.141e-05 | 0.00011416 | 7.1467e-05 | 0.11538
3702 | 9.0537e-05 | 2.9905e-05 | 0.00011416 | 0.00011911 | 0.19231
3703 | 9.0421e-05 | 2.4234e-05 | 0.00011416 | 0.00016816 | 0.30769
3704 | 9.0236e-05 | 2.0053e-05 | 0.00011416 | 0.00018638 | 0.46154
3705 | 9.0756e-05 | 1.5276e-05 | 0.00011416 | 0.00015975 | 0.57692
3706 | 9.0624e-05 | 1.3484e-05 | 0.00011416 | 0.00013313 | 0.69231
3707 | 9.2952e-05 | 1.2589e-05 | 0.00011416 | 0.00013943 | 0.76923
3708 | 9.2497e-05 | 1.8841e-05 | 0.00011416 | 0.00014714 | 0.73077
3709 | 9.284e-05 | 1.6757e-05 | 0.00011416 | 0.00014153 | 0.69231
3710 | 9.1398e-05 | 9.6081e-06 | 0.00011416 | 0.00014574 | 0.84615
3711 | 9.295e-05 | 8.4215e-06 | 0.00011416 | 0.00015975 | 0.96154
3712 | 9.4039e-05 | 9.6066e-06 | 0.00011416 | 0.00017376 | 1
3713 | 9.5716e-05 | 1.6753e-05 | 0.00011416 | 0.00019058 | 0.92308
3714 | 9.7068e-05 | 2.3606e-05 | 0.00011416 | 0.00017797 | 0.76923
3715 | 9.8614e-05 | 2.3904e-05 | 0.00011416 | 0.00015134 | 0.57692
3716 | 9.9893e-05 | 1.8546e-05 | 0.00011416 | 0.00012682 | 0.46154
3717 | 9.8991e-05 | 1.3482e-05 | 0.00011416 | 0.0001044 | 0.30769
3718 | 9.7648e-05 | 7.5311e-06 | 0.00011416 | 8.8283e-05 | 0.23077
3719 | 9.5459e-05 | 5.7536e-06 | 0.00011416 | 7.7773e-05 | 0.15385
3720 | 9.1088e-05 | 2.54e-06 | 0.00011416 | 6.6508e-05 | 0.076923
3721 | 9.0561e-05 | 1.4641e-06 | 0.00011416 | 4.3159e-05 | 0.076923
3722 | 9.0078e-05 | 1.2205e-06 | 0.00011416 | 3.7499e-05 | 0.057692
3723 | 8.9298e-05 | 1.224e-06 | 0.00011416 | 3.1131e-05 | 0.057692
3724 | 9.1142e-05 | 1.0992e-06 | 0.00011416 | 4.1037e-05 | 0.076923
3725 | 9.1523e-05 | 1.1417e-05 | 0.00011416 | 7.2168e-05 | 0.11538
3726 | 9.6187e-05 | 2.9917e-05 | 0.00011416 | 0.00012028 | 0.19231
3727 | 9.856e-05 | 2.4237e-05 | 0.00011416 | 0.00016981 | 0.30769
3728 | 0.00010318 | 2.005e-05 | 0.00011416 | 0.0001882 | 0.46154
3729 | 0.00010827 | 1.5269e-05 | 0.00011416 | 0.00016132 | 0.57692
3730 | 0.00011024 | 1.3474e-05 | 0.00011416 | 0.00013443 | 0.69231
3731 | 0.00011272 | 1.2577e-05 | 0.00011416 | 0.0001408 | 0.76923
3732 | 0.00010864 | 1.882e-05 | 0.00011416 | 0.00014858 | 0.73077
3733 | 0.00010699 | 1.6736e-05 | 0.00011416 | 0.00014292 | 0.69231
3734 | 0.0001133 | 9.5947e-06 | 0.00011416 | 0.00014717 | 0.84615
3735 | 0.0001136 | 8.4064e-06 | 0.00011416 | 0.00016132 | 0.96154
3736 | 0.00011519 | 9.5954e-06 | 0.00011416 | 0.00017547 | 1
3737 | 0.0001158 | 1.6739e-05 | 0.00011416 | 0.00019245 | 0.92308
3738 | 0.00011349 | 2.3591e-05 | 0.00011416 | 0.00017971 | 0.76923
3739 | 0.00011233 | 2.3896e-05 | 0.00011416 | 0.00015283 | 0.57692
3740 | 0.0001116 | 1.8543e-05 | 0.00011416 | 0.00012806 | 0.46154
3741 | 0.00010903 | 1.348e-05 | 0.00011416 | 0.00010542 | 0.30769
3742 | 0.00010462 | 7.5315e-06 | 0.00011416 | 8.9148e-05 | 0.23077
3743 | 0.00010262 | 5.7549e-06 | 0.00011416 | 7.8536e-05 | 0.15385
3744 | 0.00010009 | 2.5388e-06 | 0.00011416 | 6.9736e-05 | 0.076923
3745 | 9.7448e-05 | 1.4599e-06 | 0.00011416 | 4.5254e-05 | 0.076923
3746 | 9.696e-05 | 1.2037e-06 | 0.00011416 | 3.9319e-05 | 0.057692
3747 | 9.5876e-05 | 1.2047e-06 | 0.00011416 | 3.2642e-05 | 0.057692
3748 | 9.617e-05 | 1.0873e-06 | 0.00011416 | 4.3029e-05 | 0.076923
3749 | 9.6338e-05 | 1.1405e-05 | 0.00011416 | 7.5671e-05 | 0.11538
3750 | 9.754e-05 | 2.9893e-05 | 0.00011416 | 0.00012612 | 0.19231
3751 | 9.7702e-05 | 2.4228e-05 | 0.00011416 | 0.00017805 | 0.30769
3752 | 9.7202e-05 | 2.0051e-05 | 0.00011416 | 0.00019734 | 0.46154
3753 | 0.00010348 | 1.5271e-05 | 0.00011416 | 0.00016915 | 0.57692
3754 | 0.00010694 | 1.3478e-05 | 0.00011416 | 0.00014096 | 0.69231
3755 | 0.00010855 | 1.2581e-05 | 0.00011416 | 0.00014763 | 0.76923
3756 | 0.00010517 | 1.8824e-05 | 0.00011416 | 0.00015579 | 0.73077
3757 | 0.00010503 | 1.6733e-05 | 0.00011416 | 0.00014986 | 0.69231
3758 | 0.00010862 | 9.5894e-06 | 0.00011416 | 0.00015431 | 0.84615
3759 | 0.00010844 | 8.3989e-06 | 0.00011416 | 0.00016915 | 0.96154
3760 | 0.0001084 | 9.5854e-06 | 0.00011416 | 0.00018398 | 1
3761 | 0.00010621 | 1.672e-05 | 0.00011416 | 0.00020179 | 0.92308
3762 | 0.00010519 | 2.3564e-05 | 0.00011416 | 0.00018844 | 0.76923
3763 | 0.00010514 | 2.3865e-05 | 0.00011416 | 0.00016024 | 0.57692
3764 | 0.00010614 | 1.8518e-05 | 0.00011416 | 0.00013428 | 0.46154
3765 | 0.00010466 | 1.3461e-05 | 0.00011416 | 0.00011054 | 0.30769
3766 | 0.0001026 | 7.5191e-06 | 0.00011416 | 9.3476e-05 | 0.23077
3767 | 0.00010074 | 5.7443e-06 | 0.00011416 | 8.2348e-05 | 0.15385
3768 | 9.7331e-05 | 2.5318e-06 | 0.00011416 | 5.4885e-05 | 0.038462
3769 | 9.4601e-05 | 1.4528e-06 | 0.00011416 | 3.5617e-05 | 0.038462
3770 | 9.2983e-05 | 1.1852e-06 | 0.00011416 | 3.0946e-05 | 0.038462
3771 | 9.3662e-05 | 1.1883e-06 | 0.00011416 | 2.5691e-05 | 0.038462
3772 | 9.403e-05 | 1.0792e-06 | 0.00011416 | 3.3865e-05 | 0.038462
3773 | 9.3893e-05 | 1.1399e-05 | 0.00011416 | 5.9556e-05 | 0.076923
3774 | 9.7627e-05 | 2.9879e-05 | 0.00011416 | 9.926e-05 | 0.15385
3775 | 0.00010076 | 2.4212e-05 | 0.00011416 | 0.00014013 | 0.23077
3776 | 0.00010686 | 2.0033e-05 | 0.00011416 | 0.00015531 | 0.38462
3777 | 0.00011327 | 1.5269e-05 | 0.00011416 | 0.00013313 | 0.46154
3778 | 0.00011712 | 1.3479e-05 | 0.00011416 | 0.00011094 | 0.57692
3779 | 0.00011806 | 1.2585e-05 | 0.00011416 | 0.00011619 | 0.69231
3780 | 0.00011487 | 1.8834e-05 | 0.00011416 | 0.00012262 | 0.61538
3781 | 0.00011309 | 1.6747e-05 | 0.00011416 | 0.00011794 | 0.53846
3782 | 0.00011881 | 9.5983e-06 | 0.00011416 | 0.00012145 | 0.61538
3783 | 0.00011864 | 8.4076e-06 | 0.00011416 | 0.00013313 | 0.69231
3784 | 0.00011892 | 9.595e-06 | 0.00011416 | 0.0001448 | 0.76923
3785 | 0.00011689 | 1.6738e-05 | 0.00011416 | 0.00015882 | 0.69231
3786 | 0.00011463 | 2.3584e-05 | 0.00011416 | 0.00014831 | 0.57692
3787 | 0.0001146 | 2.3886e-05 | 0.00011416 | 0.00012612 | 0.46154
3788 | 0.00011315 | 1.8533e-05 | 0.00011416 | 0.00010568 | 0.30769
3789 | 0.0001103 | 1.3472e-05 | 0.00011416 | 8.6998e-05 | 0.23077
3790 | 0.00010723 | 7.5257e-06 | 0.00011416 | 7.3569e-05 | 0.15385
3791 | 0.00010394 | 5.7495e-06 | 0.00011416 | 6.4811e-05 | 0.076923
3792 | 0.00010192 | 2.4522e-06 | 0.00011416 | 4.8428e-05 | 0.038462
3793 | 9.9054e-05 | 2.6964e-06 | 0.00011416 | 3.1427e-05 | 0.038462
3794 | 9.8858e-05 | 1.7446e-06 | 0.00011416 | 2.7305e-05 | 0.038462
3795 | 9.787e-05 | 1.0618e-06 | 0.00011416 | 2.2668e-05 | 0.038462
3796 | 9.7604e-05 | 1.0626e-06 | 0.00011416 | 2.9881e-05 | 0.038462
3797 | 9.8113e-05 | 3.1908e-06 | 0.00011416 | 5.2549e-05 | 0.076923
3798 | 0.00010077 | 8.4989e-06 | 0.00011416 | 8.7582e-05 | 0.15385
3799 | 0.00010608 | 1.4361e-05 | 0.00011416 | 0.00012365 | 0.23077
3800 | 0.00010856 | 2.3287e-05 | 0.00011416 | 0.00013704 | 0.38462
3801 | 0.00011364 | 2.3022e-05 | 0.00011416 | 0.00011746 | 0.46154
3802 | 0.00011444 | 2.0714e-05 | 0.00011416 | 9.7886e-05 | 0.57692
3803 | 0.00011468 | 2.224e-05 | 0.00011416 | 0.00010252 | 0.69231
3804 | 0.00010964 | 2.2483e-05 | 0.00011416 | 0.00010819 | 0.61538
3805 | 0.00010988 | 1.7898e-05 | 0.00011416 | 0.00010407 | 0.53846
3806 | 0.00011735 | 1.4327e-05 | 0.00011416 | 0.00010716 | 0.61538
3807 | 0.00011688 | 1.1268e-05 | 0.00011416 | 0.00011746 | 0.69231
3808 | 0.00011773 | 1.432e-05 | 0.00011416 | 0.00012777 | 0.76923
3809 | 0.00011683 | 1.8394e-05 | 0.00011416 | 0.00014013 | 0.69231
3810 | 0.00011536 | 2.5526e-05 | 0.00011416 | 0.00013086 | 0.57692
3811 | 0.00011421 | 2.0182e-05 | 0.00011416 | 0.00011128 | 0.46154
3812 | 0.00011394 | 1.1276e-05 | 0.00011416 | 9.3249e-05 | 0.30769
3813 | 0.00011079 | 1.1024e-05 | 0.00011416 | 7.6763e-05 | 0.23077
3814 | 0.00010752 | 8.9909e-06 | 0.00011416 | 6.4914e-05 | 0.15385
3815 | 0.00010309 | 5.4402e-06 | 0.00011416 | 5.7186e-05 | 0.076923
3816 | 0.00010113 | 3.2175e-06 | 0.00011416 | 6.7799e-05 | 0.076923
3817 | 9.8752e-05 | 2.405e-06 | 0.00011416 | 4.3997e-05 | 0.076923
3818 | 9.8095e-05 | 1.8807e-06 | 0.00011416 | 3.8227e-05 | 0.057692
3819 | 9.7067e-05 | 1.055e-06 | 0.00011416 | 3.1736e-05 | 0.057692
3820 | 9.6539e-05 | 1.056e-06 | 0.00011416 | 4.1833e-05 | 0.076923
3821 | 9.7204e-05 | 1.882e-06 | 0.00011416 | 7.3569e-05 | 0.11538
3822 | 9.876e-05 | 5.7184e-06 | 0.00011416 | 0.00012262 | 0.19231
3823 | 0.00010363 | 1.1616e-05 | 0.00011416 | 0.0001731 | 0.30769
3824 | 0.00010634 | 1.8369e-05 | 0.00011416 | 0.00019186 | 0.46154
3825 | 0.00011212 | 2.4276e-05 | 0.00011416 | 0.00016445 | 0.57692
3826 | 0.00011368 | 2.6805e-05 | 0.00011416 | 0.00013704 | 0.69231
3827 | 0.00011534 | 2.8204e-05 | 0.00011416 | 0.00014353 | 0.76923
3828 | 0.00011077 | 2.4248e-05 | 0.00011416 | 0.00015147 | 0.73077
3829 | 0.00011022 | 2.0873e-05 | 0.00011416 | 0.0001457 | 0.69231
3830 | 0.00011681 | 1.6373e-05 | 0.00011416 | 0.00015002 | 0.84615
3831 | 0.00011751 | 1.4403e-05 | 0.00011416 | 0.00016445 | 0.96154
3832 | 0.00011742 | 8.2236e-06 | 0.00011416 | 0.00017887 | 1
3833 | 0.00011686 | 1.5533e-05 | 0.00011416 | 0.00019618 | 0.92308
3834 | 0.00011366 | 2.0312e-05 | 0.00011416 | 0.0001832 | 0.76923
3835 | 0.00011198 | 2.2003e-05 | 0.00011416 | 0.00015579 | 0.57692
3836 | 0.00011278 | 1.1322e-05 | 0.00011416 | 0.00013055 | 0.46154
3837 | 0.00011058 | 1.0482e-05 | 0.00011416 | 0.00010747 | 0.30769
3838 | 0.00010697 | 9.6422e-06 | 0.00011416 | 9.0879e-05 | 0.23077
3839 | 0.00010326 | 5.4385e-06 | 0.00011416 | 8.006e-05 | 0.15385
3840 | 0.00010079 | 2.5285e-06 | 0.00011416 | 6.457e-05 | 0.076923
3841 | 9.6986e-05 | 1.4471e-06 | 0.00011416 | 4.1902e-05 | 0.076923
3842 | 9.5384e-05 | 1.1653e-06 | 0.00011416 | 3.6407e-05 | 0.057692
3843 | 9.4662e-05 | 1.1685e-06 | 0.00011416 | 3.0224e-05 | 0.057692
3844 | 9.4721e-05 | 1.069e-06 | 0.00011416 | 3.9841e-05 | 0.076923
3845 | 9.3863e-05 | 1.1394e-05 | 0.00011416 | 7.0066e-05 | 0.11538
3846 | 9.6736e-05 | 2.9857e-05 | 0.00011416 | 0.00011678 | 0.19231
3847 | 9.7805e-05 | 2.4187e-05 | 0.00011416 | 0.00016486 | 0.30769
3848 | 9.8817e-05 | 2.0009e-05 | 0.00011416 | 0.00018272 | 0.46154
3849 | 0.0001025 | 1.5238e-05 | 0.00011416 | 0.00015662 | 0.57692
3850 | 0.00010354 | 1.3447e-05 | 0.00011416 | 0.00013051 | 0.69231
3851 | 0.00010447 | 1.255e-05 | 0.00011416 | 0.0001367 | 0.76923
3852 | 0.00010076 | 1.8781e-05 | 0.00011416 | 0.00014425 | 0.73077
3853 | 0.00010006 | 1.67e-05 | 0.00011416 | 0.00013876 | 0.69231
3854 | 0.00010326 | 9.5724e-06 | 0.00011416 | 0.00014288 | 0.84615
3855 | 0.00010255 | 8.3857e-06 | 0.00011416 | 0.00015662 | 0.96154
3856 | 0.00010082 | 9.5726e-06 | 0.00011416 | 0.00017036 | 1
3857 | 9.9692e-05 | 1.6701e-05 | 0.00011416 | 0.00018684 | 0.92308
3858 | 9.9296e-05 | 2.354e-05 | 0.00011416 | 0.00017448 | 0.76923
3859 | 9.972e-05 | 2.3845e-05 | 0.00011416 | 0.00014837 | 0.57692
3860 | 0.00010089 | 1.8501e-05 | 0.00011416 | 0.00012433 | 0.46154
3861 | 0.00010049 | 1.3449e-05 | 0.00011416 | 0.00010235 | 0.30769
3862 | 0.00010014 | 7.5112e-06 | 0.00011416 | 8.6552e-05 | 0.23077
3863 | 9.8208e-05 | 5.7373e-06 | 0.00011416 | 7.6248e-05 | 0.15385
3864 | 9.5333e-05 | 2.5243e-06 | 0.00011416 | 6.5862e-05 | 0.076923
3865 | 9.1645e-05 | 1.4411e-06 | 0.00011416 | 4.274e-05 | 0.076923
3866 | 9.0093e-05 | 1.1471e-06 | 0.00011416 | 3.7135e-05 | 0.057692
3867 | 8.9402e-05 | 1.1491e-06 | 0.00011416 | 3.0829e-05 | 0.057692
3868 | 8.9532e-05 | 1.0569e-06 | 0.00011416 | 4.0638e-05 | 0.076923
3869 | 8.8927e-05 | 1.1379e-05 | 0.00011416 | 7.1467e-05 | 0.11538
3870 | 8.9969e-05 | 2.9823e-05 | 0.00011416 | 0.00011911 | 0.19231
3871 | 9.2384e-05 | 2.4159e-05 | 0.00011416 | 0.00016816 | 0.30769
3872 | 9.2827e-05 | 1.9981e-05 | 0.00011416 | 0.00018638 | 0.46154
3873 | 9.4665e-05 | 1.5215e-05 | 0.00011416 | 0.00015975 | 0.57692
3874 | 9.6326e-05 | 1.3425e-05 | 0.00011416 | 0.00013313 | 0.69231
3875 | 9.5701e-05 | 1.2527e-05 | 0.00011416 | 0.00013943 | 0.76923
3876 | 9.5435e-05 | 1.8752e-05 | 0.00011416 | 0.00014714 | 0.73077
3877 | 9.5149e-05 | 1.6672e-05 | 0.00011416 | 0.00014153 | 0.69231
3878 | 9.5864e-05 | 9.554e-06 | 0.00011416 | 0.00014574 | 0.84615
3879 | 9.5595e-05 | 8.3698e-06 | 0.00011416 | 0.00015975 | 0.96154
3880 | 9.5773e-05 | 9.5549e-06 | 0.00011416 | 0.00017376 | 1
3881 | 9.6879e-05 | 1.6674e-05 | 0.00011416 | 0.00019058 | 0.92308
3882 | 9.8563e-05 | 2.3507e-05 | 0.00011416 | 0.00017797 | 0.76923
3883 | 0.00010067 | 2.381e-05 | 0.00011416 | 0.00015134 | 0.57692
3884 | 0.00010336 | 1.8472e-05 | 0.00011416 | 0.00012682 | 0.46154
3885 | 0.00010296 | 1.3429e-05 | 0.00011416 | 0.0001044 | 0.30769
3886 | 0.00010098 | 7.5013e-06 | 0.00011416 | 8.8283e-05 | 0.23077
3887 | 9.7437e-05 | 5.7309e-06 | 0.00011416 | 7.7773e-05 | 0.15385
3888 | 9.3513e-05 | 2.5208e-06 | 0.00011416 | 6.6508e-05 | 0.076923
3889 | 9.0966e-05 | 1.4383e-06 | 0.00011416 | 4.3159e-05 | 0.076923
3890 | 9.1536e-05 | 1.1393e-06 | 0.00011416 | 3.7499e-05 | 0.057692
3891 | 9.1623e-05 | 1.1446e-06 | 0.00011416 | 3.1131e-05 | 0.057692
3892 | 9.1687e-05 | 1.0564e-06 | 0.00011416 | 4.1037e-05 | 0.076923
3893 | 9.2092e-05 | 1.1384e-05 | 0.00011416 | 7.2168e-05 | 0.11538
3894 | 9.468e-05 | 2.9834e-05 | 0.00011416 | 0.00012028 | 0.19231
3895 | 0.00010148 | 2.4171e-05 | 0.00011416 | 0.00016981 | 0.30769
3896 | 0.00010541 | 1.9996e-05 | 0.00011416 | 0.0001882 | 0.46154
3897 | 0.00011197 | 1.5229e-05 | 0.00011416 | 0.00016132 | 0.57692
3898 | 0.00011516 | 1.344e-05 | 0.00011416 | 0.00013443 | 0.69231
3899 | 0.00011668 | 1.2543e-05 | 0.00011416 | 0.0001408 | 0.76923
3900 | 0.00011267 | 1.8773e-05 | 0.00011416 | 0.00014858 | 0.73077
3901 | 0.00011133 | 1.6694e-05 | 0.00011416 | 0.00014292 | 0.69231
3902 | 0.00011885 | 9.5681e-06 | 0.00011416 | 0.00014717 | 0.84615
3903 | 0.00011996 | 8.3823e-06 | 0.00011416 | 0.00016132 | 0.96154
3904 | 0.00012116 | 9.5691e-06 | 0.00011416 | 0.00017547 | 1
3905 | 0.00011971 | 1.6697e-05 | 0.00011416 | 0.00019245 | 0.92308
3906 | 0.00011686 | 2.3533e-05 | 0.00011416 | 0.00017971 | 0.76923
3907 | 0.00011516 | 2.3837e-05 | 0.00011416 | 0.00015283 | 0.57692
3908 | 0.0001141 | 1.8498e-05 | 0.00011416 | 0.00012806 | 0.46154
3909 | 0.00011194 | 1.3449e-05 | 0.00011416 | 0.00010542 | 0.30769
3910 | 0.00010924 | 7.5129e-06 | 0.00011416 | 8.9148e-05 | 0.23077
3911 | 0.00010559 | 5.7402e-06 | 0.00011416 | 7.8536e-05 | 0.15385
3912 | 0.00010333 | 2.5271e-06 | 0.00011416 | 6.9736e-05 | 0.076923
3913 | 9.9056e-05 | 1.4443e-06 | 0.00011416 | 4.5254e-05 | 0.076923
3914 | 9.8982e-05 | 1.1535e-06 | 0.00011416 | 3.9319e-05 | 0.057692
3915 | 9.836e-05 | 1.1569e-06 | 0.00011416 | 3.2642e-05 | 0.057692
3916 | 9.7763e-05 | 1.0637e-06 | 0.00011416 | 4.3029e-05 | 0.076923
3917 | 9.8151e-05 | 1.1392e-05 | 0.00011416 | 7.5671e-05 | 0.11538
3918 | 0.0001002 | 2.9855e-05 | 0.00011416 | 0.00012612 | 0.19231
3919 | 0.0001034 | 2.4186e-05 | 0.00011416 | 0.00017805 | 0.30769
3920 | 0.00010765 | 2.0007e-05 | 0.00011416 | 0.00019734 | 0.46154
3921 | 0.00011505 | 1.5237e-05 | 0.00011416 | 0.00016915 | 0.57692
3922 | 0.00011838 | 1.3445e-05 | 0.00011416 | 0.00014096 | 0.69231
3923 | 0.00011952 | 1.2548e-05 | 0.00011416 | 0.00014763 | 0.76923
3924 | 0.00011328 | 1.878e-05 | 0.00011416 | 0.00015579 | 0.73077
3925 | 0.00011346 | 1.6699e-05 | 0.00011416 | 0.00014986 | 0.69231
3926 | 0.00012045 | 9.5719e-06 | 0.00011416 | 0.00015431 | 0.84615
3927 | 0.00012008 | 8.3858e-06 | 0.00011416 | 0.00016915 | 0.96154
3928 | 0.00012098 | 9.5729e-06 | 0.00011416 | 0.00018398 | 1
3929 | 0.00012087 | 1.6703e-05 | 0.00011416 | 0.00020179 | 0.92308
3930 | 0.00011775 | 2.3542e-05 | 0.00011416 | 0.00018844 | 0.76923
3931 | 0.00011673 | 2.3847e-05 | 0.00011416 | 0.00016024 | 0.57692
3932 | 0.00011532 | 1.8504e-05 | 0.00011416 | 0.00013428 | 0.46154
3933 | 0.00011252 | 1.3452e-05 | 0.00011416 | 0.00011054 | 0.30769
3934 | 0.00010978 | 7.5142e-06 | 0.00011416 | 9.3476e-05 | 0.23077
3935 | 0.00010672 | 5.7404e-06 | 0.00011416 | 8.2348e-05 | 0.15385
3936 | 0.00010313 | 2.5269e-06 | 0.00011416 | 5.4885e-05 | 0.038462
3937 | 0.00010126 | 1.444e-06 | 0.00011416 | 3.5617e-05 | 0.038462
3938 | 0.00010006 | 1.1553e-06 | 0.00011416 | 3.0946e-05 | 0.038462
3939 | 9.8019e-05 | 1.1568e-06 | 0.00011416 | 2.5691e-05 | 0.038462
3940 | 9.8193e-05 | 1.0624e-06 | 0.00011416 | 3.3865e-05 | 0.038462
3941 | 9.7675e-05 | 1.1389e-05 | 0.00011416 | 5.9556e-05 | 0.076923
3942 | 0.00010096 | 2.9866e-05 | 0.00011416 | 9.926e-05 | 0.15385
3943 | 0.00010673 | 2.4201e-05 | 0.00011416 | 0.00014013 | 0.23077
3944 | 0.00011004 | 2.0025e-05 | 0.00011416 | 0.00015531 | 0.38462
3945 | 0.0001146 | 1.5255e-05 | 0.00011416 | 0.00013313 | 0.46154
3946 | 0.00011603 | 1.3463e-05 | 0.00011416 | 0.00011094 | 0.57692
3947 | 0.00011731 | 1.2566e-05 | 0.00011416 | 0.00011619 | 0.69231
3948 | 0.00011263 | 1.8806e-05 | 0.00011416 | 0.00012262 | 0.61538
3949 | 0.00011284 | 1.6724e-05 | 0.00011416 | 0.00011794 | 0.53846
3950 | 0.00012011 | 9.5875e-06 | 0.00011416 | 0.00012145 | 0.61538
3951 | 0.00012024 | 8.3993e-06 | 0.00011416 | 0.00013313 | 0.69231
3952 | 0.00012052 | 9.5857e-06 | 0.00011416 | 0.0001448 | 0.76923
3953 | 0.00011976 | 1.672e-05 | 0.00011416 | 0.00015882 | 0.69231
3954 | 0.00011672 | 2.3561e-05 | 0.00011416 | 0.00014831 | 0.57692
3955 | 0.00011487 | 2.3862e-05 | 0.00011416 | 0.00012612 | 0.46154
3956 | 0.0001161 | 1.8516e-05 | 0.00011416 | 0.00010568 | 0.30769
3957 | 0.00011297 | 1.346e-05 | 0.00011416 | 8.6998e-05 | 0.23077
3958 | 0.00010838 | 7.5179e-06 | 0.00011416 | 7.3569e-05 | 0.15385
3959 | 0.00010481 | 5.7431e-06 | 0.00011416 | 6.4811e-05 | 0.076923
3960 | 0.00010396 | 2.4473e-06 | 0.00011416 | 4.8428e-05 | 0.038462
3961 | 9.8885e-05 | 2.6923e-06 | 0.00011416 | 3.1427e-05 | 0.038462
3962 | 9.8674e-05 | 1.7399e-06 | 0.00011416 | 2.7305e-05 | 0.038462
3963 | 9.8389e-05 | 1.0499e-06 | 0.00011416 | 2.2668e-05 | 0.038462
3964 | 9.9019e-05 | 1.0514e-06 | 0.00011416 | 2.9881e-05 | 0.038462
3965 | 9.8893e-05 | 3.188e-06 | 0.00011416 | 5.2549e-05 | 0.076923
3966 | 0.00010045 | 8.493e-06 | 0.00011416 | 8.7582e-05 | 0.15385
3967 | 0.00010447 | 1.4354e-05 | 0.00011416 | 0.00012365 | 0.23077
3968 | 0.00010888 | 2.3282e-05 | 0.00011416 | 0.00013704 | 0.38462
3969 | 0.00011536 | 2.3019e-05 | 0.00011416 | 0.00011746 | 0.46154
3970 | 0.00011791 | 2.0711e-05 | 0.00011416 | 9.7886e-05 | 0.57692
3971 | 0.00012005 | 2.223e-05 | 0.00011416 | 0.00010252 | 0.69231
3972 | 0.00011642 | 2.247e-05 | 0.00011416 | 0.00010819 | 0.61538
3973 | 0.00011732 | 1.7884e-05 | 0.00011416 | 0.00010407 | 0.53846
3974 | 0.00012359 | 1.432e-05 | 0.00011416 | 0.00010716 | 0.61538
3975 | 0.00012496 | 1.1267e-05 | 0.00011416 | 0.00011746 | 0.69231
3976 | 0.00012571 | 1.4323e-05 | 0.00011416 | 0.00012777 | 0.76923
3977 | 0.00012547 | 1.8402e-05 | 0.00011416 | 0.00014013 | 0.69231
3978 | 0.00012227 | 2.5539e-05 | 0.00011416 | 0.00013086 | 0.57692
3979 | 0.00012042 | 2.0191e-05 | 0.00011416 | 0.00011128 | 0.46154
3980 | 0.00011846 | 1.128e-05 | 0.00011416 | 9.3249e-05 | 0.30769
3981 | 0.00011466 | 1.1028e-05 | 0.00011416 | 7.6763e-05 | 0.23077
3982 | 0.00011085 | 8.9942e-06 | 0.00011416 | 6.4914e-05 | 0.15385
3983 | 0.00010711 | 5.442e-06 | 0.00011416 | 5.7186e-05 | 0.076923
3984 | 0.00010323 | 3.2183e-06 | 0.00011416 | 6.7799e-05 | 0.076923
3985 | 0.00010108 | 2.4053e-06 | 0.00011416 | 4.3997e-05 | 0.076923
3986 | 0.00010005 | 1.8807e-06 | 0.00011416 | 3.8227e-05 | 0.057692
3987 | 9.8927e-05 | 1.0532e-06 | 0.00011416 | 3.1736e-05 | 0.057692
3988 | 9.9414e-05 | 1.0545e-06 | 0.00011416 | 4.1833e-05 | 0.076923
3989 | 9.9815e-05 | 1.8818e-06 | 0.00011416 | 7.3569e-05 | 0.11538
3990 | 0.00010225 | 5.7176e-06 | 0.00011416 | 0.00012262 | 0.19231
3991 | 0.00010537 | 1.1611e-05 | 0.00011416 | 0.0001731 | 0.30769
3992 | 0.00011065 | 1.8362e-05 | 0.00011416 | 0.00019186 | 0.46154
3993 | 0.00011784 | 2.4263e-05 | 0.00011416 | 0.00016445 | 0.57692
3994 | 0.00011875 | 2.6788e-05 | 0.00011416 | 0.00013704 | 0.69231
3995 | 0.00012213 | 2.8187e-05 | 0.00011416 | 0.00014353 | 0.76923
3996 | 0.00011869 | 2.4237e-05 | 0.00011416 | 0.00015147 | 0.73077
3997 | 0.00011889 | 2.0863e-05 | 0.00011416 | 0.0001457 | 0.69231
3998 | 0.00012687 | 1.6363e-05 | 0.00011416 | 0.00015002 | 0.84615
3999 | 0.00012694 | 1.4395e-05 | 0.00011416 | 0.00016445 | 0.96154
4000 | 0.00012783 | 8.2183e-06 | 0.00011416 | 0.00017887 | 1
4001 | 0.00012697 | 1.5518e-05 | 0.00011416 | 0.00019618 | 0.92308
4002 | 0.00012265 | 2.0299e-05 | 0.00011416 | 0.0001832 | 0.76923
4003 | 0.00011904 | 2.1991e-05 | 0.00011416 | 0.00015579 | 0.57692
4004 | 0.00011779 | 1.1315e-05 | 0.00011416 | 0.00013055 | 0.46154
4005 | 0.00011504 | 1.0475e-05 | 0.00011416 | 0.00010747 | 0.30769
4006 | 0.00011041 | 9.6348e-06 | 0.00011416 | 9.0879e-05 | 0.23077
4007 | 0.00010716 | 5.433e-06 | 0.00011416 | 8.006e-05 | 0.15385
4008 | 0.00010386 | 2.5233e-06 | 0.00011416 | 6.457e-05 | 0.076923
4009 | 0.00010039 | 1.44e-06 | 0.00011416 | 4.1902e-05 | 0.076923
4010 | 9.9849e-05 | 1.1443e-06 | 0.00011416 | 3.6407e-05 | 0.057692
4011 | 9.8128e-05 | 1.1462e-06 | 0.00011416 | 3.0224e-05 | 0.057692
4012 | 9.8221e-05 | 1.0555e-06 | 0.00011416 | 3.9841e-05 | 0.076923
4013 | 9.6753e-05 | 1.1378e-05 | 0.00011416 | 7.0066e-05 | 0.11538
4014 | 0.00010022 | 2.9818e-05 | 0.00011416 | 0.00011678 | 0.19231
4015 | 0.00010053 | 2.4156e-05 | 0.00011416 | 0.00016486 | 0.30769
4016 | 0.00010183 | 1.9986e-05 | 0.00011416 | 0.00018272 | 0.46154
4017 | 0.00010467 | 1.5222e-05 | 0.00011416 | 0.00015662 | 0.57692
4018 | 0.00010618 | 1.343e-05 | 0.00011416 | 0.00013051 | 0.69231
4019 | 0.00010854 | 1.2534e-05 | 0.00011416 | 0.0001367 | 0.76923
4020 | 0.00010654 | 1.8767e-05 | 0.00011416 | 0.00014425 | 0.73077
4021 | 0.00010673 | 1.6687e-05 | 0.00011416 | 0.00013876 | 0.69231
4022 | 0.00011036 | 9.5631e-06 | 0.00011416 | 0.00014288 | 0.84615
4023 | 0.00010956 | 8.3763e-06 | 0.00011416 | 0.00015662 | 0.96154
4024 | 0.00010994 | 9.5621e-06 | 0.00011416 | 0.00017036 | 1
4025 | 0.00010746 | 1.6684e-05 | 0.00011416 | 0.00018684 | 0.92308
4026 | 0.00010595 | 2.3517e-05 | 0.00011416 | 0.00017448 | 0.76923
4027 | 0.00010644 | 2.3819e-05 | 0.00011416 | 0.00014837 | 0.57692
4028 | 0.00010796 | 1.8481e-05 | 0.00011416 | 0.00012433 | 0.46154
4029 | 0.00010603 | 1.3435e-05 | 0.00011416 | 0.00010235 | 0.30769
4030 | 0.00010313 | 7.5041e-06 | 0.00011416 | 8.6552e-05 | 0.23077
4031 | 0.00010041 | 5.7328e-06 | 0.00011416 | 7.6248e-05 | 0.15385
4032 | 9.9076e-05 | 2.5222e-06 | 0.00011416 | 6.5862e-05 | 0.076923
4033 | 9.3289e-05 | 1.4396e-06 | 0.00011416 | 4.274e-05 | 0.076923
4034 | 9.4855e-05 | 1.1427e-06 | 0.00011416 | 3.7135e-05 | 0.057692
4035 | 9.354e-05 | 1.1474e-06 | 0.00011416 | 3.0829e-05 | 0.057692
4036 | 9.3013e-05 | 1.0584e-06 | 0.00011416 | 4.0638e-05 | 0.076923
4037 | 9.3345e-05 | 1.1385e-05 | 0.00011416 | 7.1467e-05 | 0.11538
4038 | 9.3897e-05 | 2.9841e-05 | 0.00011416 | 0.00011911 | 0.19231
4039 | 9.4977e-05 | 2.4177e-05 | 0.00011416 | 0.00016816 | 0.30769
4040 | 9.5506e-05 | 2e-05 | 0.00011416 | 0.00018638 | 0.46154
4041 | 9.6736e-05 | 1.5232e-05 | 0.00011416 | 0.00015975 | 0.57692
4042 | 9.7466e-05 | 1.3445e-05 | 0.00011416 | 0.00013313 | 0.69231
4043 | 9.7422e-05 | 1.2551e-05 | 0.00011416 | 0.00013943 | 0.76923
4044 | 9.714e-05 | 1.8785e-05 | 0.00011416 | 0.00014714 | 0.73077
4045 | 9.8115e-05 | 1.6714e-05 | 0.00011416 | 0.00014153 | 0.69231
4046 | 9.8525e-05 | 9.584e-06 | 0.00011416 | 0.00014574 | 0.84615
4047 | 9.951e-05 | 8.3959e-06 | 0.00011416 | 0.00015975 | 0.96154
4048 | 0.00010058 | 9.5826e-06 | 0.00011416 | 0.00017376 | 1
4049 | 0.00010185 | 1.6718e-05 | 0.00011416 | 0.00019058 | 0.92308
4050 | 0.00010309 | 2.3559e-05 | 0.00011416 | 0.00017797 | 0.76923
4051 | 0.00010354 | 2.3861e-05 | 0.00011416 | 0.00015134 | 0.57692
4052 | 0.00010443 | 1.8516e-05 | 0.00011416 | 0.00012682 | 0.46154
4053 | 0.00010266 | 1.346e-05 | 0.00011416 | 0.0001044 | 0.30769
4054 | 0.00010117 | 7.5186e-06 | 0.00011416 | 8.8283e-05 | 0.23077
4055 | 9.7309e-05 | 5.744e-06 | 0.00011416 | 7.7773e-05 | 0.15385
4056 | 9.611e-05 | 2.529e-06 | 0.00011416 | 6.6508e-05 | 0.076923
4057 | 9.4534e-05 | 1.4458e-06 | 0.00011416 | 4.3159e-05 | 0.076923
4058 | 9.4156e-05 | 1.1576e-06 | 0.00011416 | 3.7499e-05 | 0.057692
4059 | 9.2824e-05 | 1.1591e-06 | 0.00011416 | 3.1131e-05 | 0.057692
4060 | 9.3414e-05 | 1.0637e-06 | 0.00011416 | 4.1037e-05 | 0.076923
4061 | 9.4645e-05 | 1.1389e-05 | 0.00011416 | 7.2168e-05 | 0.11538
4062 | 9.8557e-05 | 2.985e-05 | 0.00011416 | 0.00012028 | 0.19231
4063 | 0.00010269 | 2.4182e-05 | 0.00011416 | 0.00016981 | 0.30769
4064 | 0.00010857 | 2.0002e-05 | 0.00011416 | 0.0001882 | 0.46154
4065 | 0.00011887 | 1.5231e-05 | 0.00011416 | 0.00016132 | 0.57692
4066 | 0.00012372 | 1.3442e-05 | 0.00011416 | 0.00013443 | 0.69231
4067 | 0.00012544 | 1.2545e-05 | 0.00011416 | 0.0001408 | 0.76923
4068 | 0.00012183 | 1.8775e-05 | 0.00011416 | 0.00014858 | 0.73077
4069 | 0.00012102 | 1.6695e-05 | 0.00011416 | 0.00014292 | 0.69231
4070 | 0.00012801 | 9.5712e-06 | 0.00011416 | 0.00014717 | 0.84615
4071 | 0.00012799 | 8.3857e-06 | 0.00011416 | 0.00016132 | 0.96154
4072 | 0.00012961 | 9.5739e-06 | 0.00011416 | 0.00017547 | 1
4073 | 0.00012919 | 1.6705e-05 | 0.00011416 | 0.00019245 | 0.92308
4074 | 0.00012616 | 2.3544e-05 | 0.00011416 | 0.00017971 | 0.76923
4075 | 0.0001244 | 2.3847e-05 | 0.00011416 | 0.00015283 | 0.57692
4076 | 0.00012326 | 1.8503e-05 | 0.00011416 | 0.00012806 | 0.46154
4077 | 0.0001197 | 1.3451e-05 | 0.00011416 | 0.00010542 | 0.30769
4078 | 0.00011416 | 7.5131e-06 | 0.00011416 | 8.9148e-05 | 0.23077
4079 | 0.00010956 | 5.7392e-06 | 0.00011416 | 7.8536e-05 | 0.15385
4080 | 0.00010406 | 2.5267e-06 | 0.00011416 | 6.9736e-05 | 0.076923
4081 | 9.9684e-05 | 1.4449e-06 | 0.00011416 | 4.5254e-05 | 0.076923
4082 | 0.00010042 | 1.1571e-06 | 0.00011416 | 3.9319e-05 | 0.057692
4083 | 9.9704e-05 | 1.1611e-06 | 0.00011416 | 3.2642e-05 | 0.057692
4084 | 9.9047e-05 | 1.0653e-06 | 0.00011416 | 4.3029e-05 | 0.076923
4085 | 9.9207e-05 | 1.1392e-05 | 0.00011416 | 7.5671e-05 | 0.11538
4086 | 0.00010243 | 2.9863e-05 | 0.00011416 | 0.00012612 | 0.19231
4087 | 0.00010767 | 2.42e-05 | 0.00011416 | 0.00017805 | 0.30769
4088 | 0.00011294 | 2.002e-05 | 0.00011416 | 0.00019734 | 0.46154
4089 | 0.00012198 | 1.5249e-05 | 0.00011416 | 0.00016915 | 0.57692
4090 | 0.00012471 | 1.3456e-05 | 0.00011416 | 0.00014096 | 0.69231
4091 | 0.00012718 | 1.2557e-05 | 0.00011416 | 0.00014763 | 0.76923
4092 | 0.00012314 | 1.8788e-05 | 0.00011416 | 0.00015579 | 0.73077
4093 | 0.00012416 | 1.6707e-05 | 0.00011416 | 0.00014986 | 0.69231
4094 | 0.0001313 | 9.5762e-06 | 0.00011416 | 0.00015431 | 0.84615
4095 | 0.00013137 | 8.3902e-06 | 0.00011416 | 0.00016915 | 0.96154
4096 | 0.00013093 | 9.5763e-06 | 0.00011416 | 0.00018398 | 1
4097 | 0.00012885 | 1.6707e-05 | 0.00011416 | 0.00020179 | 0.92308
4098 | 0.00012575 | 2.3546e-05 | 0.00011416 | 0.00018844 | 0.76923
4099 | 0.00012336 | 2.385e-05 | 0.00011416 | 0.00016024 | 0.57692
4100 | 0.00012051 | 1.8507e-05 | 0.00011416 | 0.00013428 | 0.46154
4101 | 0.00011735 | 1.3453e-05 | 0.00011416 | 0.00011054 | 0.30769
4102 | 0.00011277 | 7.5146e-06 | 0.00011416 | 9.3476e-05 | 0.23077
4103 | 0.00010763 | 5.7407e-06 | 0.00011416 | 8.2348e-05 | 0.15385
4104 | 0.00010478 | 2.5274e-06 | 0.00011416 | 5.4885e-05 | 0.038462
4105 | 0.00010172 | 1.4448e-06 | 0.00011416 | 3.5617e-05 | 0.038462
4106 | 0.00010168 | 1.157e-06 | 0.00011416 | 3.0946e-05 | 0.038462
4107 | 0.0001008 | 1.1595e-06 | 0.00011416 | 2.5691e-05 | 0.038462
4108 | 0.00010083 | 1.0638e-06 | 0.00011416 | 3.3865e-05 | 0.038462
4109 | 0.00010142 | 1.1389e-05 | 0.00011416 | 5.9556e-05 | 0.076923
4110 | 0.00010357 | 2.9849e-05 | 0.00011416 | 9.926e-05 | 0.15385
4111 | 0.00010746 | 2.4184e-05 | 0.00011416 | 0.00014013 | 0.23077
4112 | 0.00011196 | 2.0007e-05 | 0.00011416 | 0.00015531 | 0.38462
4113 | 0.00012127 | 1.5238e-05 | 0.00011416 | 0.00013313 | 0.46154
4114 | 0.00012433 | 1.3447e-05 | 0.00011416 | 0.00011094 | 0.57692
4115 | 0.00012587 | 1.2549e-05 | 0.00011416 | 0.00011619 | 0.69231
4116 | 0.00012433 | 1.8779e-05 | 0.00011416 | 0.00012262 | 0.61538
4117 | 0.0001239 | 1.6697e-05 | 0.00011416 | 0.00011794 | 0.53846
4118 | 0.00013068 | 9.5691e-06 | 0.00011416 | 0.00012145 | 0.61538
4119 | 0.00013069 | 8.3824e-06 | 0.00011416 | 0.00013313 | 0.69231
4120 | 0.00013081 | 9.5679e-06 | 0.00011416 | 0.0001448 | 0.76923
4121 | 0.00012864 | 1.6694e-05 | 0.00011416 | 0.00015882 | 0.69231
4122 | 0.00012406 | 2.3531e-05 | 0.00011416 | 0.00014831 | 0.57692
4123 | 0.00012136 | 2.3834e-05 | 0.00011416 | 0.00012612 | 0.46154
4124 | 0.0001202 | 1.8492e-05 | 0.00011416 | 0.00010568 | 0.30769
4125 | 0.00011653 | 1.3441e-05 | 0.00011416 | 8.6998e-05 | 0.23077
4126 | 0.00011179 | 7.5064e-06 | 0.00011416 | 7.3569e-05 | 0.15385
4127 | 0.00010843 | 5.7332e-06 | 0.00011416 | 6.4811e-05 | 0.076923
4128 | 0.00010729 | 2.4394e-06 | 0.00011416 | 4.8428e-05 | 0.038462
4129 | 0.00010106 | 2.6843e-06 | 0.00011416 | 3.1427e-05 | 0.038462
4130 | 0.00010146 | 1.7311e-06 | 0.00011416 | 2.7305e-05 | 0.038462
4131 | 0.00010165 | 1.0328e-06 | 0.00011416 | 2.2668e-05 | 0.038462
4132 | 0.00010128 | 1.0336e-06 | 0.00011416 | 2.9881e-05 | 0.038462
4133 | 0.00010161 | 3.1791e-06 | 0.00011416 | 5.2549e-05 | 0.076923
4134 | 0.00010402 | 8.4816e-06 | 0.00011416 | 8.7582e-05 | 0.15385
4135 | 0.0001063 | 1.4334e-05 | 0.00011416 | 0.00012365 | 0.23077
4136 | 0.00011271 | 2.3245e-05 | 0.00011416 | 0.00013704 | 0.38462
4137 | 0.00012064 | 2.2979e-05 | 0.00011416 | 0.00011746 | 0.46154
4138 | 0.00012365 | 2.0681e-05 | 0.00011416 | 9.7886e-05 | 0.57692
4139 | 0.00012569 | 2.2197e-05 | 0.00011416 | 0.00010252 | 0.69231
4140 | 0.00012239 | 2.244e-05 | 0.00011416 | 0.00010819 | 0.61538
4141 | 0.00012227 | 1.7857e-05 | 0.00011416 | 0.00010407 | 0.53846
4142 | 0.00012903 | 1.4297e-05 | 0.00011416 | 0.00010716 | 0.61538
4143 | 0.00012962 | 1.1248e-05 | 0.00011416 | 0.00011746 | 0.69231
4144 | 0.00013086 | 1.4299e-05 | 0.00011416 | 0.00012777 | 0.76923
4145 | 0.00012967 | 1.8371e-05 | 0.00011416 | 0.00014013 | 0.69231
4146 | 0.00012673 | 2.5499e-05 | 0.00011416 | 0.00013086 | 0.57692
4147 | 0.00012433 | 2.0159e-05 | 0.00011416 | 0.00011128 | 0.46154
4148 | 0.00012187 | 1.1258e-05 | 0.00011416 | 9.3249e-05 | 0.30769
4149 | 0.00011806 | 1.1005e-05 | 0.00011416 | 7.6763e-05 | 0.23077
4150 | 0.0001132 | 8.9741e-06 | 0.00011416 | 6.4914e-05 | 0.15385
4151 | 0.00010947 | 5.4272e-06 | 0.00011416 | 5.7186e-05 | 0.076923
4152 | 0.00010841 | 3.2059e-06 | 0.00011416 | 6.7799e-05 | 0.076923
4153 | 0.000102 | 2.393e-06 | 0.00011416 | 4.3997e-05 | 0.076923
4154 | 0.00010264 | 1.8673e-06 | 0.00011416 | 3.8227e-05 | 0.057692
4155 | 0.00010145 | 1.0277e-06 | 0.00011416 | 3.1736e-05 | 0.057692
4156 | 0.00010266 | 1.0283e-06 | 0.00011416 | 4.1833e-05 | 0.076923
4157 | 0.00010271 | 1.868e-06 | 0.00011416 | 7.3569e-05 | 0.11538
4158 | 0.00010529 | 5.701e-06 | 0.00011416 | 0.00012262 | 0.19231
4159 | 0.00010712 | 1.1584e-05 | 0.00011416 | 0.0001731 | 0.30769
4160 | 0.0001121 | 1.832e-05 | 0.00011416 | 0.00019186 | 0.46154
4161 | 0.00012106 | 2.4213e-05 | 0.00011416 | 0.00016445 | 0.57692
4162 | 0.00012489 | 2.6735e-05 | 0.00011416 | 0.00013704 | 0.69231
4163 | 0.00012767 | 2.8139e-05 | 0.00011416 | 0.00014353 | 0.76923
4164 | 0.00012516 | 2.4206e-05 | 0.00011416 | 0.00015147 | 0.73077
4165 | 0.00012508 | 2.0834e-05 | 0.00011416 | 0.0001457 | 0.69231
4166 | 0.00013208 | 1.6341e-05 | 0.00011416 | 0.00015002 | 0.84615
4167 | 0.0001325 | 1.4376e-05 | 0.00011416 | 0.00016445 | 0.96154
4168 | 0.00013213 | 8.2072e-06 | 0.00011416 | 0.00017887 | 1
4169 | 0.00013072 | 1.5502e-05 | 0.00011416 | 0.00019618 | 0.92308
4170 | 0.00012634 | 2.028e-05 | 0.00011416 | 0.0001832 | 0.76923
4171 | 0.00012398 | 2.1971e-05 | 0.00011416 | 0.00015579 | 0.57692
4172 | 0.00012218 | 1.1298e-05 | 0.00011416 | 0.00013055 | 0.46154
4173 | 0.00011826 | 1.0455e-05 | 0.00011416 | 0.00010747 | 0.30769
4174 | 0.00011342 | 9.6163e-06 | 0.00011416 | 9.0879e-05 | 0.23077
4175 | 0.00010837 | 5.4203e-06 | 0.00011416 | 8.006e-05 | 0.15385
4176 | 0.00010405 | 2.5131e-06 | 0.00011416 | 6.457e-05 | 0.076923
4177 | 0.00010062 | 1.4265e-06 | 0.00011416 | 4.1902e-05 | 0.076923
4178 | 9.8764e-05 | 1.1079e-06 | 0.00011416 | 3.6407e-05 | 0.057692
4179 | 9.8077e-05 | 1.1075e-06 | 0.00011416 | 3.0224e-05 | 0.057692
4180 | 9.719e-05 | 1.033e-06 | 0.00011416 | 3.9841e-05 | 0.076923
4181 | 9.6492e-05 | 1.1356e-05 | 0.00011416 | 7.0066e-05 | 0.11538
4182 | 9.7446e-05 | 2.9777e-05 | 0.00011416 | 0.00011678 | 0.19231
4183 | 9.9546e-05 | 2.4127e-05 | 0.00011416 | 0.00016486 | 0.30769
4184 | 0.00010191 | 1.996e-05 | 0.00011416 | 0.00018272 | 0.46154
4185 | 0.00010623 | 1.5206e-05 | 0.00011416 | 0.00015662 | 0.57692
4186 | 0.00010942 | 1.3424e-05 | 0.00011416 | 0.00013051 | 0.69231
4187 | 0.00011181 | 1.2532e-05 | 0.00011416 | 0.0001367 | 0.76923
4188 | 0.00011086 | 1.8765e-05 | 0.00011416 | 0.00014425 | 0.73077
4189 | 0.00011021 | 1.6682e-05 | 0.00011416 | 0.00013876 | 0.69231
4190 | 0.00011297 | 9.5597e-06 | 0.00011416 | 0.00014288 | 0.84615
4191 | 0.00011124 | 8.3737e-06 | 0.00011416 | 0.00015662 | 0.96154
4192 | 0.0001101 | 9.5581e-06 | 0.00011416 | 0.00017036 | 1
4193 | 0.00010674 | 1.6676e-05 | 0.00011416 | 0.00018684 | 0.92308
4194 | 0.00010554 | 2.3507e-05 | 0.00011416 | 0.00017448 | 0.76923
4195 | 0.00010547 | 2.3807e-05 | 0.00011416 | 0.00014837 | 0.57692
4196 | 0.00010667 | 1.8465e-05 | 0.00011416 | 0.00012433 | 0.46154
4197 | 0.00010584 | 1.3416e-05 | 0.00011416 | 0.00010235 | 0.30769
4198 | 0.00010297 | 7.4913e-06 | 0.00011416 | 8.6552e-05 | 0.23077
4199 | 0.00010007 | 5.7214e-06 | 0.00011416 | 7.6248e-05 | 0.15385
4200 | 9.9535e-05 | 2.513e-06 | 0.00011416 | 6.5862e-05 | 0.076923
4201 | 9.5899e-05 | 1.428e-06 | 0.00011416 | 4.274e-05 | 0.076923
4202 | 9.5249e-05 | 1.1107e-06 | 0.00011416 | 3.7135e-05 | 0.057692
4203 | 9.4438e-05 | 1.1142e-06 | 0.00011416 | 3.0829e-05 | 0.057692
4204 | 9.4558e-05 | 1.0387e-06 | 0.00011416 | 4.0638e-05 | 0.076923
4205 | 9.3244e-05 | 1.1364e-05 | 0.00011416 | 7.1467e-05 | 0.11538
4206 | 9.4716e-05 | 2.9788e-05 | 0.00011416 | 0.00011911 | 0.19231
4207 | 9.4866e-05 | 2.4134e-05 | 0.00011416 | 0.00016816 | 0.30769
4208 | 9.4561e-05 | 1.9964e-05 | 0.00011416 | 0.00018638 | 0.46154
4209 | 9.4819e-05 | 1.5205e-05 | 0.00011416 | 0.00015975 | 0.57692
4210 | 9.6338e-05 | 1.342e-05 | 0.00011416 | 0.00013313 | 0.69231
4211 | 9.9171e-05 | 1.2527e-05 | 0.00011416 | 0.00013943 | 0.76923
4212 | 9.914e-05 | 1.8757e-05 | 0.00011416 | 0.00014714 | 0.73077
4213 | 0.00010035 | 1.6677e-05 | 0.00011416 | 0.00014153 | 0.69231
4214 | 0.000101 | 9.5578e-06 | 0.00011416 | 0.00014574 | 0.84615
4215 | 0.00010068 | 8.3731e-06 | 0.00011416 | 0.00015975 | 0.96154
4216 | 9.974e-05 | 9.5583e-06 | 0.00011416 | 0.00017376 | 1
4217 | 0.00010122 | 1.6679e-05 | 0.00011416 | 0.00019058 | 0.92308
4218 | 0.00010222 | 2.3513e-05 | 0.00011416 | 0.00017797 | 0.76923
4219 | 0.00010316 | 2.3815e-05 | 0.00011416 | 0.00015134 | 0.57692
4220 | 0.00010491 | 1.8473e-05 | 0.00011416 | 0.00012682 | 0.46154
4221 | 0.00010417 | 1.3424e-05 | 0.00011416 | 0.0001044 | 0.30769
4222 | 0.00010348 | 7.4971e-06 | 0.00011416 | 8.8283e-05 | 0.23077
4223 | 0.00010034 | 5.7267e-06 | 0.00011416 | 7.7773e-05 | 0.15385
4224 | 9.7094e-05 | 2.5164e-06 | 0.00011416 | 6.6508e-05 | 0.076923
4225 | 9.5989e-05 | 1.4313e-06 | 0.00011416 | 4.3159e-05 | 0.076923
4226 | 9.4439e-05 | 1.118e-06 | 0.00011416 | 3.7499e-05 | 0.057692
4227 | 9.3947e-05 | 1.121e-06 | 0.00011416 | 3.1131e-05 | 0.057692
4228 | 9.2847e-05 | 1.0426e-06 | 0.00011416 | 4.1037e-05 | 0.076923
4229 | 9.3852e-05 | 1.1369e-05 | 0.00011416 | 7.2168e-05 | 0.11538
4230 | 9.7956e-05 | 2.9798e-05 | 0.00011416 | 0.00012028 | 0.19231
4231 | 0.00010438 | 2.414e-05 | 0.00011416 | 0.00016981 | 0.30769
4232 | 0.00011127 | 1.9968e-05 | 0.00011416 | 0.0001882 | 0.46154
4233 | 0.00012139 | 1.5207e-05 | 0.00011416 | 0.00016132 | 0.57692
4234 | 0.00012407 | 1.3421e-05 | 0.00011416 | 0.00013443 | 0.69231
4235 | 0.00012701 | 1.2527e-05 | 0.00011416 | 0.0001408 | 0.76923
4236 | 0.0001239 | 1.8757e-05 | 0.00011416 | 0.00014858 | 0.73077
4237 | 0.00012382 | 1.6677e-05 | 0.00011416 | 0.00014292 | 0.69231
4238 | 0.00013024 | 9.5578e-06 | 0.00011416 | 0.00014717 | 0.84615
4239 | 0.00012979 | 8.3733e-06 | 0.00011416 | 0.00016132 | 0.96154
4240 | 0.00013015 | 9.5585e-06 | 0.00011416 | 0.00017547 | 1
4241 | 0.00012789 | 1.668e-05 | 0.00011416 | 0.00019245 | 0.92308
4242 | 0.00012388 | 2.3514e-05 | 0.00011416 | 0.00017971 | 0.76923
4243 | 0.00012166 | 2.3817e-05 | 0.00011416 | 0.00015283 | 0.57692
4244 | 0.0001193 | 1.8474e-05 | 0.00011416 | 0.00012806 | 0.46154
4245 | 0.00011689 | 1.3427e-05 | 0.00011416 | 0.00010542 | 0.30769
4246 | 0.00011201 | 7.4986e-06 | 0.00011416 | 8.9148e-05 | 0.23077
4247 | 0.00010646 | 5.728e-06 | 0.00011416 | 7.8536e-05 | 0.15385
4248 | 0.00010341 | 2.5176e-06 | 0.00011416 | 6.9736e-05 | 0.076923
4249 | 9.9805e-05 | 1.4332e-06 | 0.00011416 | 4.5254e-05 | 0.076923
4250 | 9.9264e-05 | 1.1231e-06 | 0.00011416 | 3.9319e-05 | 0.057692
4251 | 9.8387e-05 | 1.1269e-06 | 0.00011416 | 3.2642e-05 | 0.057692
4252 | 9.8563e-05 | 1.0461e-06 | 0.00011416 | 4.3029e-05 | 0.076923
4253 | 9.8831e-05 | 1.1373e-05 | 0.00011416 | 7.5671e-05 | 0.11538
4254 | 0.00010082 | 2.9811e-05 | 0.00011416 | 0.00012612 | 0.19231
4255 | 0.00010487 | 2.4151e-05 | 0.00011416 | 0.00017805 | 0.30769
4256 | 0.00011129 | 1.9977e-05 | 0.00011416 | 0.00019734 | 0.46154
4257 | 0.00012198 | 1.5213e-05 | 0.00011416 | 0.00016915 | 0.57692
4258 | 0.00012512 | 1.3425e-05 | 0.00011416 | 0.00014096 | 0.69231
4259 | 0.00012762 | 1.2531e-05 | 0.00011416 | 0.00014763 | 0.76923
4260 | 0.00012401 | 1.8762e-05 | 0.00011416 | 0.00015579 | 0.73077
4261 | 0.00012435 | 1.6681e-05 | 0.00011416 | 0.00014986 | 0.69231
4262 | 0.00013124 | 9.5599e-06 | 0.00011416 | 0.00015431 | 0.84615
4263 | 0.00012984 | 8.3752e-06 | 0.00011416 | 0.00016915 | 0.96154
4264 | 0.00013057 | 9.5604e-06 | 0.00011416 | 0.00018398 | 1
4265 | 0.00012793 | 1.6683e-05 | 0.00011416 | 0.00020179 | 0.92308
4266 | 0.00012461 | 2.3517e-05 | 0.00011416 | 0.00018844 | 0.76923
4267 | 0.00012308 | 2.382e-05 | 0.00011416 | 0.00016024 | 0.57692
4268 | 0.00012087 | 1.8477e-05 | 0.00011416 | 0.00013428 | 0.46154
4269 | 0.00011838 | 1.3432e-05 | 0.00011416 | 0.00011054 | 0.30769
4270 | 0.00011367 | 7.5029e-06 | 0.00011416 | 9.3476e-05 | 0.23077
4271 | 0.0001089 | 5.7319e-06 | 0.00011416 | 8.2348e-05 | 0.15385
4272 | 0.00010519 | 2.521e-06 | 0.00011416 | 5.4885e-05 | 0.038462
4273 | 0.00010141 | 1.4374e-06 | 0.00011416 | 3.5617e-05 | 0.038462
4274 | 0.00010083 | 1.1345e-06 | 0.00011416 | 3.0946e-05 | 0.038462
4275 | 0.00010071 | 1.1393e-06 | 0.00011416 | 2.5691e-05 | 0.038462
4276 | 0.00010107 | 1.0536e-06 | 0.00011416 | 3.3865e-05 | 0.038462
4277 | 0.00010039 | 1.1383e-05 | 0.00011416 | 5.9556e-05 | 0.076923
4278 | 0.00010198 | 2.9835e-05 | 0.00011416 | 9.926e-05 | 0.15385
4279 | 0.00010576 | 2.4174e-05 | 0.00011416 | 0.00014013 | 0.23077
4280 | 0.00011334 | 1.9997e-05 | 0.00011416 | 0.00015531 | 0.38462
4281 | 0.00012218 | 1.5229e-05 | 0.00011416 | 0.00013313 | 0.46154
4282 | 0.00012532 | 1.3438e-05 | 0.00011416 | 0.00011094 | 0.57692
4283 | 0.00012711 | 1.2542e-05 | 0.00011416 | 0.00011619 | 0.69231
4284 | 0.00012486 | 1.8773e-05 | 0.00011416 | 0.00012262 | 0.61538
4285 | 0.00012488 | 1.6692e-05 | 0.00011416 | 0.00011794 | 0.53846
4286 | 0.00013147 | 9.5672e-06 | 0.00011416 | 0.00012145 | 0.61538
4287 | 0.00013114 | 8.3818e-06 | 0.00011416 | 0.00013313 | 0.69231
4288 | 0.00013149 | 9.5679e-06 | 0.00011416 | 0.0001448 | 0.76923
4289 | 0.00013014 | 1.6695e-05 | 0.00011416 | 0.00015882 | 0.69231
4290 | 0.00012615 | 2.3532e-05 | 0.00011416 | 0.00014831 | 0.57692
4291 | 0.00012335 | 2.3834e-05 | 0.00011416 | 0.00012612 | 0.46154
4292 | 0.00012127 | 1.8494e-05 | 0.00011416 | 0.00010568 | 0.30769
4293 | 0.00011846 | 1.3445e-05 | 0.00011416 | 8.6998e-05 | 0.23077
4294 | 0.00011401 | 7.5105e-06 | 0.00011416 | 7.3569e-05 | 0.15385
4295 | 0.00010886 | 5.7379e-06 | 0.00011416 | 6.4811e-05 | 0.076923
4296 | 0.00010535 | 2.4427e-06 | 0.00011416 | 4.8428e-05 | 0.038462
4297 | 0.00010156 | 2.6883e-06 | 0.00011416 | 3.1427e-05 | 0.038462
4298 | 0.00010175 | 1.7348e-06 | 0.00011416 | 2.7305e-05 | 0.038462
4299 | 0.00010055 | 1.0382e-06 | 0.00011416 | 2.2668e-05 | 0.038462
4300 | 9.9815e-05 | 1.04e-06 | 0.00011416 | 2.9881e-05 | 0.038462
4301 | 9.9992e-05 | 3.1847e-06 | 0.00011416 | 5.2549e-05 | 0.076923
4302 | 0.00010237 | 8.4891e-06 | 0.00011416 | 8.7582e-05 | 0.15385
4303 | 0.00010694 | 1.4347e-05 | 0.00011416 | 0.00012365 | 0.23077
4304 | 0.00011314 | 2.3268e-05 | 0.00011416 | 0.00013704 | 0.38462
4305 | 0.0001237 | 2.3002e-05 | 0.00011416 | 0.00011746 | 0.46154
4306 | 0.00012806 | 2.0699e-05 | 0.00011416 | 9.7886e-05 | 0.57692
4307 | 0.00013005 | 2.2217e-05 | 0.00011416 | 0.00010252 | 0.69231
4308 | 0.00012646 | 2.2456e-05 | 0.00011416 | 0.00010819 | 0.61538
4309 | 0.00012675 | 1.7874e-05 | 0.00011416 | 0.00010407 | 0.53846
4310 | 0.00013333 | 1.4312e-05 | 0.00011416 | 0.00010716 | 0.61538
4311 | 0.00013398 | 1.1261e-05 | 0.00011416 | 0.00011746 | 0.69231
4312 | 0.00013468 | 1.4315e-05 | 0.00011416 | 0.00012777 | 0.76923
4313 | 0.00013251 | 1.8392e-05 | 0.00011416 | 0.00014013 | 0.69231
4314 | 0.00012782 | 2.5523e-05 | 0.00011416 | 0.00013086 | 0.57692
4315 | 0.00012479 | 2.0179e-05 | 0.00011416 | 0.00011128 | 0.46154
4316 | 0.00012256 | 1.1276e-05 | 0.00011416 | 9.3249e-05 | 0.30769
4317 | 0.00011999 | 1.1025e-05 | 0.00011416 | 7.6763e-05 | 0.23077
4318 | 0.00011381 | 8.994e-06 | 0.00011416 | 6.4914e-05 | 0.15385
4319 | 0.00010886 | 5.4435e-06 | 0.00011416 | 5.7186e-05 | 0.076923
4320 | 0.00010606 | 3.2205e-06 | 0.00011416 | 6.7799e-05 | 0.076923
4321 | 0.00010255 | 2.4082e-06 | 0.00011416 | 4.3997e-05 | 0.076923
4322 | 0.00010096 | 1.8842e-06 | 0.00011416 | 3.8227e-05 | 0.057692
4323 | 0.00010052 | 1.0579e-06 | 0.00011416 | 3.1736e-05 | 0.057692
4324 | 0.00010029 | 1.0608e-06 | 0.00011416 | 4.1833e-05 | 0.076923
4325 | 0.00010049 | 1.8874e-06 | 0.00011416 | 7.3569e-05 | 0.11538
4326 | 0.00010387 | 5.726e-06 | 0.00011416 | 0.00012262 | 0.19231
4327 | 0.00010685 | 1.1626e-05 | 0.00011416 | 0.0001731 | 0.30769
4328 | 0.00011292 | 1.8384e-05 | 0.00011416 | 0.00019186 | 0.46154
4329 | 0.00012425 | 2.4293e-05 | 0.00011416 | 0.00016445 | 0.57692
4330 | 0.00012859 | 2.682e-05 | 0.00011416 | 0.00013704 | 0.69231
4331 | 0.00013047 | 2.8219e-05 | 0.00011416 | 0.00014353 | 0.76923
4332 | 0.00012711 | 2.4259e-05 | 0.00011416 | 0.00015147 | 0.73077
4333 | 0.00012724 | 2.0882e-05 | 0.00011416 | 0.0001457 | 0.69231
4334 | 0.00013377 | 1.6378e-05 | 0.00011416 | 0.00015002 | 0.84615
4335 | 0.00013259 | 1.4408e-05 | 0.00011416 | 0.00016445 | 0.96154
4336 | 0.00013302 | 8.2279e-06 | 0.00011416 | 0.00017887 | 1
4337 | 0.00013038 | 1.5538e-05 | 0.00011416 | 0.00019618 | 0.92308
4338 | 0.00012565 | 2.0324e-05 | 0.00011416 | 0.0001832 | 0.76923
4339 | 0.00012331 | 2.202e-05 | 0.00011416 | 0.00015579 | 0.57692
4340 | 0.00012262 | 1.1328e-05 | 0.00011416 | 0.00013055 | 0.46154
4341 | 0.00011927 | 1.0484e-05 | 0.00011416 | 0.00010747 | 0.30769
4342 | 0.0001135 | 9.6407e-06 | 0.00011416 | 9.0879e-05 | 0.23077
4343 | 0.00010831 | 5.4351e-06 | 0.00011416 | 8.006e-05 | 0.15385
4344 | 0.00010418 | 2.5232e-06 | 0.00011416 | 7.0901e-05 | 0.076923
4345 | 0.00010043 | 1.4379e-06 | 0.00011416 | 4.601e-05 | 0.076923
4346 | 9.8402e-05 | 1.1355e-06 | 0.00011416 | 3.9976e-05 | 0.057692
4347 | 9.795e-05 | 1.1343e-06 | 0.00011416 | 3.3188e-05 | 0.057692
4348 | 9.7499e-05 | 1.0469e-06 | 0.00011416 | 4.3747e-05 | 0.076923
4349 | 9.6645e-05 | 1.1367e-05 | 0.00011416 | 7.6935e-05 | 0.11538
4350 | 9.9595e-05 | 2.9802e-05 | 0.00011416 | 0.00012822 | 0.19231
4351 | 0.00010067 | 2.4146e-05 | 0.00011416 | 0.00018102 | 0.30769
4352 | 0.00010116 | 1.9976e-05 | 0.00011416 | 0.00020063 | 0.46154
4353 | 0.00010671 | 1.5214e-05 | 0.00011416 | 0.00017197 | 0.57692
4354 | 0.00011059 | 1.3427e-05 | 0.00011416 | 0.00014331 | 0.69231
4355 | 0.00011258 | 1.2533e-05 | 0.00011416 | 0.0001501 | 0.76923
4356 | 0.00011142 | 1.8761e-05 | 0.00011416 | 0.0001584 | 0.73077
4357 | 0.00011048 | 1.6683e-05 | 0.00011416 | 0.00015236 | 0.69231
4358 | 0.00011358 | 9.562e-06 | 0.00011416 | 0.00015689 | 0.84615
4359 | 0.0001128 | 8.3769e-06 | 0.00011416 | 0.00017197 | 0.96154
4360 | 0.0001128 | 9.5631e-06 | 0.00011416 | 0.00018706 | 1
4361 | 0.00011119 | 1.6689e-05 | 0.00011416 | 0.00020516 | 0.92308
4362 | 0.00010987 | 2.3513e-05 | 0.00011416 | 0.00019158 | 0.76923
4363 | 0.0001104 | 2.3812e-05 | 0.00011416 | 0.00016292 | 0.57692
4364 | 0.0001115 | 1.847e-05 | 0.00011416 | 0.00013652 | 0.46154
4365 | 0.00011136 | 1.342e-05 | 0.00011416 | 0.00011239 | 0.30769
4366 | 0.00010753 | 7.4909e-06 | 0.00011416 | 9.5037e-05 | 0.23077
4367 | 0.00010555 | 5.7189e-06 | 0.00011416 | 8.3723e-05 | 0.15385
4368 | 0.00010197 | 2.51e-06 | 0.00011416 | 7.2319e-05 | 0.076923
4369 | 9.941e-05 | 1.4239e-06 | 0.00011416 | 4.693e-05 | 0.076923
4370 | 9.6555e-05 | 1.1005e-06 | 0.00011416 | 4.0776e-05 | 0.057692
4371 | 9.6475e-05 | 1.1011e-06 | 0.00011416 | 3.3851e-05 | 0.057692
4372 | 9.5546e-05 | 1.0288e-06 | 0.00011416 | 4.4622e-05 | 0.076923
4373 | 9.6219e-05 | 1.1348e-05 | 0.00011416 | 7.8474e-05 | 0.11538
4374 | 9.7336e-05 | 2.9762e-05 | 0.00011416 | 0.00013079 | 0.19231
4375 | 9.8228e-05 | 2.4113e-05 | 0.00011416 | 0.00018464 | 0.30769
4376 | 9.8318e-05 | 1.9951e-05 | 0.00011416 | 0.00020465 | 0.46154
4377 | 0.00010122 | 1.5198e-05 | 0.00011416 | 0.00017541 | 0.57692
4378 | 0.00010575 | 1.3416e-05 | 0.00011416 | 0.00014618 | 0.69231
4379 | 0.00010762 | 1.2525e-05 | 0.00011416 | 0.0001531 | 0.76923
4380 | 0.00010794 | 1.8757e-05 | 0.00011416 | 0.00016156 | 0.73077
4381 | 0.00010965 | 1.6677e-05 | 0.00011416 | 0.00015541 | 0.69231
4382 | 0.00010992 | 9.5581e-06 | 0.00011416 | 0.00016002 | 0.84615
4383 | 0.00010865 | 8.3735e-06 | 0.00011416 | 0.00017541 | 0.96154
4384 | 0.00010874 | 9.5585e-06 | 0.00011416 | 0.0001908 | 1
4385 | 0.0001093 | 1.6678e-05 | 0.00011416 | 0.00020926 | 0.92308
4386 | 0.00010994 | 2.3509e-05 | 0.00011416 | 0.00019541 | 0.76923
4387 | 0.00011041 | 2.3807e-05 | 0.00011416 | 0.00016618 | 0.57692
4388 | 0.00011174 | 1.8467e-05 | 0.00011416 | 0.00013925 | 0.46154
4389 | 0.00011071 | 1.3417e-05 | 0.00011416 | 0.00011463 | 0.30769
4390 | 0.00010692 | 7.4905e-06 | 0.00011416 | 9.6938e-05 | 0.23077
4391 | 0.00010601 | 5.7232e-06 | 0.00011416 | 8.5398e-05 | 0.15385
4392 | 0.00010171 | 2.5132e-06 | 0.00011416 | 7.3028e-05 | 0.076923
4393 | 9.9306e-05 | 1.4266e-06 | 0.00011416 | 4.739e-05 | 0.076923
4394 | 9.7687e-05 | 1.1151e-06 | 0.00011416 | 4.1175e-05 | 0.057692
4395 | 9.6435e-05 | 1.1109e-06 | 0.00011416 | 3.4183e-05 | 0.057692
4396 | 9.5479e-05 | 1.0342e-06 | 0.00011416 | 4.506e-05 | 0.076923
4397 | 9.531e-05 | 1.1359e-05 | 0.00011416 | 7.9243e-05 | 0.11538
4398 | 9.8334e-05 | 2.9782e-05 | 0.00011416 | 0.00013207 | 0.19231
4399 | 0.00010435 | 2.4136e-05 | 0.00011416 | 0.00018645 | 0.30769
4400 | 0.000116 | 1.9972e-05 | 0.00011416 | 0.00020665 | 0.46154
4401 | 0.00012823 | 1.5215e-05 | 0.00011416 | 0.00017713 | 0.57692
4402 | 0.00013238 | 1.3431e-05 | 0.00011416 | 0.00014761 | 0.69231
4403 | 0.00013494 | 1.2539e-05 | 0.00011416 | 0.0001546 | 0.76923
4404 | 0.00013275 | 1.8774e-05 | 0.00011416 | 0.00016315 | 0.73077
4405 | 0.00013322 | 1.6693e-05 | 0.00011416 | 0.00015693 | 0.69231
4406 | 0.00013856 | 9.5686e-06 | 0.00011416 | 0.00016159 | 0.84615
4407 | 0.00013842 | 8.3831e-06 | 0.00011416 | 0.00017713 | 0.96154
4408 | 0.00013781 | 9.569e-06 | 0.00011416 | 0.00019267 | 1
4409 | 0.00013574 | 1.6694e-05 | 0.00011416 | 0.00021131 | 0.92308
4410 | 0.00013291 | 2.3532e-05 | 0.00011416 | 0.00019733 | 0.76923
4411 | 0.00013054 | 2.3829e-05 | 0.00011416 | 0.00016781 | 0.57692
4412 | 0.00012829 | 1.8485e-05 | 0.00011416 | 0.00014062 | 0.46154
4413 | 0.00012435 | 1.3436e-05 | 0.00011416 | 0.00011576 | 0.30769
4414 | 0.00011908 | 7.5035e-06 | 0.00011416 | 9.7888e-05 | 0.23077
4415 | 0.00011481 | 5.7308e-06 | 0.00011416 | 8.6235e-05 | 0.15385
4416 | 0.00011143 | 2.5195e-06 | 0.00011416 | 7.6573e-05 | 0.076923
4417 | 0.00010815 | 1.4345e-06 | 0.00011416 | 4.9691e-05 | 0.076923
4418 | 0.00010655 | 1.1261e-06 | 0.00011416 | 4.3174e-05 | 0.057692
4419 | 0.00010513 | 1.1282e-06 | 0.00011416 | 3.5843e-05 | 0.057692
4420 | 0.00010555 | 1.0462e-06 | 0.00011416 | 4.7247e-05 | 0.076923
4421 | 0.00010538 | 1.1374e-05 | 0.00011416 | 8.309e-05 | 0.11538
4422 | 0.00011113 | 2.9819e-05 | 0.00011416 | 0.00013848 | 0.19231
4423 | 0.00011768 | 2.4168e-05 | 0.00011416 | 0.00019551 | 0.30769
4424 | 0.00012205 | 1.9998e-05 | 0.00011416 | 0.00021669 | 0.46154
4425 | 0.00013102 | 1.5231e-05 | 0.00011416 | 0.00018573 | 0.57692
4426 | 0.00013591 | 1.3441e-05 | 0.00011416 | 0.00015478 | 0.69231
4427 | 0.00013907 | 1.2548e-05 | 0.00011416 | 0.00016211 | 0.76923
4428 | 0.00013534 | 1.8782e-05 | 0.00011416 | 0.00017107 | 0.73077
4429 | 0.00013461 | 1.6701e-05 | 0.00011416 | 0.00016455 | 0.69231
4430 | 0.00014087 | 9.5727e-06 | 0.00011416 | 0.00016944 | 0.84615
4431 | 0.0001403 | 8.3865e-06 | 0.00011416 | 0.00018573 | 0.96154
4432 | 0.00014054 | 9.5729e-06 | 0.00011416 | 0.00020202 | 1
4433 | 0.00013913 | 1.67e-05 | 0.00011416 | 0.00022157 | 0.92308
4434 | 0.00013558 | 2.3534e-05 | 0.00011416 | 0.00020691 | 0.76923
4435 | 0.00013361 | 2.3834e-05 | 0.00011416 | 0.00017595 | 0.57692
4436 | 0.00013041 | 1.8492e-05 | 0.00011416 | 0.00014744 | 0.46154
4437 | 0.00012605 | 1.3442e-05 | 0.00011416 | 0.00012138 | 0.30769
4438 | 0.00012066 | 7.5068e-06 | 0.00011416 | 0.00010264 | 0.23077
4439 | 0.00011572 | 5.7336e-06 | 0.00011416 | 9.0421e-05 | 0.15385
4440 | 0.00011112 | 2.5216e-06 | 0.00011416 | 6.0266e-05 | 0.038462
4441 | 0.00010662 | 1.4376e-06 | 0.00011416 | 3.9109e-05 | 0.038462
4442 | 0.0001057 | 1.1357e-06 | 0.00011416 | 3.398e-05 | 0.038462
4443 | 0.00010493 | 1.1384e-06 | 0.00011416 | 2.8209e-05 | 0.038462
4444 | 0.0001055 | 1.0519e-06 | 0.00011416 | 3.7185e-05 | 0.038462
4445 | 0.00010565 | 1.1378e-05 | 0.00011416 | 6.5395e-05 | 0.076923
4446 | 0.0001085 | 2.982e-05 | 0.00011416 | 0.00010899 | 0.15385
4447 | 0.00011548 | 2.4158e-05 | 0.00011416 | 0.00015387 | 0.23077
4448 | 0.00012272 | 1.9982e-05 | 0.00011416 | 0.00017054 | 0.38462
4449 | 0.00013087 | 1.5216e-05 | 0.00011416 | 0.00014618 | 0.46154
4450 | 0.00013647 | 1.3427e-05 | 0.00011416 | 0.00012181 | 0.57692
4451 | 0.00013916 | 1.253e-05 | 0.00011416 | 0.00012758 | 0.69231
4452 | 0.00013572 | 1.8761e-05 | 0.00011416 | 0.00013464 | 0.61538
4453 | 0.00013519 | 1.6681e-05 | 0.00011416 | 0.00012951 | 0.53846
4454 | 0.00014215 | 9.56e-06 | 0.00011416 | 0.00013335 | 0.61538
4455 | 0.00014186 | 8.3754e-06 | 0.00011416 | 0.00014618 | 0.69231
4456 | 0.00014273 | 9.5613e-06 | 0.00011416 | 0.000159 | 0.76923
4457 | 0.00014138 | 1.6685e-05 | 0.00011416 | 0.00017439 | 0.69231
4458 | 0.00013676 | 2.352e-05 | 0.00011416 | 0.00016285 | 0.57692
4459 | 0.00013404 | 2.3822e-05 | 0.00011416 | 0.00013848 | 0.46154
4460 | 0.00013239 | 1.8478e-05 | 0.00011416 | 0.00011604 | 0.30769
4461 | 0.00012966 | 1.343e-05 | 0.00011416 | 9.5528e-05 | 0.23077
4462 | 0.0001237 | 7.499e-06 | 0.00011416 | 8.0782e-05 | 0.15385
4463 | 0.00011784 | 5.7269e-06 | 0.00011416 | 7.1165e-05 | 0.076923
4464 | 0.00011405 | 2.4337e-06 | 0.00011416 | 5.3176e-05 | 0.038462
4465 | 0.00010879 | 2.6785e-06 | 0.00011416 | 3.4508e-05 | 0.038462
4466 | 0.00010733 | 1.7241e-06 | 0.00011416 | 2.9982e-05 | 0.038462
4467 | 0.00010625 | 1.018e-06 | 0.00011416 | 2.4891e-05 | 0.038462
4468 | 0.00010607 | 1.0184e-06 | 0.00011416 | 3.2811e-05 | 0.038462
4469 | 0.0001066 | 3.1725e-06 | 0.00011416 | 5.7701e-05 | 0.076923
4470 | 0.00010875 | 8.4686e-06 | 0.00011416 | 9.6169e-05 | 0.15385
4471 | 0.00011298 | 1.4313e-05 | 0.00011416 | 0.00013577 | 0.23077
4472 | 0.00012249 | 2.3215e-05 | 0.00011416 | 0.00015048 | 0.38462
4473 | 0.00013238 | 2.2953e-05 | 0.00011416 | 0.00012898 | 0.46154
4474 | 0.00013867 | 2.0657e-05 | 0.00011416 | 0.00010748 | 0.57692
4475 | 0.00014121 | 2.2176e-05 | 0.00011416 | 0.00011257 | 0.69231
4476 | 0.00013798 | 2.2425e-05 | 0.00011416 | 0.0001188 | 0.61538
4477 | 0.00013866 | 1.7848e-05 | 0.00011416 | 0.00011427 | 0.53846
4478 | 0.00014567 | 1.429e-05 | 0.00011416 | 0.00011767 | 0.61538
4479 | 0.00014583 | 1.1244e-05 | 0.00011416 | 0.00012898 | 0.69231
4480 | 0.0001465 | 1.4295e-05 | 0.00011416 | 0.00014029 | 0.76923
4481 | 0.00014403 | 1.8366e-05 | 0.00011416 | 0.00015387 | 0.69231
4482 | 0.0001398 | 2.5494e-05 | 0.00011416 | 0.00014369 | 0.57692
4483 | 0.00013637 | 2.0154e-05 | 0.00011416 | 0.00012219 | 0.46154
4484 | 0.00013492 | 1.1255e-05 | 0.00011416 | 0.00010239 | 0.30769
4485 | 0.00013028 | 1.1e-05 | 0.00011416 | 8.4289e-05 | 0.23077
4486 | 0.00012431 | 8.9708e-06 | 0.00011416 | 7.1278e-05 | 0.15385
4487 | 0.00011909 | 5.4263e-06 | 0.00011416 | 6.2793e-05 | 0.076923
4488 | 0.00011481 | 3.2063e-06 | 0.00011416 | 7.4446e-05 | 0.076923
4489 | 0.00011142 | 2.3945e-06 | 0.00011416 | 4.8311e-05 | 0.076923
4490 | 0.00010867 | 1.8697e-06 | 0.00011416 | 4.1975e-05 | 0.057692
4491 | 0.00010813 | 1.0313e-06 | 0.00011416 | 3.4847e-05 | 0.057692
4492 | 0.00010643 | 1.0336e-06 | 0.00011416 | 4.5935e-05 | 0.076923
4493 | 0.00010675 | 1.8724e-06 | 0.00011416 | 8.0782e-05 | 0.11538
4494 | 0.00011008 | 5.7073e-06 | 0.00011416 | 0.00013464 | 0.19231
4495 | 0.00011653 | 1.1594e-05 | 0.00011416 | 0.00019007 | 0.30769
4496 | 0.00012311 | 1.8335e-05 | 0.00011416 | 0.00021067 | 0.46154
4497 | 0.00013432 | 2.423e-05 | 0.00011416 | 0.00018057 | 0.57692
4498 | 0.00013952 | 2.6753e-05 | 0.00011416 | 0.00015048 | 0.69231
4499 | 0.00014146 | 2.8152e-05 | 0.00011416 | 0.0001576 | 0.76923
4500 | 0.00013788 | 2.4213e-05 | 0.00011416 | 0.00016632 | 0.73077
4501 | 0.00013745 | 2.0839e-05 | 0.00011416 | 0.00015998 | 0.69231
4502 | 0.00014414 | 1.6343e-05 | 0.00011416 | 0.00016473 | 0.84615
4503 | 0.00014294 | 1.4377e-05 | 0.00011416 | 0.00018057 | 0.96154
4504 | 0.0001428 | 8.2076e-06 | 0.00011416 | 0.00019641 | 1
4505 | 0.00014064 | 1.5503e-05 | 0.00011416 | 0.00021542 | 0.92308
4506 | 0.00013592 | 2.0282e-05 | 0.00011416 | 0.00020116 | 0.76923
4507 | 0.00013255 | 2.1973e-05 | 0.00011416 | 0.00017107 | 0.57692
4508 | 0.00013078 | 1.1301e-05 | 0.00011416 | 0.00014335 | 0.46154
4509 | 0.00012826 | 1.0459e-05 | 0.00011416 | 0.000118 | 0.30769
4510 | 0.00012207 | 9.6212e-06 | 0.00011416 | 9.9789e-05 | 0.23077
4511 | 0.00011816 | 5.4245e-06 | 0.00011416 | 8.791e-05 | 0.15385
4512 | 0.00011394 | 2.5158e-06 | 0.00011416 | 7.0901e-05 | 0.076923
4513 | 0.00011058 | 1.43e-06 | 0.00011416 | 4.601e-05 | 0.076923
4514 | 0.00010828 | 1.1145e-06 | 0.00011416 | 3.9976e-05 | 0.057692
4515 | 0.0001069 | 1.1164e-06 | 0.00011416 | 3.3188e-05 | 0.057692
4516 | 0.00010723 | 1.0393e-06 | 0.00011416 | 4.3747e-05 | 0.076923
4517 | 0.00010643 | 1.1364e-05 | 0.00011416 | 7.6935e-05 | 0.11538
4518 | 0.00010665 | 2.9789e-05 | 0.00011416 | 0.00012822 | 0.19231
4519 | 0.00010679 | 2.4134e-05 | 0.00011416 | 0.00018102 | 0.30769
4520 | 0.00011071 | 1.9964e-05 | 0.00011416 | 0.00020063 | 0.46154
4521 | 0.00011709 | 1.5205e-05 | 0.00011416 | 0.00017197 | 0.57692
4522 | 0.0001221 | 1.342e-05 | 0.00011416 | 0.00014331 | 0.69231
4523 | 0.00012466 | 1.2526e-05 | 0.00011416 | 0.0001501 | 0.76923
4524 | 0.00012261 | 1.8755e-05 | 0.00011416 | 0.0001584 | 0.73077
4525 | 0.00012183 | 1.6673e-05 | 0.00011416 | 0.00015236 | 0.69231
4526 | 0.00012433 | 9.5549e-06 | 0.00011416 | 0.00015689 | 0.84615
4527 | 0.00012271 | 8.3703e-06 | 0.00011416 | 0.00017197 | 0.96154
4528 | 0.00012179 | 9.5548e-06 | 0.00011416 | 0.00018706 | 1
4529 | 0.0001192 | 1.6673e-05 | 0.00011416 | 0.00020516 | 0.92308
4530 | 0.00011864 | 2.3505e-05 | 0.00011416 | 0.00019158 | 0.76923
4531 | 0.00011937 | 2.3807e-05 | 0.00011416 | 0.00016292 | 0.57692
4532 | 0.0001198 | 1.8464e-05 | 0.00011416 | 0.00013652 | 0.46154
4533 | 0.00011824 | 1.3411e-05 | 0.00011416 | 0.00011239 | 0.30769
4534 | 0.00011533 | 7.4875e-06 | 0.00011416 | 9.5037e-05 | 0.23077
4535 | 0.0001118 | 5.7171e-06 | 0.00011416 | 8.3723e-05 | 0.15385
4536 | 0.00010909 | 2.5083e-06 | 0.00011416 | 7.2319e-05 | 0.076923
4537 | 0.00010391 | 1.4212e-06 | 0.00011416 | 4.693e-05 | 0.076923
4538 | 0.00010276 | 1.091e-06 | 0.00011416 | 4.0776e-05 | 0.057692
4539 | 0.00010172 | 1.0921e-06 | 0.00011416 | 3.3851e-05 | 0.057692
4540 | 0.00010097 | 1.0242e-06 | 0.00011416 | 4.4622e-05 | 0.076923
4541 | 0.00010026 | 1.1346e-05 | 0.00011416 | 7.8474e-05 | 0.11538
4542 | 0.00010218 | 2.9768e-05 | 0.00011416 | 0.00013079 | 0.19231
4543 | 0.00010395 | 2.412e-05 | 0.00011416 | 0.00018464 | 0.30769
4544 | 0.00010407 | 1.9957e-05 | 0.00011416 | 0.00020465 | 0.46154
4545 | 0.00010551 | 1.5202e-05 | 0.00011416 | 0.00017541 | 0.57692
4546 | 0.00011003 | 1.3418e-05 | 0.00011416 | 0.00014618 | 0.69231
4547 | 0.00011259 | 1.2525e-05 | 0.00011416 | 0.0001531 | 0.76923
4548 | 0.00011344 | 1.8753e-05 | 0.00011416 | 0.00016156 | 0.73077
4549 | 0.00011539 | 1.6672e-05 | 0.00011416 | 0.00015541 | 0.69231
4550 | 0.00011683 | 9.5545e-06 | 0.00011416 | 0.00016002 | 0.84615
4551 | 0.00011688 | 8.3699e-06 | 0.00011416 | 0.00017541 | 0.96154
4552 | 0.00011659 | 9.5538e-06 | 0.00011416 | 0.0001908 | 1
4553 | 0.00011691 | 1.6671e-05 | 0.00011416 | 0.00020926 | 0.92308
4554 | 0.00011735 | 2.3499e-05 | 0.00011416 | 0.00019541 | 0.76923
4555 | 0.00011821 | 2.3799e-05 | 0.00011416 | 0.00016618 | 0.57692
4556 | 0.00011914 | 1.8458e-05 | 0.00011416 | 0.00013925 | 0.46154
4557 | 0.00011769 | 1.3404e-05 | 0.00011416 | 0.00011463 | 0.30769
4558 | 0.00011412 | 7.4825e-06 | 0.00011416 | 9.6938e-05 | 0.23077
4559 | 0.00011006 | 5.713e-06 | 0.00011416 | 8.5398e-05 | 0.15385
4560 | 0.00010474 | 2.5055e-06 | 0.00011416 | 7.3028e-05 | 0.076923
4561 | 0.00010022 | 1.4183e-06 | 0.00011416 | 4.739e-05 | 0.076923
4562 | 0.00010024 | 1.0842e-06 | 0.00011416 | 4.1175e-05 | 0.057692
4563 | 9.935e-05 | 1.0857e-06 | 0.00011416 | 3.4183e-05 | 0.057692
4564 | 9.9241e-05 | 1.0208e-06 | 0.00011416 | 4.506e-05 | 0.076923
4565 | 0.00010032 | 1.1343e-05 | 0.00011416 | 7.9243e-05 | 0.11538
4566 | 0.00010426 | 2.9761e-05 | 0.00011416 | 0.00013207 | 0.19231
4567 | 0.00011317 | 2.4109e-05 | 0.00011416 | 0.00018645 | 0.30769
4568 | 0.00012166 | 1.9944e-05 | 0.00011416 | 0.00020665 | 0.46154
4569 | 0.00013347 | 1.5189e-05 | 0.00011416 | 0.00017713 | 0.57692
4570 | 0.00013808 | 1.3405e-05 | 0.00011416 | 0.00014761 | 0.69231
4571 | 0.0001412 | 1.2515e-05 | 0.00011416 | 0.0001546 | 0.76923
4572 | 0.00013742 | 1.8743e-05 | 0.00011416 | 0.00016315 | 0.73077
4573 | 0.00013626 | 1.6667e-05 | 0.00011416 | 0.00015693 | 0.69231
4574 | 0.00014187 | 9.5524e-06 | 0.00011416 | 0.00016159 | 0.84615
4575 | 0.00014138 | 8.3694e-06 | 0.00011416 | 0.00017713 | 0.96154
4576 | 0.00014036 | 9.5548e-06 | 0.00011416 | 0.00019267 | 1
4577 | 0.00013909 | 1.6673e-05 | 0.00011416 | 0.00021131 | 0.92308
4578 | 0.00013668 | 2.3504e-05 | 0.00011416 | 0.00019733 | 0.76923
4579 | 0.00013511 | 2.3805e-05 | 0.00011416 | 0.00016781 | 0.57692
4580 | 0.00013249 | 1.8463e-05 | 0.00011416 | 0.00014062 | 0.46154
4581 | 0.00012806 | 1.3408e-05 | 0.00011416 | 0.00011576 | 0.30769
4582 | 0.00012283 | 7.4852e-06 | 0.00011416 | 9.7888e-05 | 0.23077
4583 | 0.00011809 | 5.7151e-06 | 0.00011416 | 8.6235e-05 | 0.15385
4584 | 0.00011459 | 2.5069e-06 | 0.00011416 | 7.6573e-05 | 0.076923
4585 | 0.00010986 | 1.42e-06 | 0.00011416 | 4.9691e-05 | 0.076923
4586 | 0.00010778 | 1.0849e-06 | 0.00011416 | 4.3174e-05 | 0.057692
4587 | 0.00010664 | 1.086e-06 | 0.00011416 | 3.5843e-05 | 0.057692
4588 | 0.00010657 | 1.0208e-06 | 0.00011416 | 4.7247e-05 | 0.076923
4589 | 0.00010786 | 1.1343e-05 | 0.00011416 | 8.309e-05 | 0.11538
4590 | 0.00011025 | 2.9768e-05 | 0.00011416 | 0.00013848 | 0.19231
4591 | 0.00011511 | 2.412e-05 | 0.00011416 | 0.00019551 | 0.30769
4592 | 0.00011982 | 1.996e-05 | 0.00011416 | 0.00021669 | 0.46154
4593 | 0.00013183 | 1.5204e-05 | 0.00011416 | 0.00018573 | 0.57692
4594 | 0.00013688 | 1.3423e-05 | 0.00011416 | 0.00015478 | 0.69231
4595 | 0.00013965 | 1.253e-05 | 0.00011416 | 0.00016211 | 0.76923
4596 | 0.00013741 | 1.8761e-05 | 0.00011416 | 0.00017107 | 0.73077
4597 | 0.00013764 | 1.668e-05 | 0.00011416 | 0.00016455 | 0.69231
4598 | 0.00014475 | 9.559e-06 | 0.00011416 | 0.00016944 | 0.84615
4599 | 0.00014447 | 8.3731e-06 | 0.00011416 | 0.00018573 | 0.96154
4600 | 0.0001454 | 9.5564e-06 | 0.00011416 | 0.00020202 | 1
4601 | 0.00014336 | 1.6673e-05 | 0.00011416 | 0.00022157 | 0.92308
4602 | 0.00014056 | 2.3502e-05 | 0.00011416 | 0.00020691 | 0.76923
4603 | 0.00013848 | 2.3802e-05 | 0.00011416 | 0.00017595 | 0.57692
4604 | 0.00013509 | 1.8461e-05 | 0.00011416 | 0.00014744 | 0.46154
4605 | 0.00013117 | 1.3407e-05 | 0.00011416 | 0.00012138 | 0.30769
4606 | 0.00012525 | 7.4851e-06 | 0.00011416 | 0.00010264 | 0.23077
4607 | 0.00011981 | 5.7155e-06 | 0.00011416 | 9.0421e-05 | 0.15385
4608 | 0.0001143 | 2.5081e-06 | 0.00011416 | 6.0266e-05 | 0.038462
4609 | 0.00011027 | 1.422e-06 | 0.00011416 | 3.9109e-05 | 0.038462
4610 | 0.00010889 | 1.0939e-06 | 0.00011416 | 3.398e-05 | 0.038462
4611 | 0.00010805 | 1.0973e-06 | 0.00011416 | 2.8209e-05 | 0.038462
4612 | 0.00010782 | 1.0284e-06 | 0.00011416 | 3.7185e-05 | 0.038462
4613 | 0.00010806 | 1.1353e-05 | 0.00011416 | 6.5395e-05 | 0.076923
4614 | 0.00011185 | 2.9778e-05 | 0.00011416 | 0.00010899 | 0.15385
4615 | 0.00011833 | 2.4127e-05 | 0.00011416 | 0.00015387 | 0.23077
4616 | 0.0001259 | 1.9965e-05 | 0.00011416 | 0.00017054 | 0.38462
4617 | 0.00013634 | 1.521e-05 | 0.00011416 | 0.00014618 | 0.46154
4618 | 0.00013981 | 1.3425e-05 | 0.00011416 | 0.00012181 | 0.57692
4619 | 0.00014253 | 1.2532e-05 | 0.00011416 | 0.00012758 | 0.69231
4620 | 0.00013926 | 1.8766e-05 | 0.00011416 | 0.00013464 | 0.61538
4621 | 0.00013978 | 1.6686e-05 | 0.00011416 | 0.00012951 | 0.53846
4622 | 0.00014647 | 9.5637e-06 | 0.00011416 | 0.00013335 | 0.61538
4623 | 0.0001458 | 8.3786e-06 | 0.00011416 | 0.00014618 | 0.69231
4624 | 0.00014533 | 9.5639e-06 | 0.00011416 | 0.000159 | 0.76923
4625 | 0.00014436 | 1.6686e-05 | 0.00011416 | 0.00017439 | 0.69231
4626 | 0.00014063 | 2.3519e-05 | 0.00011416 | 0.00016285 | 0.57692
4627 | 0.0001371 | 2.382e-05 | 0.00011416 | 0.00013848 | 0.46154
4628 | 0.00013541 | 1.8475e-05 | 0.00011416 | 0.00011604 | 0.30769
4629 | 0.00013146 | 1.3424e-05 | 0.00011416 | 9.5528e-05 | 0.23077
4630 | 0.00012773 | 7.4958e-06 | 0.00011416 | 8.0782e-05 | 0.15385
4631 | 0.00012143 | 5.7245e-06 | 0.00011416 | 7.1165e-05 | 0.076923
4632 | 0.00011545 | 2.4318e-06 | 0.00011416 | 5.3176e-05 | 0.038462
4633 | 0.00011162 | 2.6768e-06 | 0.00011416 | 3.4508e-05 | 0.038462
4634 | 0.00010977 | 1.722e-06 | 0.00011416 | 2.9982e-05 | 0.038462
4635 | 0.00010885 | 1.0128e-06 | 0.00011416 | 2.4891e-05 | 0.038462
4636 | 0.00010861 | 1.0135e-06 | 0.00011416 | 3.2811e-05 | 0.038462
4637 | 0.00010824 | 3.1715e-06 | 0.00011416 | 5.7701e-05 | 0.076923
4638 | 0.00011136 | 8.47e-06 | 0.00011416 | 9.6169e-05 | 0.15385
4639 | 0.00011788 | 1.4321e-05 | 0.00011416 | 0.00013577 | 0.23077
4640 | 0.00012612 | 2.3234e-05 | 0.00011416 | 0.00015048 | 0.38462
4641 | 0.00013485 | 2.2976e-05 | 0.00011416 | 0.00012898 | 0.46154
4642 | 0.00013988 | 2.0681e-05 | 0.00011416 | 0.00010748 | 0.57692
4643 | 0.00014227 | 2.2208e-05 | 0.00011416 | 0.00011257 | 0.69231
4644 | 0.00014022 | 2.2459e-05 | 0.00011416 | 0.0001188 | 0.61538
4645 | 0.00013916 | 1.7877e-05 | 0.00011416 | 0.00011427 | 0.53846
4646 | 0.00014702 | 1.4313e-05 | 0.00011416 | 0.00011767 | 0.61538
4647 | 0.00014698 | 1.1261e-05 | 0.00011416 | 0.00012898 | 0.69231
4648 | 0.00014655 | 1.4314e-05 | 0.00011416 | 0.00014029 | 0.76923
4649 | 0.00014655 | 1.8388e-05 | 0.00011416 | 0.00015387 | 0.69231
4650 | 0.00014392 | 2.5523e-05 | 0.00011416 | 0.00014369 | 0.57692
4651 | 0.00014059 | 2.0179e-05 | 0.00011416 | 0.00012219 | 0.46154
4652 | 0.00013919 | 1.1265e-05 | 0.00011416 | 0.00010239 | 0.30769
4653 | 0.0001349 | 1.1011e-05 | 0.00011416 | 8.4289e-05 | 0.23077
4654 | 0.00012847 | 8.9803e-06 | 0.00011416 | 7.1278e-05 | 0.15385
4655 | 0.00012109 | 5.4307e-06 | 0.00011416 | 6.2793e-05 | 0.076923
4656 | 0.0001164 | 3.2072e-06 | 0.00011416 | 7.4446e-05 | 0.076923
4657 | 0.00011098 | 2.3933e-06 | 0.00011416 | 4.8311e-05 | 0.076923
4658 | 0.00011002 | 1.8671e-06 | 0.00011416 | 4.1975e-05 | 0.057692
4659 | 0.00010842 | 1.0255e-06 | 0.00011416 | 3.4847e-05 | 0.057692
4660 | 0.00010782 | 1.0258e-06 | 0.00011416 | 4.5935e-05 | 0.076923
4661 | 0.0001078 | 1.8672e-06 | 0.00011416 | 8.0782e-05 | 0.11538
4662 | 0.0001117 | 5.7014e-06 | 0.00011416 | 0.00013464 | 0.19231
4663 | 0.0001179 | 1.1587e-05 | 0.00011416 | 0.00019007 | 0.30769
4664 | 0.00012792 | 1.8327e-05 | 0.00011416 | 0.00021067 | 0.46154
4665 | 0.00013772 | 2.4226e-05 | 0.00011416 | 0.00018057 | 0.57692
4666 | 0.0001421 | 2.6752e-05 | 0.00011416 | 0.00015048 | 0.69231
4667 | 0.00014716 | 2.8154e-05 | 0.00011416 | 0.0001576 | 0.76923
4668 | 0.00014385 | 2.4217e-05 | 0.00011416 | 0.00016632 | 0.73077
4669 | 0.00014408 | 2.0843e-05 | 0.00011416 | 0.00015998 | 0.69231
4670 | 0.00014977 | 1.6348e-05 | 0.00011416 | 0.00016473 | 0.84615
4671 | 0.00014996 | 1.4382e-05 | 0.00011416 | 0.00018057 | 0.96154
4672 | 0.00014869 | 8.2123e-06 | 0.00011416 | 0.00019641 | 1
4673 | 0.00014625 | 1.5508e-05 | 0.00011416 | 0.00021542 | 0.92308
4674 | 0.00014077 | 2.0284e-05 | 0.00011416 | 0.00020116 | 0.76923
4675 | 0.00013606 | 2.1973e-05 | 0.00011416 | 0.00017107 | 0.57692
4676 | 0.00013511 | 1.1299e-05 | 0.00011416 | 0.00014335 | 0.46154
4677 | 0.00013031 | 1.0457e-05 | 0.00011416 | 0.000118 | 0.30769
4678 | 0.00012525 | 9.6175e-06 | 0.00011416 | 9.9789e-05 | 0.23077
4679 | 0.000119 | 5.4208e-06 | 0.00011416 | 8.791e-05 | 0.15385
4680 | 0.00011326 | 2.5134e-06 | 0.00011416 | 7.0901e-05 | 0.076923
4681 | 0.00010863 | 1.4277e-06 | 0.00011416 | 4.601e-05 | 0.076923
4682 | 0.00010512 | 1.1086e-06 | 0.00011416 | 3.9976e-05 | 0.057692
4683 | 0.00010351 | 1.1142e-06 | 0.00011416 | 3.3188e-05 | 0.057692
4684 | 0.00010244 | 1.0356e-06 | 0.00011416 | 4.3747e-05 | 0.076923
4685 | 0.0001023 | 1.1359e-05 | 0.00011416 | 7.6935e-05 | 0.11538
4686 | 0.0001036 | 2.9783e-05 | 0.00011416 | 0.00012822 | 0.19231
4687 | 0.00010696 | 2.4137e-05 | 0.00011416 | 0.00018102 | 0.30769
4688 | 0.00011148 | 1.9977e-05 | 0.00011416 | 0.00020063 | 0.46154
4689 | 0.00011612 | 1.5218e-05 | 0.00011416 | 0.00017197 | 0.57692
4690 | 0.00012339 | 1.3432e-05 | 0.00011416 | 0.00014331 | 0.69231
4691 | 0.00012654 | 1.2536e-05 | 0.00011416 | 0.0001501 | 0.76923
4692 | 0.00012414 | 1.877e-05 | 0.00011416 | 0.0001584 | 0.73077
4693 | 0.00012334 | 1.6688e-05 | 0.00011416 | 0.00015236 | 0.69231
4694 | 0.00012552 | 9.5649e-06 | 0.00011416 | 0.00015689 | 0.84615
4695 | 0.00012375 | 8.3797e-06 | 0.00011416 | 0.00017197 | 0.96154
4696 | 0.00012266 | 9.5649e-06 | 0.00011416 | 0.00018706 | 1
4697 | 0.00011877 | 1.6688e-05 | 0.00011416 | 0.00020516 | 0.92308
4698 | 0.00011735 | 2.3522e-05 | 0.00011416 | 0.00019158 | 0.76923
4699 | 0.00011783 | 2.3822e-05 | 0.00011416 | 0.00016292 | 0.57692
4700 | 0.0001197 | 1.8475e-05 | 0.00011416 | 0.00013652 | 0.46154
4701 | 0.00011748 | 1.3427e-05 | 0.00011416 | 0.00011239 | 0.30769
4702 | 0.00011375 | 7.4974e-06 | 0.00011416 | 9.5037e-05 | 0.23077
4703 | 0.00011012 | 5.7256e-06 | 0.00011416 | 8.3723e-05 | 0.15385
4704 | 0.00010778 | 2.5152e-06 | 0.00011416 | 7.2319e-05 | 0.076923
4705 | 0.00010312 | 1.4298e-06 | 0.00011416 | 4.693e-05 | 0.076923
4706 | 0.00010094 | 1.1142e-06 | 0.00011416 | 4.0776e-05 | 0.057692
4707 | 9.9577e-05 | 1.1166e-06 | 0.00011416 | 3.3851e-05 | 0.057692
4708 | 9.9925e-05 | 1.0392e-06 | 0.00011416 | 4.4622e-05 | 0.076923
4709 | 9.9538e-05 | 1.1364e-05 | 0.00011416 | 7.8474e-05 | 0.11538
4710 | 0.00010098 | 2.9791e-05 | 0.00011416 | 0.00013079 | 0.19231
4711 | 0.00010118 | 2.4136e-05 | 0.00011416 | 0.00018464 | 0.30769
4712 | 0.00010235 | 1.9964e-05 | 0.00011416 | 0.00020465 | 0.46154
4713 | 0.00010408 | 1.5203e-05 | 0.00011416 | 0.00017541 | 0.57692
4714 | 0.00010762 | 1.3417e-05 | 0.00011416 | 0.00014618 | 0.69231
4715 | 0.00011082 | 1.2525e-05 | 0.00011416 | 0.0001531 | 0.76923
4716 | 0.00011126 | 1.8755e-05 | 0.00011416 | 0.00016156 | 0.73077
4717 | 0.00011218 | 1.668e-05 | 0.00011416 | 0.00015541 | 0.69231
4718 | 0.00011299 | 9.5597e-06 | 0.00011416 | 0.00016002 | 0.84615
4719 | 0.00011354 | 8.3754e-06 | 0.00011416 | 0.00017541 | 0.96154
4720 | 0.00011481 | 9.5599e-06 | 0.00011416 | 0.0001908 | 1
4721 | 0.00011508 | 1.668e-05 | 0.00011416 | 0.00020926 | 0.92308
4722 | 0.00011573 | 2.3514e-05 | 0.00011416 | 0.00019541 | 0.76923
4723 | 0.00011742 | 2.3815e-05 | 0.00011416 | 0.00016618 | 0.57692
4724 | 0.00011916 | 1.8471e-05 | 0.00011416 | 0.00013925 | 0.46154
4725 | 0.00011762 | 1.3421e-05 | 0.00011416 | 0.00011463 | 0.30769
4726 | 0.00011414 | 7.4939e-06 | 0.00011416 | 9.6938e-05 | 0.23077
4727 | 0.00010979 | 5.7232e-06 | 0.00011416 | 8.5398e-05 | 0.15385
4728 | 0.00010495 | 2.5129e-06 | 0.00011416 | 7.3028e-05 | 0.076923
4729 | 0.00010226 | 1.4282e-06 | 0.00011416 | 4.739e-05 | 0.076923
4730 | 9.9266e-05 | 1.1072e-06 | 0.00011416 | 4.1175e-05 | 0.057692
4731 | 0.00010023 | 1.1088e-06 | 0.00011416 | 3.4183e-05 | 0.057692
4732 | 0.00010028 | 1.0337e-06 | 0.00011416 | 4.506e-05 | 0.076923
4733 | 0.00010222 | 1.1359e-05 | 0.00011416 | 7.9243e-05 | 0.11538
4734 | 0.00010503 | 2.9792e-05 | 0.00011416 | 0.00013207 | 0.19231
4735 | 0.00011157 | 2.4142e-05 | 0.00011416 | 0.00018645 | 0.30769
4736 | 0.00011898 | 1.9978e-05 | 0.00011416 | 0.00020665 | 0.46154
4737 | 0.00013399 | 1.5222e-05 | 0.00011416 | 0.00017713 | 0.57692
4738 | 0.0001401 | 1.3438e-05 | 0.00011416 | 0.00014761 | 0.69231
4739 | 0.00014401 | 1.2546e-05 | 0.00011416 | 0.0001546 | 0.76923
4740 | 0.00014098 | 1.8783e-05 | 0.00011416 | 0.00016315 | 0.73077
4741 | 0.00013993 | 1.6706e-05 | 0.00011416 | 0.00015693 | 0.69231
4742 | 0.00014599 | 9.5777e-06 | 0.00011416 | 0.00016159 | 0.84615
4743 | 0.00014459 | 8.3918e-06 | 0.00011416 | 0.00017713 | 0.96154
4744 | 0.00014465 | 9.5785e-06 | 0.00011416 | 0.00019267 | 1
4745 | 0.00014315 | 1.6711e-05 | 0.00011416 | 0.00021131 | 0.92308
4746 | 0.00013845 | 2.3545e-05 | 0.00011416 | 0.00019733 | 0.76923
4747 | 0.00013461 | 2.3844e-05 | 0.00011416 | 0.00016781 | 0.57692
4748 | 0.00013242 | 1.8503e-05 | 0.00011416 | 0.00014062 | 0.46154
4749 | 0.00012823 | 1.345e-05 | 0.00011416 | 0.00011576 | 0.30769
4750 | 0.00012207 | 7.5108e-06 | 0.00011416 | 9.7888e-05 | 0.23077
4751 | 0.00011755 | 5.7334e-06 | 0.00011416 | 8.6235e-05 | 0.15385
4752 | 0.0001142 | 2.5215e-06 | 0.00011416 | 7.6573e-05 | 0.076923
4753 | 0.00010957 | 1.4339e-06 | 0.00011416 | 4.9691e-05 | 0.076923
4754 | 0.00010755 | 1.1211e-06 | 0.00011416 | 4.3174e-05 | 0.057692
4755 | 0.00010739 | 1.1215e-06 | 0.00011416 | 3.5843e-05 | 0.057692
4756 | 0.00010667 | 1.0411e-06 | 0.00011416 | 4.7247e-05 | 0.076923
4757 | 0.00010967 | 1.1363e-05 | 0.00011416 | 8.309e-05 | 0.11538
4758 | 0.00011273 | 2.9793e-05 | 0.00011416 | 0.00013848 | 0.19231
4759 | 0.00011769 | 2.4142e-05 | 0.00011416 | 0.00019551 | 0.30769
4760 | 0.00012682 | 1.9976e-05 | 0.00011416 | 0.00021669 | 0.46154
4761 | 0.00013518 | 1.5216e-05 | 0.00011416 | 0.00018573 | 0.57692
4762 | 0.00013986 | 1.343e-05 | 0.00011416 | 0.00015478 | 0.69231
4763 | 0.00014299 | 1.2536e-05 | 0.00011416 | 0.00016211 | 0.76923
4764 | 0.00013881 | 1.8768e-05 | 0.00011416 | 0.00017107 | 0.73077
4765 | 0.00013909 | 1.6688e-05 | 0.00011416 | 0.00016455 | 0.69231
4766 | 0.00014678 | 9.5653e-06 | 0.00011416 | 0.00016944 | 0.84615
4767 | 0.0001464 | 8.3797e-06 | 0.00011416 | 0.00018573 | 0.96154
4768 | 0.00014672 | 9.5663e-06 | 0.00011416 | 0.00020202 | 1
4769 | 0.00014463 | 1.6689e-05 | 0.00011416 | 0.00022157 | 0.92308
4770 | 0.00014219 | 2.3521e-05 | 0.00011416 | 0.00020691 | 0.76923
4771 | 0.00013865 | 2.3821e-05 | 0.00011416 | 0.00017595 | 0.57692
4772 | 0.00013711 | 1.8474e-05 | 0.00011416 | 0.00014744 | 0.46154
4773 | 0.00013362 | 1.3425e-05 | 0.00011416 | 0.00012138 | 0.30769
4774 | 0.00012656 | 7.4942e-06 | 0.00011416 | 0.00010264 | 0.23077
4775 | 0.00012126 | 5.7223e-06 | 0.00011416 | 9.0421e-05 | 0.15385
4776 | 0.00011646 | 2.5144e-06 | 0.00011416 | 6.0266e-05 | 0.038462
4777 | 0.00011223 | 1.4249e-06 | 0.00011416 | 3.9109e-05 | 0.038462
4778 | 0.00011036 | 1.1017e-06 | 0.00011416 | 3.398e-05 | 0.038462
4779 | 0.00010965 | 1.1022e-06 | 0.00011416 | 2.8209e-05 | 0.038462
4780 | 0.00011012 | 1.0292e-06 | 0.00011416 | 3.7185e-05 | 0.038462
4781 | 0.00011051 | 1.1349e-05 | 0.00011416 | 6.5395e-05 | 0.076923
4782 | 0.00011286 | 2.9766e-05 | 0.00011416 | 0.00010899 | 0.15385
4783 | 0.00012035 | 2.4117e-05 | 0.00011416 | 0.00015387 | 0.23077
4784 | 0.00012784 | 1.9955e-05 | 0.00011416 | 0.00017054 | 0.38462
4785 | 0.00013633 | 1.5201e-05 | 0.00011416 | 0.00014618 | 0.46154
4786 | 0.00014168 | 1.3418e-05 | 0.00011416 | 0.00012181 | 0.57692
4787 | 0.00014475 | 1.2527e-05 | 0.00011416 | 0.00012758 | 0.69231
4788 | 0.00014229 | 1.8759e-05 | 0.00011416 | 0.00013464 | 0.61538
4789 | 0.00014235 | 1.6679e-05 | 0.00011416 | 0.00012951 | 0.53846
4790 | 0.00014928 | 9.5604e-06 | 0.00011416 | 0.00013335 | 0.61538
4791 | 0.00014994 | 8.3759e-06 | 0.00011416 | 0.00014618 | 0.69231
4792 | 0.00014972 | 9.5599e-06 | 0.00011416 | 0.000159 | 0.76923
4793 | 0.00014935 | 1.668e-05 | 0.00011416 | 0.00017439 | 0.69231
4794 | 0.00014441 | 2.3511e-05 | 0.00011416 | 0.00016285 | 0.57692
4795 | 0.00014141 | 2.381e-05 | 0.00011416 | 0.00013848 | 0.46154
4796 | 0.00014033 | 1.8466e-05 | 0.00011416 | 0.00011604 | 0.30769
4797 | 0.00013604 | 1.3415e-05 | 0.00011416 | 9.5528e-05 | 0.23077
4798 | 0.00012976 | 7.4891e-06 | 0.00011416 | 8.0782e-05 | 0.15385
4799 | 0.0001235 | 5.7182e-06 | 0.00011416 | 7.1165e-05 | 0.076923
4800 | 0.00011709 | 2.4279e-06 | 0.00011416 | 5.3176e-05 | 0.038462
4801 | 0.00011363 | 2.6746e-06 | 0.00011416 | 3.4508e-05 | 0.038462
4802 | 0.00011289 | 1.7182e-06 | 0.00011416 | 2.9982e-05 | 0.038462
4803 | 0.00011061 | 1.0071e-06 | 0.00011416 | 2.4891e-05 | 0.038462
4804 | 0.00010966 | 1.0079e-06 | 0.00011416 | 3.2811e-05 | 0.038462
4805 | 0.0001106 | 3.1684e-06 | 0.00011416 | 5.7701e-05 | 0.076923
4806 | 0.00011397 | 8.4658e-06 | 0.00011416 | 9.6169e-05 | 0.15385
4807 | 0.00012102 | 1.4312e-05 | 0.00011416 | 0.00013577 | 0.23077
4808 | 0.00012864 | 2.3218e-05 | 0.00011416 | 0.00015048 | 0.38462
4809 | 0.00013917 | 2.2959e-05 | 0.00011416 | 0.00012898 | 0.46154
4810 | 0.0001444 | 2.0668e-05 | 0.00011416 | 0.00010748 | 0.57692
4811 | 0.00014809 | 2.2194e-05 | 0.00011416 | 0.00011257 | 0.69231
4812 | 0.00014589 | 2.2447e-05 | 0.00011416 | 0.0001188 | 0.61538
4813 | 0.00014596 | 1.7865e-05 | 0.00011416 | 0.00011427 | 0.53846
4814 | 0.00015234 | 1.4303e-05 | 0.00011416 | 0.00011767 | 0.61538
4815 | 0.00015275 | 1.1253e-05 | 0.00011416 | 0.00012898 | 0.69231
4816 | 0.00015349 | 1.4304e-05 | 0.00011416 | 0.00014029 | 0.76923
4817 | 0.00015273 | 1.8376e-05 | 0.00011416 | 0.00015387 | 0.69231
4818 | 0.00015021 | 2.5504e-05 | 0.00011416 | 0.00014369 | 0.57692
4819 | 0.00014828 | 2.016e-05 | 0.00011416 | 0.00012219 | 0.46154
4820 | 0.00014716 | 1.1257e-05 | 0.00011416 | 0.00010239 | 0.30769
4821 | 0.00014257 | 1.1001e-05 | 0.00011416 | 8.4289e-05 | 0.23077
4822 | 0.00013445 | 8.9697e-06 | 0.00011416 | 7.1278e-05 | 0.15385
4823 | 0.00012781 | 5.4237e-06 | 0.00011416 | 6.2793e-05 | 0.076923
4824 | 0.00012109 | 3.2024e-06 | 0.00011416 | 7.4446e-05 | 0.076923
4825 | 0.00011482 | 2.3886e-06 | 0.00011416 | 4.8311e-05 | 0.076923
4826 | 0.00011305 | 1.8624e-06 | 0.00011416 | 4.1975e-05 | 0.057692
4827 | 0.00011177 | 1.0168e-06 | 0.00011416 | 3.4847e-05 | 0.057692
4828 | 0.00011009 | 1.0171e-06 | 0.00011416 | 4.5935e-05 | 0.076923
4829 | 0.00011136 | 1.8624e-06 | 0.00011416 | 8.0782e-05 | 0.11538
4830 | 0.00011381 | 5.6977e-06 | 0.00011416 | 0.00013464 | 0.19231
4831 | 0.00012172 | 1.1578e-05 | 0.00011416 | 0.00019007 | 0.30769
4832 | 0.00013009 | 1.8312e-05 | 0.00011416 | 0.00021067 | 0.46154
4833 | 0.00014257 | 2.4207e-05 | 0.00011416 | 0.00018057 | 0.57692
4834 | 0.00014734 | 2.6734e-05 | 0.00011416 | 0.00015048 | 0.69231
4835 | 0.00015102 | 2.8134e-05 | 0.00011416 | 0.0001576 | 0.76923
4836 | 0.00014795 | 2.4198e-05 | 0.00011416 | 0.00016632 | 0.73077
4837 | 0.00014769 | 2.0827e-05 | 0.00011416 | 0.00015998 | 0.69231
4838 | 0.00015267 | 1.6335e-05 | 0.00011416 | 0.00016473 | 0.84615
4839 | 0.00015209 | 1.4373e-05 | 0.00011416 | 0.00018057 | 0.96154
4840 | 0.00015348 | 8.2061e-06 | 0.00011416 | 0.00019641 | 1
4841 | 0.0001526 | 1.5501e-05 | 0.00011416 | 0.00021542 | 0.92308
4842 | 0.00015068 | 2.0278e-05 | 0.00011416 | 0.00020116 | 0.76923
4843 | 0.00014829 | 2.1966e-05 | 0.00011416 | 0.00017107 | 0.57692
4844 | 0.00014635 | 1.1295e-05 | 0.00011416 | 0.00014335 | 0.46154
4845 | 0.00014242 | 1.0447e-05 | 0.00011416 | 0.000118 | 0.30769
4846 | 0.00013528 | 9.6077e-06 | 0.00011416 | 9.9789e-05 | 0.23077
4847 | 0.00012904 | 5.4125e-06 | 0.00011416 | 8.791e-05 | 0.15385
4848 | 0.00012149 | 2.5061e-06 | 0.00011416 | 7.0901e-05 | 0.076923
4849 | 0.00011292 | 1.4187e-06 | 0.00011416 | 4.601e-05 | 0.076923
4850 | 0.00011013 | 1.0858e-06 | 0.00011416 | 3.9976e-05 | 0.057692
4851 | 0.00010821 | 1.0887e-06 | 0.00011416 | 3.3188e-05 | 0.057692
4852 | 0.0001072 | 1.0203e-06 | 0.00011416 | 4.3747e-05 | 0.076923
4853 | 0.0001066 | 1.1341e-05 | 0.00011416 | 7.6935e-05 | 0.11538
4854 | 0.00010783 | 2.976e-05 | 0.00011416 | 0.00012822 | 0.19231
4855 | 0.00011005 | 2.4111e-05 | 0.00011416 | 0.00018102 | 0.30769
4856 | 0.00011603 | 1.9949e-05 | 0.00011416 | 0.00020063 | 0.46154
4857 | 0.00012547 | 1.5196e-05 | 0.00011416 | 0.00017197 | 0.57692
4858 | 0.00013116 | 1.3413e-05 | 0.00011416 | 0.00014331 | 0.69231
4859 | 0.00013488 | 1.2522e-05 | 0.00011416 | 0.0001501 | 0.76923
4860 | 0.00013405 | 1.8751e-05 | 0.00011416 | 0.0001584 | 0.73077
4861 | 0.00013322 | 1.6672e-05 | 0.00011416 | 0.00015236 | 0.69231
4862 | 0.00013637 | 9.5552e-06 | 0.00011416 | 0.00015689 | 0.84615
4863 | 0.00013513 | 8.3707e-06 | 0.00011416 | 0.00017197 | 0.96154
4864 | 0.00013482 | 9.5552e-06 | 0.00011416 | 0.00018706 | 1
4865 | 0.00013138 | 1.6673e-05 | 0.00011416 | 0.00020516 | 0.92308
4866 | 0.00012958 | 2.3502e-05 | 0.00011416 | 0.00019158 | 0.76923
4867 | 0.00012933 | 2.3802e-05 | 0.00011416 | 0.00016292 | 0.57692
4868 | 0.00012938 | 1.846e-05 | 0.00011416 | 0.00013652 | 0.46154
4869 | 0.00012803 | 1.3406e-05 | 0.00011416 | 0.00011239 | 0.30769
4870 | 0.00012293 | 7.4837e-06 | 0.00011416 | 9.5037e-05 | 0.23077
4871 | 0.00011729 | 5.7138e-06 | 0.00011416 | 8.3723e-05 | 0.15385
4872 | 0.00011206 | 2.5062e-06 | 0.00011416 | 7.2319e-05 | 0.076923
4873 | 0.00010774 | 1.4188e-06 | 0.00011416 | 4.693e-05 | 0.076923
4874 | 0.00010486 | 1.0849e-06 | 0.00011416 | 4.0776e-05 | 0.057692
4875 | 0.00010539 | 1.0869e-06 | 0.00011416 | 3.3851e-05 | 0.057692
4876 | 0.00010407 | 1.0216e-06 | 0.00011416 | 4.4622e-05 | 0.076923
4877 | 0.00010301 | 1.1344e-05 | 0.00011416 | 7.8474e-05 | 0.11538
4878 | 0.00010442 | 2.9765e-05 | 0.00011416 | 0.00013079 | 0.19231
4879 | 0.00010847 | 2.4113e-05 | 0.00011416 | 0.00018464 | 0.30769
4880 | 0.00010742 | 1.9949e-05 | 0.00011416 | 0.00020465 | 0.46154
4881 | 0.00011132 | 1.5195e-05 | 0.00011416 | 0.00017541 | 0.57692
4882 | 0.0001151 | 1.3411e-05 | 0.00011416 | 0.00014618 | 0.69231
4883 | 0.00011819 | 1.2518e-05 | 0.00011416 | 0.0001531 | 0.76923
4884 | 0.00011762 | 1.8744e-05 | 0.00011416 | 0.00016156 | 0.73077
4885 | 0.00011904 | 1.6665e-05 | 0.00011416 | 0.00015541 | 0.69231
4886 | 0.00012036 | 9.5502e-06 | 0.00011416 | 0.00016002 | 0.84615
4887 | 0.00011908 | 8.3664e-06 | 0.00011416 | 0.00017541 | 0.96154
4888 | 0.00011931 | 9.5509e-06 | 0.00011416 | 0.0001908 | 1
4889 | 0.00011966 | 1.6668e-05 | 0.00011416 | 0.00020926 | 0.92308
4890 | 0.00012112 | 2.3497e-05 | 0.00011416 | 0.00019541 | 0.76923
4891 | 0.00012367 | 2.3799e-05 | 0.00011416 | 0.00016618 | 0.57692
4892 | 0.00012558 | 1.8457e-05 | 0.00011416 | 0.00013925 | 0.46154
4893 | 0.00012308 | 1.3399e-05 | 0.00011416 | 0.00011463 | 0.30769
4894 | 0.00011849 | 7.4788e-06 | 0.00011416 | 9.6938e-05 | 0.23077
4895 | 0.00011392 | 5.7093e-06 | 0.00011416 | 8.5398e-05 | 0.15385
4896 | 0.00010903 | 2.5017e-06 | 0.00011416 | 7.3028e-05 | 0.076923
4897 | 0.00010701 | 1.4128e-06 | 0.00011416 | 4.739e-05 | 0.076923
4898 | 0.00010391 | 1.0683e-06 | 0.00011416 | 4.1175e-05 | 0.057692
4899 | 0.00010225 | 1.0679e-06 | 0.00011416 | 3.4183e-05 | 0.057692
4900 | 0.00010376 | 1.0094e-06 | 0.00011416 | 4.506e-05 | 0.076923
4901 | 0.00010523 | 1.1328e-05 | 0.00011416 | 7.9243e-05 | 0.11538
4902 | 0.00010851 | 2.9746e-05 | 0.00011416 | 0.00013207 | 0.19231
4903 | 0.00011638 | 2.41e-05 | 0.00011416 | 0.00018645 | 0.30769
4904 | 0.00012766 | 1.9939e-05 | 0.00011416 | 0.00020665 | 0.46154
4905 | 0.0001385 | 1.5188e-05 | 0.00011416 | 0.00017713 | 0.57692
4906 | 0.00014504 | 1.3409e-05 | 0.00011416 | 0.00014761 | 0.69231
4907 | 0.00014885 | 1.2518e-05 | 0.00011416 | 0.0001546 | 0.76923
4908 | 0.00014503 | 1.8742e-05 | 0.00011416 | 0.00016315 | 0.73077
4909 | 0.00014395 | 1.666e-05 | 0.00011416 | 0.00015693 | 0.69231
4910 | 0.0001489 | 9.5457e-06 | 0.00011416 | 0.00016159 | 0.84615
4911 | 0.00014636 | 8.3608e-06 | 0.00011416 | 0.00017713 | 0.96154
4912 | 0.00014554 | 9.5441e-06 | 0.00011416 | 0.00019267 | 1
4913 | 0.0001444 | 1.6658e-05 | 0.00011416 | 0.00021131 | 0.92308
4914 | 0.00014316 | 2.3483e-05 | 0.00011416 | 0.00019733 | 0.76923
4915 | 0.00014037 | 2.3783e-05 | 0.00011416 | 0.00016781 | 0.57692
4916 | 0.00014035 | 1.8446e-05 | 0.00011416 | 0.00014062 | 0.46154
4917 | 0.0001348 | 1.3387e-05 | 0.00011416 | 0.00011576 | 0.30769
4918 | 0.00012967 | 7.4724e-06 | 0.00011416 | 9.7888e-05 | 0.23077
4919 | 0.00012345 | 5.7049e-06 | 0.00011416 | 8.6235e-05 | 0.15385
4920 | 0.0001179 | 2.5002e-06 | 0.00011416 | 7.6573e-05 | 0.076923
4921 | 0.00011399 | 1.413e-06 | 0.00011416 | 4.9691e-05 | 0.076923
4922 | 0.00011126 | 1.0702e-06 | 0.00011416 | 4.3174e-05 | 0.057692
4923 | 0.00011093 | 1.0736e-06 | 0.00011416 | 3.5843e-05 | 0.057692
4924 | 0.00011093 | 1.0145e-06 | 0.00011416 | 4.7247e-05 | 0.076923
4925 | 0.00011186 | 1.1337e-05 | 0.00011416 | 8.309e-05 | 0.11538
4926 | 0.000114 | 2.976e-05 | 0.00011416 | 0.00013848 | 0.19231
4927 | 0.00011814 | 2.4108e-05 | 0.00011416 | 0.00019551 | 0.30769
4928 | 0.00012809 | 1.9944e-05 | 0.00011416 | 0.00021669 | 0.46154
4929 | 0.00013882 | 1.519e-05 | 0.00011416 | 0.00018573 | 0.57692
4930 | 0.00014497 | 1.3406e-05 | 0.00011416 | 0.00015478 | 0.69231
4931 | 0.00014827 | 1.2513e-05 | 0.00011416 | 0.00016211 | 0.76923
4932 | 0.00014484 | 1.8738e-05 | 0.00011416 | 0.00017107 | 0.73077
4933 | 0.00014355 | 1.666e-05 | 0.00011416 | 0.00016455 | 0.69231
4934 | 0.00015099 | 9.5462e-06 | 0.00011416 | 0.00016944 | 0.84615
4935 | 0.00015053 | 8.3626e-06 | 0.00011416 | 0.00018573 | 0.96154
4936 | 0.00014947 | 9.5467e-06 | 0.00011416 | 0.00020202 | 1
4937 | 0.00014859 | 1.6661e-05 | 0.00011416 | 0.00022157 | 0.92308
4938 | 0.00014521 | 2.3489e-05 | 0.00011416 | 0.00020691 | 0.76923
4939 | 0.00014201 | 2.3791e-05 | 0.00011416 | 0.00017595 | 0.57692
4940 | 0.00014015 | 1.8452e-05 | 0.00011416 | 0.00014744 | 0.46154
4941 | 0.00013586 | 1.3393e-05 | 0.00011416 | 0.00012138 | 0.30769
4942 | 0.00012819 | 7.4763e-06 | 0.00011416 | 0.00010264 | 0.23077
4943 | 0.00012259 | 5.708e-06 | 0.00011416 | 9.0421e-05 | 0.15385
4944 | 0.00011656 | 2.5012e-06 | 0.00011416 | 6.0266e-05 | 0.038462
4945 | 0.0001123 | 1.4124e-06 | 0.00011416 | 3.9109e-05 | 0.038462
4946 | 0.00011108 | 1.0669e-06 | 0.00011416 | 3.398e-05 | 0.038462
4947 | 0.00011035 | 1.0676e-06 | 0.00011416 | 2.8209e-05 | 0.038462
4948 | 0.00010942 | 1.0099e-06 | 0.00011416 | 3.7185e-05 | 0.038462
4949 | 0.00011046 | 1.1331e-05 | 0.00011416 | 6.5395e-05 | 0.076923
4950 | 0.0001135 | 2.9754e-05 | 0.00011416 | 0.00010899 | 0.15385
4951 | 0.00011805 | 2.4106e-05 | 0.00011416 | 0.00015387 | 0.23077
4952 | 0.00012407 | 1.9946e-05 | 0.00011416 | 0.00017054 | 0.38462
4953 | 0.00013329 | 1.5194e-05 | 0.00011416 | 0.00014618 | 0.46154
4954 | 0.00013772 | 1.3411e-05 | 0.00011416 | 0.00012181 | 0.57692
4955 | 0.00014165 | 1.252e-05 | 0.00011416 | 0.00012758 | 0.69231
4956 | 0.00013778 | 1.8748e-05 | 0.00011416 | 0.00013464 | 0.61538
4957 | 0.00013724 | 1.667e-05 | 0.00011416 | 0.00012951 | 0.53846
4958 | 0.00014593 | 9.5545e-06 | 0.00011416 | 0.00013335 | 0.61538
4959 | 0.00014577 | 8.3694e-06 | 0.00011416 | 0.00014618 | 0.69231
4960 | 0.0001463 | 9.5533e-06 | 0.00011416 | 0.000159 | 0.76923
4961 | 0.00014468 | 1.667e-05 | 0.00011416 | 0.00017439 | 0.69231
4962 | 0.0001401 | 2.3498e-05 | 0.00011416 | 0.00016285 | 0.57692
4963 | 0.00013646 | 2.3797e-05 | 0.00011416 | 0.00013848 | 0.46154
4964 | 0.00013555 | 1.8457e-05 | 0.00011416 | 0.00011604 | 0.30769
4965 | 0.00013122 | 1.34e-05 | 0.00011416 | 9.5528e-05 | 0.23077
4966 | 0.00012501 | 7.4806e-06 | 0.00011416 | 8.0782e-05 | 0.15385
4967 | 0.00011961 | 5.712e-06 | 0.00011416 | 7.1165e-05 | 0.076923
4968 | 0.0001145 | 2.4228e-06 | 0.00011416 | 5.3176e-05 | 0.038462
4969 | 0.00011069 | 2.6682e-06 | 0.00011416 | 3.4508e-05 | 0.038462
4970 | 0.00010868 | 1.7132e-06 | 0.00011416 | 2.9982e-05 | 0.038462
4971 | 0.0001084 | 9.9688e-07 | 0.00011416 | 2.4891e-05 | 0.038462
4972 | 0.00010882 | 9.9809e-07 | 0.00011416 | 3.2811e-05 | 0.038462
4973 | 0.00010903 | 3.1639e-06 | 0.00011416 | 5.7701e-05 | 0.076923
4974 | 0.00011251 | 8.4636e-06 | 0.00011416 | 9.6169e-05 | 0.15385
4975 | 0.00011761 | 1.4307e-05 | 0.00011416 | 0.00013577 | 0.23077
4976 | 0.00012307 | 2.3209e-05 | 0.00011416 | 0.00015048 | 0.38462
4977 | 0.0001289 | 2.2949e-05 | 0.00011416 | 0.00012898 | 0.46154
4978 | 0.00013361 | 2.0655e-05 | 0.00011416 | 0.00010748 | 0.57692
4979 | 0.00013825 | 2.2178e-05 | 0.00011416 | 0.00011257 | 0.69231
4980 | 0.00013518 | 2.2429e-05 | 0.00011416 | 0.0001188 | 0.61538
4981 | 0.00013449 | 1.785e-05 | 0.00011416 | 0.00011427 | 0.53846
4982 | 0.00014185 | 1.429e-05 | 0.00011416 | 0.00011767 | 0.61538
4983 | 0.00014199 | 1.1242e-05 | 0.00011416 | 0.00012898 | 0.69231
4984 | 0.00014261 | 1.429e-05 | 0.00011416 | 0.00014029 | 0.76923
4985 | 0.00014165 | 1.8358e-05 | 0.00011416 | 0.00015387 | 0.69231
4986 | 0.00013848 | 2.5482e-05 | 0.00011416 | 0.00014369 | 0.57692
4987 | 0.00013684 | 2.0145e-05 | 0.00011416 | 0.00012219 | 0.46154
4988 | 0.00013366 | 1.1249e-05 | 0.00011416 | 0.00010239 | 0.30769
4989 | 0.00012991 | 1.0988e-05 | 0.00011416 | 8.4289e-05 | 0.23077
4990 | 0.00012386 | 8.9618e-06 | 0.00011416 | 7.1278e-05 | 0.15385
4991 | 0.00011778 | 5.4198e-06 | 0.00011416 | 6.2793e-05 | 0.076923
4992 | 0.00011558 | 3.2004e-06 | 0.00011416 | 7.4446e-05 | 0.076923
4993 | 0.0001108 | 2.3879e-06 | 0.00011416 | 4.8311e-05 | 0.076923
4994 | 0.00010902 | 1.8621e-06 | 0.00011416 | 4.1975e-05 | 0.057692
4995 | 0.00010765 | 1.0165e-06 | 0.00011416 | 3.4847e-05 | 0.057692
4996 | 0.00010827 | 1.0179e-06 | 0.00011416 | 4.5935e-05 | 0.076923
4997 | 0.00010845 | 1.864e-06 | 0.00011416 | 8.0782e-05 | 0.11538
4998 | 0.00011042 | 5.701e-06 | 0.00011416 | 0.00013464 | 0.19231
4999 | 0.00011561 | 1.1584e-05 | 0.00011416 | 0.00019007 | 0.30769
5000 | 0.00012262 | 1.8322e-05 | 0.00011416 | 0.00021067 | 0.46154
5001 | 0.00012982 | 2.4218e-05 | 0.00011416 | 0.00018057 | 0.57692
5002 | 0.00013483 | 2.674e-05 | 0.00011416 | 0.00015048 | 0.69231
5003 | 0.00013879 | 2.8139e-05 | 0.00011416 | 0.0001576 | 0.76923
5004 | 0.00013508 | 2.4202e-05 | 0.00011416 | 0.00016632 | 0.73077
5005 | 0.00013475 | 2.0829e-05 | 0.00011416 | 0.00015998 | 0.69231
5006 | 0.00014074 | 1.6337e-05 | 0.00011416 | 0.00016473 | 0.84615
5007 | 0.00014012 | 1.4372e-05 | 0.00011416 | 0.00018057 | 0.96154
5008 | 0.00013991 | 8.2043e-06 | 0.00011416 | 0.00019641 | 1
5009 | 0.00013836 | 1.5498e-05 | 0.00011416 | 0.00021542 | 0.92308
5010 | 0.00013459 | 2.0275e-05 | 0.00011416 | 0.00020116 | 0.76923
5011 | 0.00013225 | 2.1965e-05 | 0.00011416 | 0.00017107 | 0.57692
5012 | 0.00013061 | 1.1295e-05 | 0.00011416 | 0.00014335 | 0.46154
5013 | 0.00012601 | 1.0448e-05 | 0.00011416 | 0.000118 | 0.30769
5014 | 0.00012147 | 9.6097e-06 | 0.00011416 | 9.9789e-05 | 0.23077
5015 | 0.00011648 | 5.4158e-06 | 0.00011416 | 8.791e-05 | 0.15385
5016 | 0.000113 | 2.509e-06 | 0.00011416 | 7.0901e-05 | 0.076923
5017 | 0.00010823 | 1.4216e-06 | 0.00011416 | 4.601e-05 | 0.076923
5018 | 0.00010633 | 1.0915e-06 | 0.00011416 | 3.9976e-05 | 0.057692
5019 | 0.00010701 | 1.093e-06 | 0.00011416 | 3.3188e-05 | 0.057692
5020 | 0.00010562 | 1.0253e-06 | 0.00011416 | 4.3747e-05 | 0.076923
5021 | 0.0001058 | 1.1349e-05 | 0.00011416 | 7.6935e-05 | 0.11538
5022 | 0.00010636 | 2.9772e-05 | 0.00011416 | 0.00012822 | 0.19231
5023 | 0.00010869 | 2.4119e-05 | 0.00011416 | 0.00018102 | 0.30769
5024 | 0.00010883 | 1.9955e-05 | 0.00011416 | 0.00020063 | 0.46154
5025 | 0.00011139 | 1.52e-05 | 0.00011416 | 0.00017197 | 0.57692
5026 | 0.00011604 | 1.3416e-05 | 0.00011416 | 0.00014331 | 0.69231
5027 | 0.00011858 | 1.2523e-05 | 0.00011416 | 0.0001501 | 0.76923
5028 | 0.00011873 | 1.8752e-05 | 0.00011416 | 0.0001584 | 0.73077
5029 | 0.00011737 | 1.6673e-05 | 0.00011416 | 0.00015236 | 0.69231
5030 | 0.00011975 | 9.5552e-06 | 0.00011416 | 0.00015689 | 0.84615
5031 | 0.00011831 | 8.3707e-06 | 0.00011416 | 0.00017197 | 0.96154
5032 | 0.00011737 | 9.5552e-06 | 0.00011416 | 0.00018706 | 1
5033 | 0.00011608 | 1.6673e-05 | 0.00011416 | 0.00020516 | 0.92308
5034 | 0.00011512 | 2.3503e-05 | 0.00011416 | 0.00019158 | 0.76923
5035 | 0.00011521 | 2.3804e-05 | 0.00011416 | 0.00016292 | 0.57692
5036 | 0.00011618 | 1.8463e-05 | 0.00011416 | 0.00013652 | 0.46154
5037 | 0.00011321 | 1.3411e-05 | 0.00011416 | 0.00011239 | 0.30769
5038 | 0.00011085 | 7.4875e-06 | 0.00011416 | 9.5037e-05 | 0.23077
5039 | 0.00010698 | 5.7181e-06 | 0.00011416 | 8.3723e-05 | 0.15385
5040 | 0.0001041 | 2.5099e-06 | 0.00011416 | 7.2319e-05 | 0.076923
5041 | 9.8533e-05 | 1.424e-06 | 0.00011416 | 4.693e-05 | 0.076923
5042 | 9.6429e-05 | 1.0988e-06 | 0.00011416 | 4.0776e-05 | 0.057692
5043 | 9.6743e-05 | 1.1021e-06 | 0.00011416 | 3.3851e-05 | 0.057692
5044 | 9.5243e-05 | 1.0316e-06 | 0.00011416 | 4.4622e-05 | 0.076923
5045 | 9.5614e-05 | 1.1357e-05 | 0.00011416 | 7.8474e-05 | 0.11538
5046 | 9.6432e-05 | 2.9782e-05 | 0.00011416 | 0.00013079 | 0.19231
5047 | 9.8789e-05 | 2.4128e-05 | 0.00011416 | 0.00018464 | 0.30769
5048 | 9.8454e-05 | 1.9961e-05 | 0.00011416 | 0.00020465 | 0.46154
5049 | 0.00010087 | 1.5204e-05 | 0.00011416 | 0.00017541 | 0.57692
5050 | 0.00010307 | 1.3419e-05 | 0.00011416 | 0.00014618 | 0.69231
5051 | 0.0001064 | 1.2525e-05 | 0.00011416 | 0.0001531 | 0.76923
5052 | 0.00010652 | 1.8755e-05 | 0.00011416 | 0.00016156 | 0.73077
5053 | 0.00010849 | 1.6675e-05 | 0.00011416 | 0.00015541 | 0.69231
5054 | 0.00010936 | 9.5557e-06 | 0.00011416 | 0.00016002 | 0.84615
5055 | 0.0001102 | 8.3711e-06 | 0.00011416 | 0.00017541 | 0.96154
5056 | 0.00011145 | 9.556e-06 | 0.00011416 | 0.0001908 | 1
5057 | 0.00011271 | 1.6675e-05 | 0.00011416 | 0.00020926 | 0.92308
5058 | 0.00011422 | 2.3507e-05 | 0.00011416 | 0.00019541 | 0.76923
5059 | 0.00011513 | 2.3809e-05 | 0.00011416 | 0.00016618 | 0.57692
5060 | 0.00011723 | 1.8466e-05 | 0.00011416 | 0.00013925 | 0.46154
5061 | 0.00011521 | 1.3413e-05 | 0.00011416 | 0.00011463 | 0.30769
5062 | 0.00011066 | 7.4886e-06 | 0.00011416 | 9.6938e-05 | 0.23077
5063 | 0.00010804 | 5.7183e-06 | 0.00011416 | 8.5398e-05 | 0.15385
5064 | 0.00010165 | 2.5092e-06 | 0.00011416 | 7.3028e-05 | 0.076923
5065 | 9.9332e-05 | 1.4221e-06 | 0.00011416 | 4.739e-05 | 0.076923
5066 | 9.8515e-05 | 1.0927e-06 | 0.00011416 | 4.1175e-05 | 0.057692
5067 | 9.8101e-05 | 1.0942e-06 | 0.00011416 | 3.4183e-05 | 0.057692
5068 | 9.7808e-05 | 1.026e-06 | 0.00011416 | 4.506e-05 | 0.076923
5069 | 9.7704e-05 | 1.1349e-05 | 0.00011416 | 7.9243e-05 | 0.11538
5070 | 0.00010118 | 2.9769e-05 | 0.00011416 | 0.00013207 | 0.19231
5071 | 0.00010657 | 2.4115e-05 | 0.00011416 | 0.00018645 | 0.30769
5072 | 0.00011075 | 1.9951e-05 | 0.00011416 | 0.00020665 | 0.46154
5073 | 0.00011732 | 1.5196e-05 | 0.00011416 | 0.00017713 | 0.57692
5074 | 0.0001219 | 1.3412e-05 | 0.00011416 | 0.00014761 | 0.69231
5075 | 0.00012347 | 1.2519e-05 | 0.00011416 | 0.0001546 | 0.76923
5076 | 0.00012138 | 1.8746e-05 | 0.00011416 | 0.00016315 | 0.73077
5077 | 0.00012099 | 1.6667e-05 | 0.00011416 | 0.00015693 | 0.69231
5078 | 0.00012439 | 9.5521e-06 | 0.00011416 | 0.00016159 | 0.84615
5079 | 0.00012337 | 8.3686e-06 | 0.00011416 | 0.00017713 | 0.96154
5080 | 0.00012275 | 9.5529e-06 | 0.00011416 | 0.00019267 | 1
5081 | 0.00012206 | 1.667e-05 | 0.00011416 | 0.00021131 | 0.92308
5082 | 0.00012003 | 2.35e-05 | 0.00011416 | 0.00019733 | 0.76923
5083 | 0.00011862 | 2.3802e-05 | 0.00011416 | 0.00016781 | 0.57692
5084 | 0.00011944 | 1.8459e-05 | 0.00011416 | 0.00014062 | 0.46154
5085 | 0.00011524 | 1.3404e-05 | 0.00011416 | 0.00011576 | 0.30769
5086 | 0.0001121 | 7.482e-06 | 0.00011416 | 9.7888e-05 | 0.23077
5087 | 0.0001087 | 5.7122e-06 | 0.00011416 | 8.6235e-05 | 0.15385
5088 | 0.00010471 | 2.5045e-06 | 0.00011416 | 7.8624e-05 | 0.076923
5089 | 0.000101 | 1.4168e-06 | 0.00011416 | 5.1022e-05 | 0.076923
5090 | 9.811e-05 | 1.0793e-06 | 0.00011416 | 4.4331e-05 | 0.057692
5091 | 9.8237e-05 | 1.0797e-06 | 0.00011416 | 3.6803e-05 | 0.057692
5092 | 9.7074e-05 | 1.0172e-06 | 0.00011416 | 4.8513e-05 | 0.076923
5093 | 9.7747e-05 | 1.1338e-05 | 0.00011416 | 8.5315e-05 | 0.11538
5094 | 9.9646e-05 | 2.9757e-05 | 0.00011416 | 0.00014219 | 0.19231
5095 | 0.00010317 | 2.4108e-05 | 0.00011416 | 0.00020074 | 0.30769
5096 | 0.00010844 | 1.9944e-05 | 0.00011416 | 0.00022249 | 0.46154
5097 | 0.00011515 | 1.5194e-05 | 0.00011416 | 0.00019071 | 0.57692
5098 | 0.00011968 | 1.3411e-05 | 0.00011416 | 0.00015892 | 0.69231
5099 | 0.00012159 | 1.2519e-05 | 0.00011416 | 0.00016645 | 0.76923
5100 | 0.00012087 | 1.8751e-05 | 0.00011416 | 0.00017565 | 0.73077
5101 | 0.00012011 | 1.6677e-05 | 0.00011416 | 0.00016896 | 0.69231
5102 | 0.00012554 | 9.5569e-06 | 0.00011416 | 0.00017398 | 0.84615
5103 | 0.00012632 | 8.3722e-06 | 0.00011416 | 0.00019071 | 0.96154
5104 | 0.00012685 | 9.5566e-06 | 0.00011416 | 0.00020743 | 1
5105 | 0.00012752 | 1.6675e-05 | 0.00011416 | 0.00022751 | 0.92308
5106 | 0.00012671 | 2.3505e-05 | 0.00011416 | 0.00021245 | 0.76923
5107 | 0.00012618 | 2.3804e-05 | 0.00011416 | 0.00018067 | 0.57692
5108 | 0.00012566 | 1.8462e-05 | 0.00011416 | 0.00015139 | 0.46154
5109 | 0.00012213 | 1.3408e-05 | 0.00011416 | 0.00012463 | 0.30769
5110 | 0.00011662 | 7.4857e-06 | 0.00011416 | 0.00010539 | 0.23077
5111 | 0.00011181 | 5.7144e-06 | 0.00011416 | 9.2843e-05 | 0.15385
5112 | 0.00010691 | 2.5061e-06 | 0.00011416 | 6.188e-05 | 0.038462
5113 | 0.0001044 | 1.4184e-06 | 0.00011416 | 4.0156e-05 | 0.038462
5114 | 0.00010081 | 1.0832e-06 | 0.00011416 | 3.489e-05 | 0.038462
5115 | 0.00010211 | 1.0841e-06 | 0.00011416 | 2.8965e-05 | 0.038462
5116 | 0.00010243 | 1.0199e-06 | 0.00011416 | 3.8181e-05 | 0.038462
5117 | 0.00010349 | 1.1342e-05 | 0.00011416 | 6.7146e-05 | 0.076923
5118 | 0.00010383 | 2.9763e-05 | 0.00011416 | 0.00011191 | 0.15385
5119 | 0.00010866 | 2.4112e-05 | 0.00011416 | 0.00015799 | 0.23077
5120 | 0.00011117 | 1.9949e-05 | 0.00011416 | 0.00017511 | 0.38462
5121 | 0.00011913 | 1.5194e-05 | 0.00011416 | 0.00015009 | 0.46154
5122 | 0.0001234 | 1.341e-05 | 0.00011416 | 0.00012508 | 0.57692
5123 | 0.00012661 | 1.2518e-05 | 0.00011416 | 0.000131 | 0.69231
5124 | 0.00012534 | 1.8744e-05 | 0.00011416 | 0.00013824 | 0.61538
5125 | 0.00012639 | 1.6664e-05 | 0.00011416 | 0.00013298 | 0.53846
5126 | 0.00012958 | 9.5496e-06 | 0.00011416 | 0.00013693 | 0.61538
5127 | 0.00012982 | 8.3651e-06 | 0.00011416 | 0.00015009 | 0.69231
5128 | 0.00013105 | 9.5491e-06 | 0.00011416 | 0.00016326 | 0.76923
5129 | 0.00013169 | 1.6664e-05 | 0.00011416 | 0.00017906 | 0.69231
5130 | 0.00012948 | 2.3492e-05 | 0.00011416 | 0.00016721 | 0.57692
5131 | 0.00012772 | 2.3793e-05 | 0.00011416 | 0.00014219 | 0.46154
5132 | 0.00012804 | 1.8453e-05 | 0.00011416 | 0.00011915 | 0.30769
5133 | 0.00012342 | 1.3396e-05 | 0.00011416 | 9.8086e-05 | 0.23077
5134 | 0.00011796 | 7.4773e-06 | 0.00011416 | 8.2946e-05 | 0.15385
5135 | 0.00011286 | 5.7086e-06 | 0.00011416 | 7.3071e-05 | 0.076923
5136 | 0.00010988 | 2.42e-06 | 0.00011416 | 5.46e-05 | 0.038462
5137 | 0.0001058 | 2.6651e-06 | 0.00011416 | 3.5432e-05 | 0.038462
5138 | 0.00010327 | 1.7097e-06 | 0.00011416 | 3.0785e-05 | 0.038462
5139 | 0.00010193 | 9.8999e-07 | 0.00011416 | 2.5557e-05 | 0.038462
5140 | 0.00010196 | 9.9064e-07 | 0.00011416 | 3.3689e-05 | 0.038462
5141 | 0.00010318 | 3.1598e-06 | 0.00011416 | 5.9247e-05 | 0.076923
5142 | 0.00010586 | 8.4602e-06 | 0.00011416 | 9.8745e-05 | 0.15385
5143 | 0.0001096 | 1.4302e-05 | 0.00011416 | 0.0001394 | 0.23077
5144 | 0.00011636 | 2.3202e-05 | 0.00011416 | 0.00015451 | 0.38462
5145 | 0.00012051 | 2.2944e-05 | 0.00011416 | 0.00013243 | 0.46154
5146 | 0.00012487 | 2.065e-05 | 0.00011416 | 0.00011036 | 0.57692
5147 | 0.00012858 | 2.2173e-05 | 0.00011416 | 0.00011559 | 0.69231
5148 | 0.00012663 | 2.2425e-05 | 0.00011416 | 0.00012198 | 0.61538
5149 | 0.00012713 | 1.7847e-05 | 0.00011416 | 0.00011733 | 0.53846
5150 | 0.00013251 | 1.4288e-05 | 0.00011416 | 0.00012082 | 0.61538
5151 | 0.00013235 | 1.124e-05 | 0.00011416 | 0.00013243 | 0.69231
5152 | 0.00013304 | 1.4289e-05 | 0.00011416 | 0.00014405 | 0.76923
5153 | 0.00013293 | 1.8357e-05 | 0.00011416 | 0.00015799 | 0.69231
5154 | 0.0001318 | 2.5481e-05 | 0.00011416 | 0.00014754 | 0.57692
5155 | 0.00012899 | 2.0144e-05 | 0.00011416 | 0.00012546 | 0.46154
5156 | 0.00012833 | 1.1247e-05 | 0.00011416 | 0.00010513 | 0.30769
5157 | 0.00012413 | 1.0984e-05 | 0.00011416 | 8.6547e-05 | 0.23077
5158 | 0.00011885 | 8.9576e-06 | 0.00011416 | 7.3187e-05 | 0.15385
5159 | 0.00011419 | 5.4162e-06 | 0.00011416 | 6.4474e-05 | 0.076923
5160 | 0.00010992 | 3.1973e-06 | 0.00011416 | 7.644e-05 | 0.076923
5161 | 0.00010663 | 2.3848e-06 | 0.00011416 | 4.9605e-05 | 0.076923
5162 | 0.00010412 | 1.8586e-06 | 0.00011416 | 4.3099e-05 | 0.057692
5163 | 0.00010354 | 1.01e-06 | 0.00011416 | 3.578e-05 | 0.057692
5164 | 0.00010312 | 1.0113e-06 | 0.00011416 | 4.7165e-05 | 0.076923
5165 | 0.00010364 | 1.8602e-06 | 0.00011416 | 8.2946e-05 | 0.11538
5166 | 0.00010555 | 5.6987e-06 | 0.00011416 | 0.00013824 | 0.19231
5167 | 0.00010931 | 1.1581e-05 | 0.00011416 | 0.00019517 | 0.30769
5168 | 0.00011611 | 1.8318e-05 | 0.00011416 | 0.00021631 | 0.46154
5169 | 0.0001224 | 2.4213e-05 | 0.00011416 | 0.00018541 | 0.57692
5170 | 0.00012822 | 2.6737e-05 | 0.00011416 | 0.00015451 | 0.69231
5171 | 0.00013209 | 2.8136e-05 | 0.00011416 | 0.00016183 | 0.76923
5172 | 0.00013041 | 2.4198e-05 | 0.00011416 | 0.00017077 | 0.73077
5173 | 0.00013143 | 2.0826e-05 | 0.00011416 | 0.00016426 | 0.69231
5174 | 0.00013564 | 1.6333e-05 | 0.00011416 | 0.00016914 | 0.84615
5175 | 0.00013638 | 1.4368e-05 | 0.00011416 | 0.00018541 | 0.96154
5176 | 0.00013711 | 8.2013e-06 | 0.00011416 | 0.00020167 | 1
5177 | 0.00013826 | 1.5492e-05 | 0.00011416 | 0.00022119 | 0.92308
5178 | 0.00013576 | 2.0268e-05 | 0.00011416 | 0.00020655 | 0.76923
5179 | 0.00013401 | 2.1957e-05 | 0.00011416 | 0.00017565 | 0.57692
5180 | 0.00013386 | 1.1291e-05 | 0.00011416 | 0.00014719 | 0.46154
5181 | 0.00012967 | 1.044e-05 | 0.00011416 | 0.00012117 | 0.30769
5182 | 0.0001233 | 9.6018e-06 | 0.00011416 | 0.00010246 | 0.23077
5183 | 0.00011604 | 5.41e-06 | 0.00011416 | 9.0264e-05 | 0.15385
5184 | 0.00011286 | 2.5042e-06 | 0.00011416 | 7.28e-05 | 0.076923
5185 | 0.00010842 | 1.4159e-06 | 0.00011416 | 4.7243e-05 | 0.076923
5186 | 0.00010594 | 1.0764e-06 | 0.00011416 | 4.1047e-05 | 0.057692
5187 | 0.00010356 | 1.0768e-06 | 0.00011416 | 3.4077e-05 | 0.057692
5188 | 0.00010216 | 1.0156e-06 | 0.00011416 | 4.4919e-05 | 0.076923
5189 | 0.00010383 | 1.1337e-05 | 0.00011416 | 7.8996e-05 | 0.11538
5190 | 0.0001044 | 2.9759e-05 | 0.00011416 | 0.00013166 | 0.19231
5191 | 0.00010599 | 2.4111e-05 | 0.00011416 | 0.00018587 | 0.30769
5192 | 0.00010994 | 1.9949e-05 | 0.00011416 | 0.00020601 | 0.46154
5193 | 0.00011586 | 1.5196e-05 | 0.00011416 | 0.00017658 | 0.57692
5194 | 0.00012347 | 1.3413e-05 | 0.00011416 | 0.00014715 | 0.69231
5195 | 0.00012725 | 1.2521e-05 | 0.00011416 | 0.00015412 | 0.76923
5196 | 0.00012772 | 1.8751e-05 | 0.00011416 | 0.00016264 | 0.73077
5197 | 0.0001274 | 1.6674e-05 | 0.00011416 | 0.00015644 | 0.69231
5198 | 0.0001304 | 9.5548e-06 | 0.00011416 | 0.00016109 | 0.84615
5199 | 0.00012929 | 8.3701e-06 | 0.00011416 | 0.00017658 | 0.96154
5200 | 0.00013014 | 9.5545e-06 | 0.00011416 | 0.00019207 | 1
5201 | 0.00012915 | 1.6672e-05 | 0.00011416 | 0.00021066 | 0.92308
5202 | 0.00012854 | 2.3502e-05 | 0.00011416 | 0.00019671 | 0.76923
5203 | 0.00012905 | 2.3802e-05 | 0.00011416 | 0.00016729 | 0.57692
5204 | 0.00013025 | 1.8459e-05 | 0.00011416 | 0.00014018 | 0.46154
5205 | 0.00012791 | 1.3403e-05 | 0.00011416 | 0.0001154 | 0.30769
5206 | 0.0001229 | 7.4819e-06 | 0.00011416 | 9.7583e-05 | 0.23077
5207 | 0.00011828 | 5.7126e-06 | 0.00011416 | 8.5966e-05 | 0.15385
5208 | 0.00011294 | 2.505e-06 | 0.00011416 | 7.4256e-05 | 0.076923
5209 | 0.00010811 | 1.4173e-06 | 0.00011416 | 4.8187e-05 | 0.076923
5210 | 0.00010662 | 1.0806e-06 | 0.00011416 | 4.1868e-05 | 0.057692
5211 | 0.00010475 | 1.0821e-06 | 0.00011416 | 3.4758e-05 | 0.057692
5212 | 0.00010354 | 1.0191e-06 | 0.00011416 | 4.5818e-05 | 0.076923
5213 | 0.00010379 | 1.1341e-05 | 0.00011416 | 8.0576e-05 | 0.11538
5214 | 0.00010455 | 2.9763e-05 | 0.00011416 | 0.00013429 | 0.19231
5215 | 0.00010496 | 2.4113e-05 | 0.00011416 | 0.00018959 | 0.30769
5216 | 0.00010753 | 1.995e-05 | 0.00011416 | 0.00021013 | 0.46154
5217 | 0.0001107 | 1.5195e-05 | 0.00011416 | 0.00018011 | 0.57692
5218 | 0.0001157 | 1.3412e-05 | 0.00011416 | 0.00015009 | 0.69231
5219 | 0.00011871 | 1.2519e-05 | 0.00011416 | 0.0001572 | 0.76923
5220 | 0.00011877 | 1.8746e-05 | 0.00011416 | 0.00016589 | 0.73077
5221 | 0.00012032 | 1.6667e-05 | 0.00011416 | 0.00015957 | 0.69231
5222 | 0.00012222 | 9.5512e-06 | 0.00011416 | 0.00016431 | 0.84615
5223 | 0.0001231 | 8.3673e-06 | 0.00011416 | 0.00018011 | 0.96154
5224 | 0.00012421 | 9.5521e-06 | 0.00011416 | 0.00019591 | 1
5225 | 0.00012634 | 1.6669e-05 | 0.00011416 | 0.00021487 | 0.92308
5226 | 0.00012757 | 2.3499e-05 | 0.00011416 | 0.00020065 | 0.76923
5227 | 0.00012872 | 2.38e-05 | 0.00011416 | 0.00017063 | 0.57692
5228 | 0.00013075 | 1.8458e-05 | 0.00011416 | 0.00014298 | 0.46154
5229 | 0.00012854 | 1.3401e-05 | 0.00011416 | 0.0001177 | 0.30769
5230 | 0.00012404 | 7.4809e-06 | 0.00011416 | 9.9535e-05 | 0.23077
5231 | 0.00011826 | 5.7112e-06 | 0.00011416 | 8.7685e-05 | 0.15385
5232 | 0.00011076 | 2.5037e-06 | 0.00011416 | 7.4984e-05 | 0.076923
5233 | 0.00010627 | 1.4156e-06 | 0.00011416 | 4.866e-05 | 0.076923
5234 | 0.00010339 | 1.0755e-06 | 0.00011416 | 4.2278e-05 | 0.057692
5235 | 0.00010458 | 1.0774e-06 | 0.00011416 | 3.5099e-05 | 0.057692
5236 | 0.00010337 | 1.0153e-06 | 0.00011416 | 4.6267e-05 | 0.076923
5237 | 0.00010483 | 1.1337e-05 | 0.00011416 | 8.1366e-05 | 0.11538
5238 | 0.00010818 | 2.9758e-05 | 0.00011416 | 0.00013561 | 0.19231
5239 | 0.00011747 | 2.411e-05 | 0.00011416 | 0.00019145 | 0.30769
5240 | 0.0001268 | 1.995e-05 | 0.00011416 | 0.00021219 | 0.46154
5241 | 0.00013599 | 1.5196e-05 | 0.00011416 | 0.00018188 | 0.57692
5242 | 0.00014325 | 1.3411e-05 | 0.00011416 | 0.00015156 | 0.69231
5243 | 0.00014787 | 1.2519e-05 | 0.00011416 | 0.00015874 | 0.76923
5244 | 0.00014616 | 1.8747e-05 | 0.00011416 | 0.00016752 | 0.73077
5245 | 0.00014549 | 1.6666e-05 | 0.00011416 | 0.00016114 | 0.69231
5246 | 0.00015149 | 9.5493e-06 | 0.00011416 | 0.00016592 | 0.84615
5247 | 0.00015083 | 8.3649e-06 | 0.00011416 | 0.00018188 | 0.96154
5248 | 0.0001519 | 9.5488e-06 | 0.00011416 | 0.00019783 | 1
5249 | 0.00015074 | 1.6663e-05 | 0.00011416 | 0.00021697 | 0.92308
5250 | 0.0001461 | 2.349e-05 | 0.00011416 | 0.00020262 | 0.76923
5251 | 0.00014268 | 2.3791e-05 | 0.00011416 | 0.0001723 | 0.57692
5252 | 0.00014159 | 1.8452e-05 | 0.00011416 | 0.00014438 | 0.46154
5253 | 0.0001359 | 1.3394e-05 | 0.00011416 | 0.00011886 | 0.30769
5254 | 0.00012947 | 7.4766e-06 | 0.00011416 | 0.00010051 | 0.23077
5255 | 0.0001221 | 5.708e-06 | 0.00011416 | 8.8545e-05 | 0.15385
5256 | 0.00011563 | 2.502e-06 | 0.00011416 | 7.8624e-05 | 0.076923
5257 | 0.00010873 | 1.4141e-06 | 0.00011416 | 5.1022e-05 | 0.076923
5258 | 0.0001084 | 1.0732e-06 | 0.00011416 | 4.4331e-05 | 0.057692
5259 | 0.00010771 | 1.075e-06 | 0.00011416 | 3.6803e-05 | 0.057692
5260 | 0.00010765 | 1.0152e-06 | 0.00011416 | 4.8513e-05 | 0.076923
5261 | 0.00010868 | 1.1337e-05 | 0.00011416 | 8.5315e-05 | 0.11538
5262 | 0.00010984 | 2.9759e-05 | 0.00011416 | 0.00014219 | 0.19231
5263 | 0.0001157 | 2.4109e-05 | 0.00011416 | 0.00020074 | 0.30769
5264 | 0.00012482 | 1.9945e-05 | 0.00011416 | 0.00022249 | 0.46154
5265 | 0.00013753 | 1.5191e-05 | 0.00011416 | 0.00019071 | 0.57692
5266 | 0.00014187 | 1.3407e-05 | 0.00011416 | 0.00015892 | 0.69231
5267 | 0.00014597 | 1.2514e-05 | 0.00011416 | 0.00016645 | 0.76923
5268 | 0.00014279 | 1.8739e-05 | 0.00011416 | 0.00017565 | 0.73077
5269 | 0.00014279 | 1.666e-05 | 0.00011416 | 0.00016896 | 0.69231
5270 | 0.00014941 | 9.5469e-06 | 0.00011416 | 0.00017398 | 0.84615
5271 | 0.00014837 | 8.3632e-06 | 0.00011416 | 0.00019071 | 0.96154
5272 | 0.00014688 | 9.5472e-06 | 0.00011416 | 0.00020743 | 1
5273 | 0.00014553 | 1.6662e-05 | 0.00011416 | 0.00022751 | 0.92308
5274 | 0.00014279 | 2.3489e-05 | 0.00011416 | 0.00021245 | 0.76923
5275 | 0.0001406 | 2.3791e-05 | 0.00011416 | 0.00018067 | 0.57692
5276 | 0.00013918 | 1.8452e-05 | 0.00011416 | 0.00015139 | 0.46154
5277 | 0.00013297 | 1.3394e-05 | 0.00011416 | 0.00012463 | 0.30769
5278 | 0.00012695 | 7.4768e-06 | 0.00011416 | 0.00010539 | 0.23077
5279 | 0.00012096 | 5.7088e-06 | 0.00011416 | 9.2843e-05 | 0.15385
5280 | 0.00011573 | 2.5021e-06 | 0.00011416 | 6.188e-05 | 0.038462
5281 | 0.00011041 | 1.4141e-06 | 0.00011416 | 4.0156e-05 | 0.038462
5282 | 0.00010921 | 1.0716e-06 | 0.00011416 | 3.489e-05 | 0.038462
5283 | 0.0001084 | 1.0735e-06 | 0.00011416 | 2.8965e-05 | 0.038462
5284 | 0.0001079 | 1.0139e-06 | 0.00011416 | 3.8181e-05 | 0.038462
5285 | 0.00010877 | 1.1336e-05 | 0.00011416 | 6.7146e-05 | 0.076923
5286 | 0.00011162 | 2.976e-05 | 0.00011416 | 0.00011191 | 0.15385
5287 | 0.0001164 | 2.4109e-05 | 0.00011416 | 0.00015799 | 0.23077
5288 | 0.00012679 | 1.9946e-05 | 0.00011416 | 0.00017511 | 0.38462
5289 | 0.00013576 | 1.5192e-05 | 0.00011416 | 0.00015009 | 0.46154
5290 | 0.00013992 | 1.3408e-05 | 0.00011416 | 0.00012508 | 0.57692
5291 | 0.00014291 | 1.2516e-05 | 0.00011416 | 0.000131 | 0.69231
5292 | 0.00013979 | 1.8741e-05 | 0.00011416 | 0.00013824 | 0.61538
5293 | 0.00013894 | 1.6662e-05 | 0.00011416 | 0.00013298 | 0.53846
5294 | 0.0001445 | 9.5481e-06 | 0.00011416 | 0.00013693 | 0.61538
5295 | 0.00014408 | 8.3643e-06 | 0.00011416 | 0.00015009 | 0.69231
5296 | 0.00014406 | 9.5483e-06 | 0.00011416 | 0.00016326 | 0.76923
5297 | 0.00014285 | 1.6663e-05 | 0.00011416 | 0.00017906 | 0.69231
5298 | 0.00013839 | 2.3491e-05 | 0.00011416 | 0.00016721 | 0.57692
5299 | 0.00013502 | 2.3792e-05 | 0.00011416 | 0.00014219 | 0.46154
5300 | 0.00013453 | 1.8453e-05 | 0.00011416 | 0.00011915 | 0.30769
5301 | 0.00013045 | 1.3394e-05 | 0.00011416 | 9.8086e-05 | 0.23077
5302 | 0.00012513 | 7.4764e-06 | 0.00011416 | 8.2946e-05 | 0.15385
5303 | 0.00011825 | 5.7079e-06 | 0.00011416 | 7.3071e-05 | 0.076923
5304 | 0.00011352 | 2.4193e-06 | 0.00011416 | 5.46e-05 | 0.038462
5305 | 0.00010794 | 2.6642e-06 | 0.00011416 | 3.5432e-05 | 0.038462
5306 | 0.00010813 | 1.7087e-06 | 0.00011416 | 3.0785e-05 | 0.038462
5307 | 0.00010753 | 9.8752e-07 | 0.00011416 | 2.5557e-05 | 0.038462
5308 | 0.00010643 | 9.8801e-07 | 0.00011416 | 3.3689e-05 | 0.038462
5309 | 0.00010729 | 3.1584e-06 | 0.00011416 | 5.9247e-05 | 0.076923
5310 | 0.00011133 | 8.4593e-06 | 0.00011416 | 9.8745e-05 | 0.15385
5311 | 0.00011632 | 1.43e-05 | 0.00011416 | 0.0001394 | 0.23077
5312 | 0.00012438 | 2.3198e-05 | 0.00011416 | 0.00015451 | 0.38462
5313 | 0.00013499 | 2.2938e-05 | 0.00011416 | 0.00013243 | 0.46154
5314 | 0.0001381 | 2.0643e-05 | 0.00011416 | 0.00011036 | 0.57692
5315 | 0.00014079 | 2.2164e-05 | 0.00011416 | 0.00011559 | 0.69231
5316 | 0.00013823 | 2.2414e-05 | 0.00011416 | 0.00012198 | 0.61538
5317 | 0.00013656 | 1.7837e-05 | 0.00011416 | 0.00011733 | 0.53846
5318 | 0.00014285 | 1.4279e-05 | 0.00011416 | 0.00012082 | 0.61538
5319 | 0.00014135 | 1.1232e-05 | 0.00011416 | 0.00013243 | 0.69231
5320 | 0.00014143 | 1.4279e-05 | 0.00011416 | 0.00014405 | 0.76923
5321 | 0.00014079 | 1.8346e-05 | 0.00011416 | 0.00015799 | 0.69231
5322 | 0.00013904 | 2.5467e-05 | 0.00011416 | 0.00014754 | 0.57692
5323 | 0.00013519 | 2.0132e-05 | 0.00011416 | 0.00012546 | 0.46154
5324 | 0.00013412 | 1.1241e-05 | 0.00011416 | 0.00010513 | 0.30769
5325 | 0.00012929 | 1.0973e-05 | 0.00011416 | 8.6547e-05 | 0.23077
5326 | 0.00012327 | 8.9471e-06 | 0.00011416 | 7.3187e-05 | 0.15385
5327 | 0.00011761 | 5.4085e-06 | 0.00011416 | 6.4474e-05 | 0.076923
5328 | 0.00011319 | 3.1907e-06 | 0.00011416 | 7.644e-05 | 0.076923
5329 | 0.00011034 | 2.3781e-06 | 0.00011416 | 4.9605e-05 | 0.076923
5330 | 0.00010844 | 1.8515e-06 | 0.00011416 | 4.3099e-05 | 0.057692
5331 | 0.00010858 | 9.9707e-07 | 0.00011416 | 3.578e-05 | 0.057692
5332 | 0.00010921 | 9.9752e-07 | 0.00011416 | 4.7165e-05 | 0.076923
5333 | 0.00010967 | 1.8524e-06 | 0.00011416 | 8.2946e-05 | 0.11538
5334 | 0.00011214 | 5.6935e-06 | 0.00011416 | 0.00013824 | 0.19231
5335 | 0.0001177 | 1.1572e-05 | 0.00011416 | 0.00019517 | 0.30769
5336 | 0.00012162 | 1.8305e-05 | 0.00011416 | 0.00021631 | 0.46154
5337 | 0.00013307 | 2.4196e-05 | 0.00011416 | 0.00018541 | 0.57692
5338 | 0.00013792 | 2.6717e-05 | 0.00011416 | 0.00015451 | 0.69231
5339 | 0.00014128 | 2.8115e-05 | 0.00011416 | 0.00016183 | 0.76923
5340 | 0.00013789 | 2.418e-05 | 0.00011416 | 0.00017077 | 0.73077
5341 | 0.00013745 | 2.0809e-05 | 0.00011416 | 0.00016426 | 0.69231
5342 | 0.00014391 | 1.6319e-05 | 0.00011416 | 0.00016914 | 0.84615
5343 | 0.00014295 | 1.4356e-05 | 0.00011416 | 0.00018541 | 0.96154
5344 | 0.00014348 | 8.1937e-06 | 0.00011416 | 0.00020167 | 1
5345 | 0.00014134 | 1.548e-05 | 0.00011416 | 0.00022119 | 0.92308
5346 | 0.00013654 | 2.0253e-05 | 0.00011416 | 0.00020655 | 0.76923
5347 | 0.00013407 | 2.1941e-05 | 0.00011416 | 0.00017565 | 0.57692
5348 | 0.00013212 | 1.1282e-05 | 0.00011416 | 0.00014719 | 0.46154
5349 | 0.00012829 | 1.0427e-05 | 0.00011416 | 0.00012117 | 0.30769
5350 | 0.00012215 | 9.5908e-06 | 0.00011416 | 0.00010246 | 0.23077
5351 | 0.00011615 | 5.4031e-06 | 0.00011416 | 9.0264e-05 | 0.15385
5352 | 0.00011174 | 2.4995e-06 | 0.00011416 | 7.28e-05 | 0.076923
5353 | 0.0001079 | 1.4113e-06 | 0.00011416 | 4.7243e-05 | 0.076923
5354 | 0.00010585 | 1.0645e-06 | 0.00011416 | 4.1047e-05 | 0.057692
5355 | 0.00010571 | 1.0665e-06 | 0.00011416 | 3.4077e-05 | 0.057692
5356 | 0.00010493 | 1.01e-06 | 0.00011416 | 4.4919e-05 | 0.076923
5357 | 0.00010585 | 1.1332e-05 | 0.00011416 | 7.8996e-05 | 0.11538
5358 | 0.00010699 | 2.9756e-05 | 0.00011416 | 0.00013166 | 0.19231
5359 | 0.00010885 | 2.4107e-05 | 0.00011416 | 0.00018587 | 0.30769
5360 | 0.00011021 | 1.9943e-05 | 0.00011416 | 0.00020601 | 0.46154
5361 | 0.00011253 | 1.5189e-05 | 0.00011416 | 0.00017658 | 0.57692
5362 | 0.00011762 | 1.3406e-05 | 0.00011416 | 0.00014715 | 0.69231
5363 | 0.00012131 | 1.2514e-05 | 0.00011416 | 0.00015412 | 0.76923
5364 | 0.00012031 | 1.8739e-05 | 0.00011416 | 0.00016264 | 0.73077
5365 | 0.00011999 | 1.6661e-05 | 0.00011416 | 0.00015644 | 0.69231
5366 | 0.00012371 | 9.5469e-06 | 0.00011416 | 0.00016109 | 0.84615
5367 | 0.0001229 | 8.3632e-06 | 0.00011416 | 0.00017658 | 0.96154
5368 | 0.00012205 | 9.5474e-06 | 0.00011416 | 0.00019207 | 1
5369 | 0.00011949 | 1.6662e-05 | 0.00011416 | 0.00021066 | 0.92308
5370 | 0.00011722 | 2.349e-05 | 0.00011416 | 0.00019671 | 0.76923
5371 | 0.00011697 | 2.3791e-05 | 0.00011416 | 0.00016729 | 0.57692
5372 | 0.00011831 | 1.8452e-05 | 0.00011416 | 0.00014018 | 0.46154
5373 | 0.00011624 | 1.3393e-05 | 0.00011416 | 0.0001154 | 0.30769
5374 | 0.00011269 | 7.476e-06 | 0.00011416 | 9.7583e-05 | 0.23077
5375 | 0.00010789 | 5.7077e-06 | 0.00011416 | 8.5966e-05 | 0.15385
5376 | 0.0001053 | 2.5013e-06 | 0.00011416 | 7.4256e-05 | 0.076923
5377 | 0.00010267 | 1.4129e-06 | 0.00011416 | 4.8187e-05 | 0.076923
5378 | 0.00010167 | 1.0683e-06 | 0.00011416 | 4.1868e-05 | 0.057692
5379 | 0.00010085 | 1.0698e-06 | 0.00011416 | 3.4758e-05 | 0.057692
5380 | 0.0001003 | 1.0117e-06 | 0.00011416 | 4.5818e-05 | 0.076923
5381 | 0.00010049 | 1.1334e-05 | 0.00011416 | 8.0576e-05 | 0.11538
5382 | 9.9916e-05 | 2.9758e-05 | 0.00011416 | 0.00013429 | 0.19231
5383 | 9.999e-05 | 2.411e-05 | 0.00011416 | 0.00018959 | 0.30769
5384 | 0.00010186 | 1.9947e-05 | 0.00011416 | 0.00021013 | 0.46154
5385 | 0.00010213 | 1.5194e-05 | 0.00011416 | 0.00018011 | 0.57692
5386 | 0.00010299 | 1.3411e-05 | 0.00011416 | 0.00015009 | 0.69231
5387 | 0.0001056 | 1.2519e-05 | 0.00011416 | 0.0001572 | 0.76923
5388 | 0.00010567 | 1.8747e-05 | 0.00011416 | 0.00016589 | 0.73077
5389 | 0.00010682 | 1.6669e-05 | 0.00011416 | 0.00015957 | 0.69231
5390 | 0.00010829 | 9.5526e-06 | 0.00011416 | 0.00016431 | 0.84615
5391 | 0.00010753 | 8.3686e-06 | 0.00011416 | 0.00018011 | 0.96154
5392 | 0.00010753 | 9.5529e-06 | 0.00011416 | 0.00019591 | 1
5393 | 0.00010745 | 1.6671e-05 | 0.00011416 | 0.00021487 | 0.92308
5394 | 0.00010772 | 2.3499e-05 | 0.00011416 | 0.00020065 | 0.76923
5395 | 0.00010915 | 2.3799e-05 | 0.00011416 | 0.00017063 | 0.57692
5396 | 0.00011061 | 1.8459e-05 | 0.00011416 | 0.00014298 | 0.46154
5397 | 0.0001084 | 1.3401e-05 | 0.00011416 | 0.0001177 | 0.30769
5398 | 0.00010777 | 7.4812e-06 | 0.00011416 | 9.9535e-05 | 0.23077
5399 | 0.00010518 | 5.7122e-06 | 0.00011416 | 8.7685e-05 | 0.15385
5400 | 9.9861e-05 | 2.5048e-06 | 0.00011416 | 7.4984e-05 | 0.076923
5401 | 9.8014e-05 | 1.4171e-06 | 0.00011416 | 4.866e-05 | 0.076923
5402 | 9.7948e-05 | 1.0794e-06 | 0.00011416 | 4.2278e-05 | 0.057692
5403 | 9.6806e-05 | 1.081e-06 | 0.00011416 | 3.5099e-05 | 0.057692
5404 | 9.7109e-05 | 1.0183e-06 | 0.00011416 | 4.6267e-05 | 0.076923
5405 | 9.8644e-05 | 1.1342e-05 | 0.00011416 | 8.1366e-05 | 0.11538
5406 | 0.00010169 | 2.9767e-05 | 0.00011416 | 0.00013561 | 0.19231
5407 | 0.0001089 | 2.4117e-05 | 0.00011416 | 0.00019145 | 0.30769
5408 | 0.0001159 | 1.9955e-05 | 0.00011416 | 0.00021219 | 0.46154
5409 | 0.00012235 | 1.5202e-05 | 0.00011416 | 0.00018188 | 0.57692
5410 | 0.00012703 | 1.342e-05 | 0.00011416 | 0.00015156 | 0.69231
5411 | 0.00012911 | 1.253e-05 | 0.00011416 | 0.00015874 | 0.76923
5412 | 0.00012589 | 1.8761e-05 | 0.00011416 | 0.00016752 | 0.73077
5413 | 0.00012464 | 1.6679e-05 | 0.00011416 | 0.00016114 | 0.69231
5414 | 0.00012977 | 9.5588e-06 | 0.00011416 | 0.00016592 | 0.84615
5415 | 0.00012977 | 8.3735e-06 | 0.00011416 | 0.00018188 | 0.96154
5416 | 0.0001299 | 9.5583e-06 | 0.00011416 | 0.00019783 | 1
5417 | 0.0001285 | 1.6678e-05 | 0.00011416 | 0.00021697 | 0.92308
5418 | 0.00012591 | 2.3508e-05 | 0.00011416 | 0.00020262 | 0.76923
5419 | 0.00012315 | 2.3808e-05 | 0.00011416 | 0.0001723 | 0.57692
5420 | 0.00012234 | 1.8465e-05 | 0.00011416 | 0.00014438 | 0.46154
5421 | 0.00011696 | 1.341e-05 | 0.00011416 | 0.00011886 | 0.30769
5422 | 0.00011285 | 7.4862e-06 | 0.00011416 | 0.00010051 | 0.23077
5423 | 0.00010962 | 5.7159e-06 | 0.00011416 | 8.8545e-05 | 0.15385
5424 | 0.00010799 | 2.5072e-06 | 0.00011416 | 7.8624e-05 | 0.076923
5425 | 0.00010388 | 1.4197e-06 | 0.00011416 | 5.1022e-05 | 0.076923
5426 | 0.00010481 | 1.0864e-06 | 0.00011416 | 4.4331e-05 | 0.057692
5427 | 0.00010424 | 1.0876e-06 | 0.00011416 | 3.6803e-05 | 0.057692
5428 | 0.0001041 | 1.022e-06 | 0.00011416 | 4.8513e-05 | 0.076923
5429 | 0.00010485 | 1.1345e-05 | 0.00011416 | 8.5315e-05 | 0.11538
5430 | 0.0001056 | 2.9769e-05 | 0.00011416 | 0.00014219 | 0.19231
5431 | 0.00010807 | 2.4119e-05 | 0.00011416 | 0.00020074 | 0.30769
5432 | 0.00011006 | 1.9957e-05 | 0.00011416 | 0.00022249 | 0.46154
5433 | 0.00011236 | 1.52e-05 | 0.00011416 | 0.00019071 | 0.57692
5434 | 0.00011638 | 1.3417e-05 | 0.00011416 | 0.00015892 | 0.69231
5435 | 0.00011882 | 1.2525e-05 | 0.00011416 | 0.00016645 | 0.76923
5436 | 0.00011819 | 1.8755e-05 | 0.00011416 | 0.00017565 | 0.73077
5437 | 0.00011679 | 1.6675e-05 | 0.00011416 | 0.00016896 | 0.69231
5438 | 0.00012038 | 9.5561e-06 | 0.00011416 | 0.00017398 | 0.84615
5439 | 0.00011978 | 8.3714e-06 | 0.00011416 | 0.00019071 | 0.96154
5440 | 0.00011908 | 9.5557e-06 | 0.00011416 | 0.00020743 | 1
5441 | 0.0001178 | 1.6673e-05 | 0.00011416 | 0.00022751 | 0.92308
5442 | 0.00011628 | 2.3503e-05 | 0.00011416 | 0.00021245 | 0.76923
5443 | 0.00011689 | 2.3803e-05 | 0.00011416 | 0.00018067 | 0.57692
5444 | 0.00011783 | 1.8461e-05 | 0.00011416 | 0.00015139 | 0.46154
5445 | 0.00011508 | 1.3407e-05 | 0.00011416 | 0.00012463 | 0.30769
5446 | 0.00011261 | 7.4848e-06 | 0.00011416 | 0.00010539 | 0.23077
5447 | 0.00011027 | 5.7151e-06 | 0.00011416 | 9.2843e-05 | 0.15385
5448 | 0.00010505 | 2.5072e-06 | 0.00011416 | 6.188e-05 | 0.038462
5449 | 0.00010427 | 1.4202e-06 | 0.00011416 | 4.0156e-05 | 0.038462
5450 | 0.00010365 | 1.0886e-06 | 0.00011416 | 3.489e-05 | 0.038462
5451 | 0.00010369 | 1.0906e-06 | 0.00011416 | 2.8965e-05 | 0.038462
5452 | 0.00010431 | 1.0239e-06 | 0.00011416 | 3.8181e-05 | 0.038462
5453 | 0.00010484 | 1.1347e-05 | 0.00011416 | 6.7146e-05 | 0.076923
5454 | 0.00010749 | 2.9771e-05 | 0.00011416 | 0.00011191 | 0.15385
5455 | 0.00011357 | 2.4118e-05 | 0.00011416 | 0.00015799 | 0.23077
5456 | 0.00011848 | 1.9953e-05 | 0.00011416 | 0.00017511 | 0.38462
5457 | 0.00012566 | 1.5198e-05 | 0.00011416 | 0.00015009 | 0.46154
5458 | 0.0001299 | 1.3414e-05 | 0.00011416 | 0.00012508 | 0.57692
5459 | 0.00013217 | 1.2521e-05 | 0.00011416 | 0.000131 | 0.69231
5460 | 0.00012937 | 1.8749e-05 | 0.00011416 | 0.00013824 | 0.61538
5461 | 0.00012765 | 1.6669e-05 | 0.00011416 | 0.00013298 | 0.53846
5462 | 0.00013502 | 9.5526e-06 | 0.00011416 | 0.00013693 | 0.61538
5463 | 0.00013454 | 8.3683e-06 | 0.00011416 | 0.00015009 | 0.69231
5464 | 0.00013526 | 9.5531e-06 | 0.00011416 | 0.00016326 | 0.76923
5465 | 0.00013365 | 1.6671e-05 | 0.00011416 | 0.00017906 | 0.69231
5466 | 0.00013059 | 2.3501e-05 | 0.00011416 | 0.00016721 | 0.57692
5467 | 0.00012869 | 2.3802e-05 | 0.00011416 | 0.00014219 | 0.46154
5468 | 0.00012649 | 1.8461e-05 | 0.00011416 | 0.00011915 | 0.30769
5469 | 0.00012238 | 1.3407e-05 | 0.00011416 | 9.8086e-05 | 0.23077
5470 | 0.00011661 | 7.4851e-06 | 0.00011416 | 8.2946e-05 | 0.15385
5471 | 0.00011399 | 5.7159e-06 | 0.00011416 | 7.3071e-05 | 0.076923
5472 | 0.00011132 | 2.4256e-06 | 0.00011416 | 5.46e-05 | 0.038462
5473 | 0.00010611 | 2.6711e-06 | 0.00011416 | 3.5432e-05 | 0.038462
5474 | 0.00010751 | 1.7163e-06 | 0.00011416 | 3.0785e-05 | 0.038462
5475 | 0.00010716 | 1.0022e-06 | 0.00011416 | 2.5557e-05 | 0.038462
5476 | 0.00010615 | 1.0035e-06 | 0.00011416 | 3.3689e-05 | 0.038462
5477 | 0.00010841 | 3.1666e-06 | 0.00011416 | 5.9247e-05 | 0.076923
5478 | 0.00010987 | 8.4666e-06 | 0.00011416 | 9.8745e-05 | 0.15385
5479 | 0.00011511 | 1.4312e-05 | 0.00011416 | 0.0001394 | 0.23077
5480 | 0.00012116 | 2.3215e-05 | 0.00011416 | 0.00015451 | 0.38462
5481 | 0.00012762 | 2.2956e-05 | 0.00011416 | 0.00013243 | 0.46154
5482 | 0.0001322 | 2.0661e-05 | 0.00011416 | 0.00011036 | 0.57692
5483 | 0.00013464 | 2.2185e-05 | 0.00011416 | 0.00011559 | 0.69231
5484 | 0.0001307 | 2.2437e-05 | 0.00011416 | 0.00012198 | 0.61538
5485 | 0.00012965 | 1.7856e-05 | 0.00011416 | 0.00011733 | 0.53846
5486 | 0.00013681 | 1.4294e-05 | 0.00011416 | 0.00012082 | 0.61538
5487 | 0.000137 | 1.1245e-05 | 0.00011416 | 0.00013243 | 0.69231
5488 | 0.00013732 | 1.4294e-05 | 0.00011416 | 0.00014405 | 0.76923
5489 | 0.00013732 | 1.8364e-05 | 0.00011416 | 0.00015799 | 0.69231
5490 | 0.00013426 | 2.549e-05 | 0.00011416 | 0.00014754 | 0.57692
5491 | 0.00013164 | 2.015e-05 | 0.00011416 | 0.00012546 | 0.46154
5492 | 0.00013081 | 1.1253e-05 | 0.00011416 | 0.00010513 | 0.30769
5493 | 0.00012504 | 1.0994e-05 | 0.00011416 | 8.6547e-05 | 0.23077
5494 | 0.00011889 | 8.9657e-06 | 0.00011416 | 7.3187e-05 | 0.15385
5495 | 0.00011475 | 5.4221e-06 | 0.00011416 | 6.4474e-05 | 0.076923
5496 | 0.00011167 | 3.2022e-06 | 0.00011416 | 7.644e-05 | 0.076923
5497 | 0.00010732 | 2.3894e-06 | 0.00011416 | 4.9605e-05 | 0.076923
5498 | 0.0001057 | 1.8635e-06 | 0.00011416 | 4.3099e-05 | 0.057692
5499 | 0.00010677 | 1.0192e-06 | 0.00011416 | 3.578e-05 | 0.057692
5500 | 0.0001064 | 1.0206e-06 | 0.00011416 | 4.7165e-05 | 0.076923
5501 | 0.00010823 | 1.8652e-06 | 0.00011416 | 8.2946e-05 | 0.11538
5502 | 0.00011055 | 5.702e-06 | 0.00011416 | 0.00013824 | 0.19231
5503 | 0.00011419 | 1.1586e-05 | 0.00011416 | 0.00019517 | 0.30769
5504 | 0.00012077 | 1.8326e-05 | 0.00011416 | 0.00021631 | 0.46154
5505 | 0.00012846 | 2.4224e-05 | 0.00011416 | 0.00018541 | 0.57692
5506 | 0.00013202 | 2.6748e-05 | 0.00011416 | 0.00015451 | 0.69231
5507 | 0.00013525 | 2.8148e-05 | 0.00011416 | 0.00016183 | 0.76923
5508 | 0.00013223 | 2.421e-05 | 0.00011416 | 0.00017077 | 0.73077
5509 | 0.00013151 | 2.0836e-05 | 0.00011416 | 0.00016426 | 0.69231
5510 | 0.00013806 | 1.6341e-05 | 0.00011416 | 0.00016914 | 0.84615
5511 | 0.00013748 | 1.4375e-05 | 0.00011416 | 0.00018541 | 0.96154
5512 | 0.00013815 | 8.2055e-06 | 0.00011416 | 0.00020167 | 1
5513 | 0.00013791 | 1.5499e-05 | 0.00011416 | 0.00022119 | 0.92308
5514 | 0.00013328 | 2.0276e-05 | 0.00011416 | 0.00020655 | 0.76923
5515 | 0.00013117 | 2.1966e-05 | 0.00011416 | 0.00017565 | 0.57692
5516 | 0.00012949 | 1.1296e-05 | 0.00011416 | 0.00014719 | 0.46154
5517 | 0.00012485 | 1.0449e-05 | 0.00011416 | 0.00012117 | 0.30769
5518 | 0.00011859 | 9.6101e-06 | 0.00011416 | 0.00010246 | 0.23077
5519 | 0.00011421 | 5.4158e-06 | 0.00011416 | 9.0264e-05 | 0.15385
5520 | 0.00011127 | 2.5089e-06 | 0.00011416 | 7.28e-05 | 0.076923
5521 | 0.00010724 | 1.4218e-06 | 0.00011416 | 4.7243e-05 | 0.076923
5522 | 0.00010657 | 1.0919e-06 | 0.00011416 | 4.1047e-05 | 0.057692
5523 | 0.00010596 | 1.0931e-06 | 0.00011416 | 3.4077e-05 | 0.057692
5524 | 0.0001066 | 1.0256e-06 | 0.00011416 | 4.4919e-05 | 0.076923
5525 | 0.00010682 | 1.1349e-05 | 0.00011416 | 7.8996e-05 | 0.11538
5526 | 0.00010828 | 2.9772e-05 | 0.00011416 | 0.00013166 | 0.19231
5527 | 0.00010917 | 2.4121e-05 | 0.00011416 | 0.00018587 | 0.30769
5528 | 0.00011047 | 1.996e-05 | 0.00011416 | 0.00020601 | 0.46154
5529 | 0.00011412 | 1.52e-05 | 0.00011416 | 0.00017658 | 0.57692
5530 | 0.00011876 | 1.3414e-05 | 0.00011416 | 0.00014715 | 0.69231
5531 | 0.00012125 | 1.2524e-05 | 0.00011416 | 0.00015412 | 0.76923
5532 | 0.00011833 | 1.8758e-05 | 0.00011416 | 0.00016264 | 0.73077
5533 | 0.0001178 | 1.6681e-05 | 0.00011416 | 0.00015644 | 0.69231
5534 | 0.00012203 | 9.5595e-06 | 0.00011416 | 0.00016109 | 0.84615
5535 | 0.00012136 | 8.3746e-06 | 0.00011416 | 0.00017658 | 0.96154
5536 | 0.0001205 | 9.5595e-06 | 0.00011416 | 0.00019207 | 1
5537 | 0.00011813 | 1.668e-05 | 0.00011416 | 0.00021066 | 0.92308
5538 | 0.00011559 | 2.3512e-05 | 0.00011416 | 0.00019671 | 0.76923
5539 | 0.00011652 | 2.3812e-05 | 0.00011416 | 0.00016729 | 0.57692
5540 | 0.00011795 | 1.8468e-05 | 0.00011416 | 0.00014018 | 0.46154
5541 | 0.0001152 | 1.3415e-05 | 0.00011416 | 0.0001154 | 0.30769
5542 | 0.00011209 | 7.489e-06 | 0.00011416 | 9.7583e-05 | 0.23077
5543 | 0.00010872 | 5.7182e-06 | 0.00011416 | 8.5966e-05 | 0.15385
5544 | 0.00010763 | 2.509e-06 | 0.00011416 | 7.4256e-05 | 0.076923
5545 | 0.00010086 | 1.4217e-06 | 0.00011416 | 4.8187e-05 | 0.076923
5546 | 9.9819e-05 | 1.0921e-06 | 0.00011416 | 4.1868e-05 | 0.057692
5547 | 9.9954e-05 | 1.0934e-06 | 0.00011416 | 3.4758e-05 | 0.057692
5548 | 9.9071e-05 | 1.025e-06 | 0.00011416 | 4.5818e-05 | 0.076923
5549 | 0.00010077 | 1.1348e-05 | 0.00011416 | 8.0576e-05 | 0.11538
5550 | 0.00010123 | 2.9769e-05 | 0.00011416 | 0.00013429 | 0.19231
5551 | 0.0001022 | 2.4119e-05 | 0.00011416 | 0.00018959 | 0.30769
5552 | 0.0001039 | 1.9961e-05 | 0.00011416 | 0.00021013 | 0.46154
5553 | 0.00010359 | 1.5203e-05 | 0.00011416 | 0.00018011 | 0.57692
5554 | 0.00010355 | 1.3419e-05 | 0.00011416 | 0.00015009 | 0.69231
5555 | 0.00010619 | 1.2525e-05 | 0.00011416 | 0.0001572 | 0.76923
5556 | 0.00010684 | 1.8755e-05 | 0.00011416 | 0.00016589 | 0.73077
5557 | 0.00010829 | 1.6674e-05 | 0.00011416 | 0.00015957 | 0.69231
5558 | 0.00010843 | 9.5564e-06 | 0.00011416 | 0.00016431 | 0.84615
5559 | 0.00010816 | 8.3724e-06 | 0.00011416 | 0.00018011 | 0.96154
5560 | 0.00010889 | 9.5564e-06 | 0.00011416 | 0.00019591 | 1
5561 | 0.00011096 | 1.6675e-05 | 0.00011416 | 0.00021487 | 0.92308
5562 | 0.00011201 | 2.3505e-05 | 0.00011416 | 0.00020065 | 0.76923
5563 | 0.00011379 | 2.3806e-05 | 0.00011416 | 0.00017063 | 0.57692
5564 | 0.00011577 | 1.8462e-05 | 0.00011416 | 0.00014298 | 0.46154
5565 | 0.00011382 | 1.3407e-05 | 0.00011416 | 0.0001177 | 0.30769
5566 | 0.00011086 | 7.484e-06 | 0.00011416 | 9.9535e-05 | 0.23077
5567 | 0.00010703 | 5.7135e-06 | 0.00011416 | 8.7685e-05 | 0.15385
5568 | 0.00010302 | 2.5055e-06 | 0.00011416 | 7.4984e-05 | 0.076923
5569 | 0.00010076 | 1.4176e-06 | 0.00011416 | 4.866e-05 | 0.076923
5570 | 0.0001 | 1.0812e-06 | 0.00011416 | 4.2278e-05 | 0.057692
5571 | 9.9384e-05 | 1.0815e-06 | 0.00011416 | 3.5099e-05 | 0.057692
5572 | 9.8618e-05 | 1.0178e-06 | 0.00011416 | 4.6267e-05 | 0.076923
5573 | 0.00010018 | 1.1338e-05 | 0.00011416 | 8.1366e-05 | 0.11538
5574 | 0.00010348 | 2.9761e-05 | 0.00011416 | 0.00013561 | 0.19231
5575 | 0.00011258 | 2.4114e-05 | 0.00011416 | 0.00019145 | 0.30769
5576 | 0.00011837 | 1.9952e-05 | 0.00011416 | 0.00021219 | 0.46154
5577 | 0.00013156 | 1.52e-05 | 0.00011416 | 0.00018188 | 0.57692
5578 | 0.00013562 | 1.3419e-05 | 0.00011416 | 0.00015156 | 0.69231
5579 | 0.00013927 | 1.2527e-05 | 0.00011416 | 0.00015874 | 0.76923
5580 | 0.00013644 | 1.8758e-05 | 0.00011416 | 0.00016752 | 0.73077
5581 | 0.00013495 | 1.6677e-05 | 0.00011416 | 0.00016114 | 0.69231
5582 | 0.00014063 | 9.5578e-06 | 0.00011416 | 0.00016592 | 0.84615
5583 | 0.00014052 | 8.3735e-06 | 0.00011416 | 0.00018188 | 0.96154
5584 | 0.00014111 | 9.5581e-06 | 0.00011416 | 0.00019783 | 1
5585 | 0.00013989 | 1.6678e-05 | 0.00011416 | 0.00021697 | 0.92308
5586 | 0.00013674 | 2.3508e-05 | 0.00011416 | 0.00020262 | 0.76923
5587 | 0.00013406 | 2.3809e-05 | 0.00011416 | 0.0001723 | 0.57692
5588 | 0.00013245 | 1.8464e-05 | 0.00011416 | 0.00014438 | 0.46154
5589 | 0.00012707 | 1.3409e-05 | 0.00011416 | 0.00011886 | 0.30769
5590 | 0.00012185 | 7.4848e-06 | 0.00011416 | 0.00010051 | 0.23077
5591 | 0.00011737 | 5.7145e-06 | 0.00011416 | 8.8545e-05 | 0.15385
5592 | 0.00011172 | 2.5064e-06 | 0.00011416 | 7.8624e-05 | 0.076923
5593 | 0.00010952 | 1.4202e-06 | 0.00011416 | 5.1022e-05 | 0.076923
5594 | 0.00010925 | 1.086e-06 | 0.00011416 | 4.4331e-05 | 0.057692
5595 | 0.00010742 | 1.0866e-06 | 0.00011416 | 3.6803e-05 | 0.057692
5596 | 0.00010689 | 1.0212e-06 | 0.00011416 | 4.8513e-05 | 0.076923
5597 | 0.00010766 | 1.1344e-05 | 0.00011416 | 8.5315e-05 | 0.11538
5598 | 0.00010963 | 2.9768e-05 | 0.00011416 | 0.00014219 | 0.19231
5599 | 0.00011464 | 2.4119e-05 | 0.00011416 | 0.00020074 | 0.30769
5600 | 0.00012254 | 1.9958e-05 | 0.00011416 | 0.00022249 | 0.46154
5601 | 0.00013246 | 1.5204e-05 | 0.00011416 | 0.00019071 | 0.57692
5602 | 0.00013732 | 1.3422e-05 | 0.00011416 | 0.00015892 | 0.69231
5603 | 0.00014114 | 1.2531e-05 | 0.00011416 | 0.00016645 | 0.76923
5604 | 0.00013817 | 1.8766e-05 | 0.00011416 | 0.00017565 | 0.73077
5605 | 0.00013687 | 1.6686e-05 | 0.00011416 | 0.00016896 | 0.69231
5606 | 0.00014366 | 9.5644e-06 | 0.00011416 | 0.00017398 | 0.84615
5607 | 0.00014299 | 8.3793e-06 | 0.00011416 | 0.00019071 | 0.96154
5608 | 0.00014435 | 9.5649e-06 | 0.00011416 | 0.00020743 | 1
5609 | 0.00014352 | 1.6687e-05 | 0.00011416 | 0.00022751 | 0.92308
5610 | 0.00014 | 2.352e-05 | 0.00011416 | 0.00021245 | 0.76923
5611 | 0.00013688 | 2.382e-05 | 0.00011416 | 0.00018067 | 0.57692
5612 | 0.00013544 | 1.8477e-05 | 0.00011416 | 0.00015139 | 0.46154
5613 | 0.00012985 | 1.3422e-05 | 0.00011416 | 0.00012463 | 0.30769
5614 | 0.00012307 | 7.4937e-06 | 0.00011416 | 0.00010539 | 0.23077
5615 | 0.0001173 | 5.7218e-06 | 0.00011416 | 9.2843e-05 | 0.15385
5616 | 0.00011355 | 2.5121e-06 | 0.00011416 | 6.188e-05 | 0.038462
5617 | 0.00011016 | 1.4254e-06 | 0.00011416 | 4.0156e-05 | 0.038462
5618 | 0.00010844 | 1.102e-06 | 0.00011416 | 3.489e-05 | 0.038462
5619 | 0.00010784 | 1.104e-06 | 0.00011416 | 2.8965e-05 | 0.038462
5620 | 0.00010813 | 1.0311e-06 | 0.00011416 | 3.8181e-05 | 0.038462
5621 | 0.00010864 | 1.1355e-05 | 0.00011416 | 6.7146e-05 | 0.076923
5622 | 0.00011127 | 2.9779e-05 | 0.00011416 | 0.00011191 | 0.15385
5623 | 0.00011575 | 2.4126e-05 | 0.00011416 | 0.00015799 | 0.23077
5624 | 0.00012335 | 1.9961e-05 | 0.00011416 | 0.00017511 | 0.38462
5625 | 0.00013565 | 1.5204e-05 | 0.00011416 | 0.00015009 | 0.46154
5626 | 0.00014153 | 1.3419e-05 | 0.00011416 | 0.00012508 | 0.57692
5627 | 0.00014459 | 1.2526e-05 | 0.00011416 | 0.000131 | 0.69231
5628 | 0.00014207 | 1.8756e-05 | 0.00011416 | 0.00013824 | 0.61538
5629 | 0.0001412 | 1.6676e-05 | 0.00011416 | 0.00013298 | 0.53846
5630 | 0.00014843 | 9.5569e-06 | 0.00011416 | 0.00013693 | 0.61538
5631 | 0.00014785 | 8.372e-06 | 0.00011416 | 0.00015009 | 0.69231
5632 | 0.0001482 | 9.5571e-06 | 0.00011416 | 0.00016326 | 0.76923
5633 | 0.00014751 | 1.6677e-05 | 0.00011416 | 0.00017906 | 0.69231
5634 | 0.00014394 | 2.3509e-05 | 0.00011416 | 0.00016721 | 0.57692
5635 | 0.00014157 | 2.3809e-05 | 0.00011416 | 0.00014219 | 0.46154
5636 | 0.00013962 | 1.8467e-05 | 0.00011416 | 0.00011915 | 0.30769
5637 | 0.00013451 | 1.3416e-05 | 0.00011416 | 9.8086e-05 | 0.23077
5638 | 0.0001284 | 7.4909e-06 | 0.00011416 | 8.2946e-05 | 0.15385
5639 | 0.00012247 | 5.7205e-06 | 0.00011416 | 7.3071e-05 | 0.076923
5640 | 0.00011691 | 2.4298e-06 | 0.00011416 | 5.46e-05 | 0.038462
5641 | 0.00011181 | 2.6757e-06 | 0.00011416 | 3.5432e-05 | 0.038462
5642 | 0.00011196 | 1.7217e-06 | 0.00011416 | 3.0785e-05 | 0.038462
5643 | 0.00011058 | 1.0134e-06 | 0.00011416 | 2.5557e-05 | 0.038462
5644 | 0.00011048 | 1.0152e-06 | 0.00011416 | 3.3689e-05 | 0.038462
5645 | 0.00011135 | 3.1725e-06 | 0.00011416 | 5.9247e-05 | 0.076923
5646 | 0.00011329 | 8.4714e-06 | 0.00011416 | 9.8745e-05 | 0.15385
5647 | 0.00011814 | 1.432e-05 | 0.00011416 | 0.0001394 | 0.23077
5648 | 0.00012713 | 2.3227e-05 | 0.00011416 | 0.00015451 | 0.38462
5649 | 0.00013977 | 2.2966e-05 | 0.00011416 | 0.00013243 | 0.46154
5650 | 0.00014483 | 2.067e-05 | 0.00011416 | 0.00011036 | 0.57692
5651 | 0.00014815 | 2.2193e-05 | 0.00011416 | 0.00011559 | 0.69231
5652 | 0.00014439 | 2.2444e-05 | 0.00011416 | 0.00012198 | 0.61538
5653 | 0.0001439 | 1.7862e-05 | 0.00011416 | 0.00011733 | 0.53846
5654 | 0.00014986 | 1.4301e-05 | 0.00011416 | 0.00012082 | 0.61538
5655 | 0.0001483 | 1.125e-05 | 0.00011416 | 0.00013243 | 0.69231
5656 | 0.00014823 | 1.4301e-05 | 0.00011416 | 0.00014405 | 0.76923
5657 | 0.00014536 | 1.8373e-05 | 0.00011416 | 0.00015799 | 0.69231
5658 | 0.00014138 | 2.5503e-05 | 0.00011416 | 0.00014754 | 0.57692
5659 | 0.00013923 | 2.0161e-05 | 0.00011416 | 0.00012546 | 0.46154
5660 | 0.00013657 | 1.1258e-05 | 0.00011416 | 0.00010513 | 0.30769
5661 | 0.00013034 | 1.1003e-05 | 0.00011416 | 8.6547e-05 | 0.23077
5662 | 0.00012354 | 8.9731e-06 | 0.00011416 | 7.3187e-05 | 0.15385
5663 | 0.0001174 | 5.427e-06 | 0.00011416 | 6.4474e-05 | 0.076923
5664 | 0.00011367 | 3.2054e-06 | 0.00011416 | 7.644e-05 | 0.076923
5665 | 0.00011063 | 2.3919e-06 | 0.00011416 | 4.9605e-05 | 0.076923
5666 | 0.0001091 | 1.8659e-06 | 0.00011416 | 4.3099e-05 | 0.057692
5667 | 0.0001082 | 1.0233e-06 | 0.00011416 | 3.578e-05 | 0.057692
5668 | 0.00010733 | 1.0241e-06 | 0.00011416 | 4.7165e-05 | 0.076923
5669 | 0.00010785 | 1.8666e-06 | 0.00011416 | 8.2946e-05 | 0.11538
5670 | 0.00011079 | 5.7018e-06 | 0.00011416 | 0.00013824 | 0.19231
5671 | 0.00011695 | 1.1588e-05 | 0.00011416 | 0.00019517 | 0.30769
5672 | 0.00012224 | 1.8331e-05 | 0.00011416 | 0.00021631 | 0.46154
5673 | 0.00013179 | 2.4232e-05 | 0.00011416 | 0.00018541 | 0.57692
5674 | 0.00013605 | 2.6755e-05 | 0.00011416 | 0.00015451 | 0.69231
5675 | 0.00013928 | 2.8154e-05 | 0.00011416 | 0.00016183 | 0.76923
5676 | 0.00013485 | 2.4212e-05 | 0.00011416 | 0.00017077 | 0.73077
5677 | 0.00013319 | 2.0837e-05 | 0.00011416 | 0.00016426 | 0.69231
5678 | 0.00014084 | 1.6342e-05 | 0.00011416 | 0.00016914 | 0.84615
5679 | 0.00013973 | 1.4377e-05 | 0.00011416 | 0.00018541 | 0.96154
5680 | 0.00013941 | 8.2087e-06 | 0.00011416 | 0.00020167 | 1
5681 | 0.00013792 | 1.5505e-05 | 0.00011416 | 0.00022119 | 0.92308
5682 | 0.00013315 | 2.0283e-05 | 0.00011416 | 0.00020655 | 0.76923
5683 | 0.00012898 | 2.1972e-05 | 0.00011416 | 0.00017565 | 0.57692
5684 | 0.00012751 | 1.1298e-05 | 0.00011416 | 0.00014719 | 0.46154
5685 | 0.00012236 | 1.0453e-05 | 0.00011416 | 0.00012117 | 0.30769
5686 | 0.00011687 | 9.6139e-06 | 0.00011416 | 0.00010246 | 0.23077
5687 | 0.00011602 | 5.4179e-06 | 0.00011416 | 9.0264e-05 | 0.15385
5688 | 0.00011161 | 2.511e-06 | 0.00011416 | 7.28e-05 | 0.076923
5689 | 0.00010788 | 1.4245e-06 | 0.00011416 | 4.7243e-05 | 0.076923
5690 | 0.0001073 | 1.1007e-06 | 0.00011416 | 4.1047e-05 | 0.057692
5691 | 0.00010526 | 1.1027e-06 | 0.00011416 | 3.4077e-05 | 0.057692
5692 | 0.00010337 | 1.0309e-06 | 0.00011416 | 4.4919e-05 | 0.076923
5693 | 0.00010259 | 1.1355e-05 | 0.00011416 | 7.8996e-05 | 0.11538
5694 | 0.00010309 | 2.9781e-05 | 0.00011416 | 0.00013166 | 0.19231
5695 | 0.00010417 | 2.4128e-05 | 0.00011416 | 0.00018587 | 0.30769
5696 | 0.00010337 | 1.9963e-05 | 0.00011416 | 0.00020601 | 0.46154
5697 | 0.00010641 | 1.5204e-05 | 0.00011416 | 0.00017658 | 0.57692
5698 | 0.00011025 | 1.342e-05 | 0.00011416 | 0.00014715 | 0.69231
5699 | 0.0001125 | 1.2528e-05 | 0.00011416 | 0.00015412 | 0.76923
5700 | 0.00010877 | 1.8761e-05 | 0.00011416 | 0.00016264 | 0.73077
5701 | 0.00010894 | 1.6682e-05 | 0.00011416 | 0.00015644 | 0.69231
5702 | 0.00011215 | 9.5616e-06 | 0.00011416 | 0.00016109 | 0.84615
5703 | 0.00011179 | 8.3782e-06 | 0.00011416 | 0.00017658 | 0.96154
5704 | 0.00011112 | 9.5644e-06 | 0.00011416 | 0.00019207 | 1
5705 | 0.00010975 | 1.6688e-05 | 0.00011416 | 0.00021066 | 0.92308
5706 | 0.00010781 | 2.3522e-05 | 0.00011416 | 0.00019671 | 0.76923
5707 | 0.00010792 | 2.3822e-05 | 0.00011416 | 0.00016729 | 0.57692
5708 | 0.00011005 | 1.8476e-05 | 0.00011416 | 0.00014018 | 0.46154
5709 | 0.00010752 | 1.3426e-05 | 0.00011416 | 0.0001154 | 0.30769
5710 | 0.00010722 | 7.4966e-06 | 0.00011416 | 9.7583e-05 | 0.23077
5711 | 0.00010383 | 5.7239e-06 | 0.00011416 | 8.5966e-05 | 0.15385
5712 | 0.00010156 | 2.5138e-06 | 0.00011416 | 7.4256e-05 | 0.076923
5713 | 9.7113e-05 | 1.4272e-06 | 0.00011416 | 4.8187e-05 | 0.076923
5714 | 9.6314e-05 | 1.1076e-06 | 0.00011416 | 4.1868e-05 | 0.057692
5715 | 9.5324e-05 | 1.1112e-06 | 0.00011416 | 3.4758e-05 | 0.057692
5716 | 9.5371e-05 | 1.035e-06 | 0.00011416 | 4.5818e-05 | 0.076923
5717 | 9.6693e-05 | 1.136e-05 | 0.00011416 | 8.0576e-05 | 0.11538
5718 | 9.5588e-05 | 2.9786e-05 | 0.00011416 | 0.00013429 | 0.19231
5719 | 9.6664e-05 | 2.4135e-05 | 0.00011416 | 0.00018959 | 0.30769
5720 | 9.7587e-05 | 1.9973e-05 | 0.00011416 | 0.00021013 | 0.46154
5721 | 9.7652e-05 | 1.5218e-05 | 0.00011416 | 0.00018011 | 0.57692
5722 | 9.7281e-05 | 1.3431e-05 | 0.00011416 | 0.00015009 | 0.69231
5723 | 9.9299e-05 | 1.2542e-05 | 0.00011416 | 0.0001572 | 0.76923
5724 | 0.00010002 | 1.8776e-05 | 0.00011416 | 0.00016589 | 0.73077
5725 | 0.00010093 | 1.6693e-05 | 0.00011416 | 0.00015957 | 0.69231
5726 | 0.00010234 | 9.5665e-06 | 0.00011416 | 0.00016431 | 0.84615
5727 | 0.00010299 | 8.3799e-06 | 0.00011416 | 0.00018011 | 0.96154
5728 | 0.00010438 | 9.5649e-06 | 0.00011416 | 0.00019591 | 1
5729 | 0.00010492 | 1.6687e-05 | 0.00011416 | 0.00021487 | 0.92308
5730 | 0.00010653 | 2.3522e-05 | 0.00011416 | 0.00020065 | 0.76923
5731 | 0.0001083 | 2.3822e-05 | 0.00011416 | 0.00017063 | 0.57692
5732 | 0.00010995 | 1.8475e-05 | 0.00011416 | 0.00014298 | 0.46154
5733 | 0.000108 | 1.3426e-05 | 0.00011416 | 0.0001177 | 0.30769
5734 | 0.00010412 | 7.4961e-06 | 0.00011416 | 9.9535e-05 | 0.23077
5735 | 0.00010178 | 5.7239e-06 | 0.00011416 | 8.7685e-05 | 0.15385
5736 | 9.6631e-05 | 2.5138e-06 | 0.00011416 | 7.4984e-05 | 0.076923
5737 | 9.4068e-05 | 1.428e-06 | 0.00011416 | 4.866e-05 | 0.076923
5738 | 9.3654e-05 | 1.1106e-06 | 0.00011416 | 4.2278e-05 | 0.057692
5739 | 9.3989e-05 | 1.1122e-06 | 0.00011416 | 3.5099e-05 | 0.057692
5740 | 9.4098e-05 | 1.0369e-06 | 0.00011416 | 4.6267e-05 | 0.076923
5741 | 9.5914e-05 | 1.1362e-05 | 0.00011416 | 8.1366e-05 | 0.11538
5742 | 0.00010119 | 2.9792e-05 | 0.00011416 | 0.00013561 | 0.19231
5743 | 0.00010505 | 2.4133e-05 | 0.00011416 | 0.00019145 | 0.30769
5744 | 0.00011326 | 1.9965e-05 | 0.00011416 | 0.00021219 | 0.46154
5745 | 0.00012516 | 1.5208e-05 | 0.00011416 | 0.00018188 | 0.57692
5746 | 0.00012738 | 1.3425e-05 | 0.00011416 | 0.00015156 | 0.69231
5747 | 0.0001302 | 1.2532e-05 | 0.00011416 | 0.00015874 | 0.76923
5748 | 0.00012661 | 1.8766e-05 | 0.00011416 | 0.00016752 | 0.73077
5749 | 0.00012606 | 1.6685e-05 | 0.00011416 | 0.00016114 | 0.69231
5750 | 0.00013345 | 9.5637e-06 | 0.00011416 | 0.00016592 | 0.84615
5751 | 0.00013316 | 8.3785e-06 | 0.00011416 | 0.00018188 | 0.96154
5752 | 0.00013378 | 9.5642e-06 | 0.00011416 | 0.00019783 | 1
5753 | 0.00013275 | 1.6689e-05 | 0.00011416 | 0.00021697 | 0.92308
5754 | 0.00012897 | 2.3524e-05 | 0.00011416 | 0.00020262 | 0.76923
5755 | 0.00012676 | 2.3824e-05 | 0.00011416 | 0.0001723 | 0.57692
5756 | 0.00012417 | 1.8478e-05 | 0.00011416 | 0.00014438 | 0.46154
5757 | 0.00012042 | 1.3428e-05 | 0.00011416 | 0.00011886 | 0.30769
5758 | 0.00011694 | 7.498e-06 | 0.00011416 | 0.00010051 | 0.23077
5759 | 0.00011257 | 5.7258e-06 | 0.00011416 | 8.8545e-05 | 0.15385
5760 | 0.00010867 | 2.5148e-06 | 0.00011416 | 7.8624e-05 | 0.076923
5761 | 0.00010703 | 1.4288e-06 | 0.00011416 | 5.1022e-05 | 0.076923
5762 | 0.00010711 | 1.1118e-06 | 0.00011416 | 4.4331e-05 | 0.057692
5763 | 0.00010525 | 1.1133e-06 | 0.00011416 | 3.6803e-05 | 0.057692
5764 | 0.00010509 | 1.0372e-06 | 0.00011416 | 4.8513e-05 | 0.076923
5765 | 0.00010607 | 1.1362e-05 | 0.00011416 | 8.5315e-05 | 0.11538
5766 | 0.0001089 | 2.979e-05 | 0.00011416 | 0.00014219 | 0.19231
5767 | 0.00011099 | 2.4134e-05 | 0.00011416 | 0.00020074 | 0.30769
5768 | 0.00011747 | 1.9964e-05 | 0.00011416 | 0.00022249 | 0.46154
5769 | 0.00012129 | 1.5204e-05 | 0.00011416 | 0.00019071 | 0.57692
5770 | 0.00012347 | 1.3419e-05 | 0.00011416 | 0.00015892 | 0.69231
5771 | 0.0001242 | 1.2526e-05 | 0.00011416 | 0.00016645 | 0.76923
5772 | 0.00011892 | 1.8756e-05 | 0.00011416 | 0.00017565 | 0.73077
5773 | 0.00011833 | 1.6676e-05 | 0.00011416 | 0.00016896 | 0.69231
5774 | 0.00012492 | 9.5571e-06 | 0.00011416 | 0.00017398 | 0.84615
5775 | 0.00012429 | 8.3728e-06 | 0.00011416 | 0.00019071 | 0.96154
5776 | 0.00012588 | 9.5585e-06 | 0.00011416 | 0.00020743 | 1
5777 | 0.00012578 | 1.668e-05 | 0.00011416 | 0.00022751 | 0.92308
5778 | 0.00012324 | 2.3514e-05 | 0.00011416 | 0.00021245 | 0.76923
5779 | 0.00012253 | 2.3815e-05 | 0.00011416 | 0.00018067 | 0.57692
5780 | 0.00012068 | 1.8471e-05 | 0.00011416 | 0.00015139 | 0.46154
5781 | 0.00011808 | 1.3422e-05 | 0.00011416 | 0.00012463 | 0.30769
5782 | 0.00011438 | 7.4941e-06 | 0.00011416 | 0.00010539 | 0.23077
5783 | 0.00011 | 5.7233e-06 | 0.00011416 | 9.2843e-05 | 0.15385
5784 | 0.00010764 | 2.514e-06 | 0.00011416 | 6.188e-05 | 0.038462
5785 | 0.00010345 | 1.4288e-06 | 0.00011416 | 4.0156e-05 | 0.038462
5786 | 0.00010369 | 1.1142e-06 | 0.00011416 | 3.489e-05 | 0.038462
5787 | 0.00010299 | 1.1175e-06 | 0.00011416 | 2.8965e-05 | 0.038462
5788 | 0.00010304 | 1.0406e-06 | 0.00011416 | 3.8181e-05 | 0.038462
5789 | 0.0001054 | 1.1369e-05 | 0.00011416 | 6.7146e-05 | 0.076923
5790 | 0.00010753 | 2.9809e-05 | 0.00011416 | 0.00011191 | 0.15385
5791 | 0.00011124 | 2.4151e-05 | 0.00011416 | 0.00015799 | 0.23077
5792 | 0.00011717 | 1.998e-05 | 0.00011416 | 0.00017511 | 0.38462
5793 | 0.00011982 | 1.5216e-05 | 0.00011416 | 0.00015009 | 0.46154
5794 | 0.00012097 | 1.3429e-05 | 0.00011416 | 0.00012508 | 0.57692
5795 | 0.00012214 | 1.2535e-05 | 0.00011416 | 0.000131 | 0.69231
5796 | 0.00011681 | 1.8769e-05 | 0.00011416 | 0.00013824 | 0.61538
5797 | 0.00011668 | 1.6689e-05 | 0.00011416 | 0.00013298 | 0.53846
5798 | 0.000121 | 9.5653e-06 | 0.00011416 | 0.00013693 | 0.61538
5799 | 0.00012077 | 8.3801e-06 | 0.00011416 | 0.00015009 | 0.69231
5800 | 0.00012144 | 9.5663e-06 | 0.00011416 | 0.00016326 | 0.76923
5801 | 0.00012036 | 1.6692e-05 | 0.00011416 | 0.00017906 | 0.69231
5802 | 0.00011807 | 2.3529e-05 | 0.00011416 | 0.00016721 | 0.57692
5803 | 0.00011986 | 2.3831e-05 | 0.00011416 | 0.00014219 | 0.46154
5804 | 0.00012053 | 1.8485e-05 | 0.00011416 | 0.00011915 | 0.30769
5805 | 0.00011795 | 1.3437e-05 | 0.00011416 | 9.8086e-05 | 0.23077
5806 | 0.0001147 | 7.5039e-06 | 0.00011416 | 8.2946e-05 | 0.15385
5807 | 0.00010996 | 5.7315e-06 | 0.00011416 | 7.3071e-05 | 0.076923
5808 | 0.00010776 | 2.4374e-06 | 0.00011416 | 5.46e-05 | 0.038462
5809 | 0.00010323 | 2.6823e-06 | 0.00011416 | 3.5432e-05 | 0.038462
5810 | 0.00010325 | 1.7286e-06 | 0.00011416 | 3.0785e-05 | 0.038462
5811 | 0.00010321 | 1.0256e-06 | 0.00011416 | 2.5557e-05 | 0.038462
5812 | 0.00010407 | 1.027e-06 | 0.00011416 | 3.3689e-05 | 0.038462
5813 | 0.00010639 | 3.1783e-06 | 0.00011416 | 5.9247e-05 | 0.076923
5814 | 0.00010818 | 8.4816e-06 | 0.00011416 | 9.8745e-05 | 0.15385
5815 | 0.00011074 | 1.4338e-05 | 0.00011416 | 0.0001394 | 0.23077
5816 | 0.00011511 | 2.3253e-05 | 0.00011416 | 0.00015451 | 0.38462
5817 | 0.00011888 | 2.2993e-05 | 0.00011416 | 0.00013243 | 0.46154
5818 | 0.00012055 | 2.0692e-05 | 0.00011416 | 0.00011036 | 0.57692
5819 | 0.00011997 | 2.2219e-05 | 0.00011416 | 0.00011559 | 0.69231
5820 | 0.00011725 | 2.2461e-05 | 0.00011416 | 0.00012198 | 0.61538
5821 | 0.00011656 | 1.7877e-05 | 0.00011416 | 0.00011733 | 0.53846
5822 | 0.00012325 | 1.4313e-05 | 0.00011416 | 0.00012082 | 0.61538
5823 | 0.00012268 | 1.1261e-05 | 0.00011416 | 0.00013243 | 0.69231
5824 | 0.00012354 | 1.4313e-05 | 0.00011416 | 0.00014405 | 0.76923
5825 | 0.00012385 | 1.8387e-05 | 0.00011416 | 0.00015799 | 0.69231
5826 | 0.00012228 | 2.5519e-05 | 0.00011416 | 0.00014754 | 0.57692
5827 | 0.00012285 | 2.0174e-05 | 0.00011416 | 0.00012546 | 0.46154
5828 | 0.00012128 | 1.1269e-05 | 0.00011416 | 0.00010513 | 0.30769
5829 | 0.00011932 | 1.1015e-05 | 0.00011416 | 8.6547e-05 | 0.23077
5830 | 0.00011518 | 8.9824e-06 | 0.00011416 | 7.3187e-05 | 0.15385
5831 | 0.0001113 | 5.433e-06 | 0.00011416 | 6.4474e-05 | 0.076923
5832 | 0.00010916 | 3.2102e-06 | 0.00011416 | 6.8464e-05 | 0.076923
5833 | 0.00010372 | 2.3964e-06 | 0.00011416 | 4.4429e-05 | 0.076923
5834 | 0.00010204 | 1.8707e-06 | 0.00011416 | 3.8602e-05 | 0.057692
5835 | 0.00010234 | 1.0321e-06 | 0.00011416 | 3.2047e-05 | 0.057692
5836 | 0.00010446 | 1.0329e-06 | 0.00011416 | 4.2244e-05 | 0.076923
5837 | 0.00010532 | 1.8712e-06 | 0.00011416 | 7.429e-05 | 0.11538
5838 | 0.00010802 | 5.7068e-06 | 0.00011416 | 0.00012382 | 0.19231
5839 | 0.00011068 | 1.1592e-05 | 0.00011416 | 0.0001748 | 0.30769
5840 | 0.00011417 | 1.8332e-05 | 0.00011416 | 0.00019374 | 0.46154
5841 | 0.00011697 | 2.423e-05 | 0.00011416 | 0.00016606 | 0.57692
5842 | 0.00011774 | 2.6749e-05 | 0.00011416 | 0.00013838 | 0.69231
5843 | 0.00012018 | 2.8143e-05 | 0.00011416 | 0.00014494 | 0.76923
5844 | 0.00011762 | 2.419e-05 | 0.00011416 | 0.00015295 | 0.73077
5845 | 0.0001171 | 2.082e-05 | 0.00011416 | 0.00014712 | 0.69231
5846 | 0.00012296 | 1.6328e-05 | 0.00011416 | 0.00015149 | 0.84615
5847 | 0.00012323 | 1.4363e-05 | 0.00011416 | 0.00016606 | 0.96154
5848 | 0.00012463 | 8.2004e-06 | 0.00011416 | 0.00018063 | 1
5849 | 0.0001242 | 1.5493e-05 | 0.00011416 | 0.00019811 | 0.92308
5850 | 0.00012129 | 2.0266e-05 | 0.00011416 | 0.000185 | 0.76923
5851 | 0.00012098 | 2.1956e-05 | 0.00011416 | 0.00015732 | 0.57692
5852 | 0.00012006 | 1.1296e-05 | 0.00011416 | 0.00013183 | 0.46154
5853 | 0.00011512 | 1.0458e-05 | 0.00011416 | 0.00010852 | 0.30769
5854 | 0.00011223 | 9.6206e-06 | 0.00011416 | 9.177e-05 | 0.23077
5855 | 0.00011007 | 5.424e-06 | 0.00011416 | 8.0845e-05 | 0.15385
5856 | 0.00010627 | 2.5173e-06 | 0.00011416 | 6.5203e-05 | 0.076923
5857 | 0.00010347 | 1.4338e-06 | 0.00011416 | 4.2313e-05 | 0.076923
5858 | 0.00010188 | 1.1287e-06 | 0.00011416 | 3.6764e-05 | 0.057692
5859 | 0.00010033 | 1.1343e-06 | 0.00011416 | 3.0521e-05 | 0.057692
5860 | 9.8741e-05 | 1.0522e-06 | 0.00011416 | 4.0232e-05 | 0.076923
5861 | 0.0001001 | 1.1384e-05 | 0.00011416 | 7.0753e-05 | 0.11538
5862 | 0.00010176 | 2.9843e-05 | 0.00011416 | 0.00011792 | 0.19231
5863 | 0.00010504 | 2.4172e-05 | 0.00011416 | 0.00016648 | 0.30769
5864 | 0.00010593 | 1.9989e-05 | 0.00011416 | 0.00018451 | 0.46154
5865 | 0.00010625 | 1.5219e-05 | 0.00011416 | 0.00015815 | 0.57692
5866 | 0.00010809 | 1.3427e-05 | 0.00011416 | 0.00013179 | 0.69231
5867 | 0.0001092 | 1.2529e-05 | 0.00011416 | 0.00013804 | 0.76923
5868 | 0.00010863 | 1.8748e-05 | 0.00011416 | 0.00014567 | 0.73077
5869 | 0.00010772 | 1.6669e-05 | 0.00011416 | 0.00014012 | 0.69231
5870 | 0.00011127 | 9.5521e-06 | 0.00011416 | 0.00014428 | 0.84615
5871 | 0.00011054 | 8.3684e-06 | 0.00011416 | 0.00015815 | 0.96154
5872 | 0.00011022 | 9.5551e-06 | 0.00011416 | 0.00017203 | 1
5873 | 0.00010846 | 1.6678e-05 | 0.00011416 | 0.00018867 | 0.92308
5874 | 0.00010762 | 2.3515e-05 | 0.00011416 | 0.00017619 | 0.76923
5875 | 0.00010964 | 2.3815e-05 | 0.00011416 | 0.00014983 | 0.57692
5876 | 0.00010908 | 1.8478e-05 | 0.00011416 | 0.00012555 | 0.46154
5877 | 0.00010576 | 1.3432e-05 | 0.00011416 | 0.00010335 | 0.30769
5878 | 0.00010503 | 7.5009e-06 | 0.00011416 | 8.74e-05 | 0.23077
5879 | 0.00010213 | 5.7292e-06 | 0.00011416 | 7.6996e-05 | 0.15385
5880 | 9.941e-05 | 2.5171e-06 | 0.00011416 | 6.6508e-05 | 0.076923
5881 | 9.3834e-05 | 1.4309e-06 | 0.00011416 | 4.3159e-05 | 0.076923
5882 | 9.314e-05 | 1.1155e-06 | 0.00011416 | 3.7499e-05 | 0.057692
5883 | 9.1822e-05 | 1.1164e-06 | 0.00011416 | 3.1131e-05 | 0.057692
5884 | 9.1592e-05 | 1.039e-06 | 0.00011416 | 4.1037e-05 | 0.076923
5885 | 9.3727e-05 | 1.1364e-05 | 0.00011416 | 7.2168e-05 | 0.11538
5886 | 9.3761e-05 | 2.9797e-05 | 0.00011416 | 0.00012028 | 0.19231
5887 | 9.5553e-05 | 2.4145e-05 | 0.00011416 | 0.00016981 | 0.30769
5888 | 9.4558e-05 | 1.9976e-05 | 0.00011416 | 0.0001882 | 0.46154
5889 | 9.4747e-05 | 1.5213e-05 | 0.00011416 | 0.00016132 | 0.57692
5890 | 9.5799e-05 | 1.3423e-05 | 0.00011416 | 0.00013443 | 0.69231
5891 | 9.7896e-05 | 1.2527e-05 | 0.00011416 | 0.0001408 | 0.76923
5892 | 9.8066e-05 | 1.875e-05 | 0.00011416 | 0.00014858 | 0.73077
5893 | 9.8884e-05 | 1.6675e-05 | 0.00011416 | 0.00014292 | 0.69231
5894 | 0.00010009 | 9.5554e-06 | 0.00011416 | 0.00014717 | 0.84615
5895 | 0.00010091 | 8.3702e-06 | 0.00011416 | 0.00016132 | 0.96154
5896 | 0.0001011 | 9.5545e-06 | 0.00011416 | 0.00017547 | 1
5897 | 0.00010161 | 1.6672e-05 | 0.00011416 | 0.00019245 | 0.92308
5898 | 0.00010445 | 2.35e-05 | 0.00011416 | 0.00017971 | 0.76923
5899 | 0.00010683 | 2.3801e-05 | 0.00011416 | 0.00015283 | 0.57692
5900 | 0.00010739 | 1.8468e-05 | 0.00011416 | 0.00012806 | 0.46154
5901 | 0.00010559 | 1.3425e-05 | 0.00011416 | 0.00010542 | 0.30769
5902 | 0.00010289 | 7.4964e-06 | 0.00011416 | 8.9148e-05 | 0.23077
5903 | 9.9426e-05 | 5.7256e-06 | 0.00011416 | 7.8536e-05 | 0.15385
5904 | 9.5232e-05 | 2.5159e-06 | 0.00011416 | 6.716e-05 | 0.076923
5905 | 9.181e-05 | 1.4312e-06 | 0.00011416 | 4.3582e-05 | 0.076923
5906 | 9.2256e-05 | 1.1203e-06 | 0.00011416 | 3.7867e-05 | 0.057692
5907 | 9.3074e-05 | 1.1242e-06 | 0.00011416 | 3.1436e-05 | 0.057692
5908 | 9.3401e-05 | 1.0453e-06 | 0.00011416 | 4.1439e-05 | 0.076923
5909 | 9.5331e-05 | 1.1375e-05 | 0.00011416 | 7.2875e-05 | 0.11538
5910 | 9.6642e-05 | 2.9826e-05 | 0.00011416 | 0.00012146 | 0.19231
5911 | 0.0001062 | 2.4171e-05 | 0.00011416 | 0.00017147 | 0.30769
5912 | 0.00011411 | 2.0003e-05 | 0.00011416 | 0.00019005 | 0.46154
5913 | 0.00011969 | 1.5241e-05 | 0.00011416 | 0.0001629 | 0.57692
5914 | 0.00012201 | 1.3448e-05 | 0.00011416 | 0.00013575 | 0.69231
5915 | 0.00012302 | 1.2551e-05 | 0.00011416 | 0.00014218 | 0.76923
5916 | 0.00012142 | 1.878e-05 | 0.00011416 | 0.00015004 | 0.73077
5917 | 0.00012188 | 1.6698e-05 | 0.00011416 | 0.00014432 | 0.69231
5918 | 0.00012781 | 9.5672e-06 | 0.00011416 | 0.00014861 | 0.84615
5919 | 0.00012825 | 8.3787e-06 | 0.00011416 | 0.0001629 | 0.96154
5920 | 0.00012902 | 9.5631e-06 | 0.00011416 | 0.00017719 | 1
5921 | 0.00012817 | 1.6686e-05 | 0.00011416 | 0.00019433 | 0.92308
5922 | 0.00012435 | 2.3521e-05 | 0.00011416 | 0.00018147 | 0.76923
5923 | 0.00012432 | 2.3822e-05 | 0.00011416 | 0.00015432 | 0.57692
5924 | 0.0001219 | 1.8484e-05 | 0.00011416 | 0.00012932 | 0.46154
5925 | 0.00011749 | 1.3437e-05 | 0.00011416 | 0.00010646 | 0.30769
5926 | 0.00011289 | 7.5043e-06 | 0.00011416 | 9.0022e-05 | 0.23077
5927 | 0.00011189 | 5.7318e-06 | 0.00011416 | 7.9305e-05 | 0.15385
5928 | 0.000107 | 2.5205e-06 | 0.00011416 | 7.042e-05 | 0.076923
5929 | 0.00010419 | 1.4364e-06 | 0.00011416 | 4.5698e-05 | 0.076923
5930 | 0.00010407 | 1.1331e-06 | 0.00011416 | 3.9705e-05 | 0.057692
5931 | 0.00010361 | 1.1364e-06 | 0.00011416 | 3.2962e-05 | 0.057692
5932 | 0.00010462 | 1.0519e-06 | 0.00011416 | 4.345e-05 | 0.076923
5933 | 0.00010603 | 1.1381e-05 | 0.00011416 | 7.6413e-05 | 0.11538
5934 | 0.00010885 | 2.9836e-05 | 0.00011416 | 0.00012735 | 0.19231
5935 | 0.0001139 | 2.4172e-05 | 0.00011416 | 0.0001798 | 0.30769
5936 | 0.00011619 | 1.9993e-05 | 0.00011416 | 0.00019927 | 0.46154
5937 | 0.00012083 | 1.5221e-05 | 0.00011416 | 0.00017081 | 0.57692
5938 | 0.00012427 | 1.3427e-05 | 0.00011416 | 0.00014234 | 0.69231
5939 | 0.00012552 | 1.2529e-05 | 0.00011416 | 0.00014908 | 0.76923
5940 | 0.00012152 | 1.8745e-05 | 0.00011416 | 0.00015732 | 0.73077
5941 | 0.00012071 | 1.6666e-05 | 0.00011416 | 0.00015133 | 0.69231
5942 | 0.00012675 | 9.5501e-06 | 0.00011416 | 0.00015582 | 0.84615
5943 | 0.00012528 | 8.3662e-06 | 0.00011416 | 0.00017081 | 0.96154
5944 | 0.00012693 | 9.5521e-06 | 0.00011416 | 0.00018579 | 1
5945 | 0.000126 | 1.6673e-05 | 0.00011416 | 0.00020377 | 0.92308
5946 | 0.00012397 | 2.3505e-05 | 0.00011416 | 0.00019028 | 0.76923
5947 | 0.00012381 | 2.3805e-05 | 0.00011416 | 0.00016182 | 0.57692
5948 | 0.00012206 | 1.847e-05 | 0.00011416 | 0.0001356 | 0.46154
5949 | 0.00011768 | 1.3425e-05 | 0.00011416 | 0.00011162 | 0.30769
5950 | 0.00011507 | 7.496e-06 | 0.00011416 | 9.4392e-05 | 0.23077
5951 | 0.00011262 | 5.7247e-06 | 0.00011416 | 8.3155e-05 | 0.15385
5952 | 0.00011008 | 2.5144e-06 | 0.00011416 | 5.5423e-05 | 0.038462
5953 | 0.00010628 | 1.4284e-06 | 0.00011416 | 3.5966e-05 | 0.038462
5954 | 0.00010567 | 1.1115e-06 | 0.00011416 | 3.1249e-05 | 0.038462
5955 | 0.00010435 | 1.1132e-06 | 0.00011416 | 2.5943e-05 | 0.038462
5956 | 0.00010575 | 1.0372e-06 | 0.00011416 | 3.4197e-05 | 0.038462
5957 | 0.00010699 | 1.1363e-05 | 0.00011416 | 6.014e-05 | 0.076923
5958 | 0.00010972 | 2.9793e-05 | 0.00011416 | 0.00010023 | 0.15385
5959 | 0.00011326 | 2.4138e-05 | 0.00011416 | 0.00014151 | 0.23077
5960 | 0.00011548 | 1.9968e-05 | 0.00011416 | 0.00015684 | 0.38462
5961 | 0.00012235 | 1.5204e-05 | 0.00011416 | 0.00013443 | 0.46154
5962 | 0.00012571 | 1.3413e-05 | 0.00011416 | 0.00011203 | 0.57692
5963 | 0.00012733 | 1.2517e-05 | 0.00011416 | 0.00011733 | 0.69231
5964 | 0.00012413 | 1.8732e-05 | 0.00011416 | 0.00012382 | 0.61538
5965 | 0.00012303 | 1.6656e-05 | 0.00011416 | 0.0001191 | 0.53846
5966 | 0.00012869 | 9.5461e-06 | 0.00011416 | 0.00012264 | 0.61538
5967 | 0.00012728 | 8.3637e-06 | 0.00011416 | 0.00013443 | 0.69231
5968 | 0.00012649 | 9.55e-06 | 0.00011416 | 0.00014622 | 0.76923
5969 | 0.00012524 | 1.6669e-05 | 0.00011416 | 0.00016037 | 0.69231
5970 | 0.00012207 | 2.3496e-05 | 0.00011416 | 0.00014976 | 0.57692
5971 | 0.00012148 | 2.3792e-05 | 0.00011416 | 0.00012735 | 0.46154
5972 | 0.00011873 | 1.8458e-05 | 0.00011416 | 0.00010672 | 0.30769
5973 | 0.00011708 | 1.3414e-05 | 0.00011416 | 8.7851e-05 | 0.23077
5974 | 0.0001147 | 7.4877e-06 | 0.00011416 | 7.429e-05 | 0.15385
5975 | 0.00011262 | 5.7165e-06 | 0.00011416 | 6.5446e-05 | 0.076923
5976 | 0.00010943 | 2.4256e-06 | 0.00011416 | 4.8903e-05 | 0.038462
5977 | 0.0001055 | 2.6701e-06 | 0.00011416 | 3.1735e-05 | 0.038462
5978 | 0.00010489 | 1.7149e-06 | 0.00011416 | 2.7573e-05 | 0.038462
5979 | 0.00010425 | 9.9899e-07 | 0.00011416 | 2.2891e-05 | 0.038462
5980 | 0.0001038 | 9.9948e-07 | 0.00011416 | 3.0174e-05 | 0.038462
5981 | 0.00010498 | 3.1644e-06 | 0.00011416 | 5.3065e-05 | 0.076923
5982 | 0.00010841 | 8.4589e-06 | 0.00011416 | 8.8441e-05 | 0.15385
5983 | 0.0001115 | 1.4302e-05 | 0.00011416 | 0.00012486 | 0.23077
5984 | 0.00011492 | 2.32e-05 | 0.00011416 | 0.00013838 | 0.38462
5985 | 0.00012084 | 2.2937e-05 | 0.00011416 | 0.00011861 | 0.46154
5986 | 0.00012163 | 2.0643e-05 | 0.00011416 | 9.8846e-05 | 0.57692
5987 | 0.00012403 | 2.2162e-05 | 0.00011416 | 0.00010353 | 0.69231
5988 | 0.00011987 | 2.2405e-05 | 0.00011416 | 0.00010925 | 0.61538
5989 | 0.00012029 | 1.7834e-05 | 0.00011416 | 0.00010509 | 0.53846
5990 | 0.00012575 | 1.4277e-05 | 0.00011416 | 0.00010821 | 0.61538
5991 | 0.00012557 | 1.1231e-05 | 0.00011416 | 0.00011861 | 0.69231
5992 | 0.00012675 | 1.4278e-05 | 0.00011416 | 0.00012902 | 0.76923
5993 | 0.00012557 | 1.8344e-05 | 0.00011416 | 0.00014151 | 0.69231
5994 | 0.00012376 | 2.5459e-05 | 0.00011416 | 0.00013214 | 0.57692
5995 | 0.00012498 | 2.0122e-05 | 0.00011416 | 0.00011237 | 0.46154
5996 | 0.00012168 | 1.1238e-05 | 0.00011416 | 9.4164e-05 | 0.30769
5997 | 0.00011717 | 1.0986e-05 | 0.00011416 | 7.7516e-05 | 0.23077
5998 | 0.0001125 | 8.9577e-06 | 0.00011416 | 6.555e-05 | 0.15385
5999 | 0.00011047 | 5.415e-06 | 0.00011416 | 5.7747e-05 | 0.076923
6000 | 0.00010801 | 3.1957e-06 | 0.00011416 | 6.8464e-05 | 0.076923
6001 | 0.00010454 | 2.3823e-06 | 0.00011416 | 4.4429e-05 | 0.076923
6002 | 0.00010431 | 1.8561e-06 | 0.00011416 | 3.8602e-05 | 0.057692
6003 | 0.00010491 | 1.0039e-06 | 0.00011416 | 3.2047e-05 | 0.057692
6004 | 0.00010477 | 1.0047e-06 | 0.00011416 | 4.2244e-05 | 0.076923
6005 | 0.00010604 | 1.857e-06 | 0.00011416 | 7.429e-05 | 0.11538
6006 | 0.00010759 | 5.6913e-06 | 0.00011416 | 0.00012382 | 0.19231
6007 | 0.00011211 | 1.1571e-05 | 0.00011416 | 0.0001748 | 0.30769
6008 | 0.00011535 | 1.8305e-05 | 0.00011416 | 0.00019374 | 0.46154
6009 | 0.00012122 | 2.4195e-05 | 0.00011416 | 0.00016606 | 0.57692
6010 | 0.00012415 | 2.6716e-05 | 0.00011416 | 0.00013838 | 0.69231
6011 | 0.00012576 | 2.8113e-05 | 0.00011416 | 0.00014494 | 0.76923
6012 | 0.000123 | 2.417e-05 | 0.00011416 | 0.00015295 | 0.73077
6013 | 0.00012388 | 2.0806e-05 | 0.00011416 | 0.00014712 | 0.69231
6014 | 0.0001289 | 1.6318e-05 | 0.00011416 | 0.00015149 | 0.84615
6015 | 0.00012901 | 1.4355e-05 | 0.00011416 | 0.00016606 | 0.96154
6016 | 0.00013005 | 8.196e-06 | 0.00011416 | 0.00018063 | 1
6017 | 0.00012904 | 1.5479e-05 | 0.00011416 | 0.00019811 | 0.92308
6018 | 0.00012438 | 2.0246e-05 | 0.00011416 | 0.000185 | 0.76923
6019 | 0.00012575 | 2.1934e-05 | 0.00011416 | 0.00015732 | 0.57692
6020 | 0.00012254 | 1.1282e-05 | 0.00011416 | 0.00013183 | 0.46154
6021 | 0.00011875 | 1.0444e-05 | 0.00011416 | 0.00010852 | 0.30769
6022 | 0.0001153 | 9.6061e-06 | 0.00011416 | 9.177e-05 | 0.23077
6023 | 0.00011299 | 5.4134e-06 | 0.00011416 | 8.0845e-05 | 0.15385
6024 | 0.00011014 | 2.5076e-06 | 0.00011416 | 6.5203e-05 | 0.076923
6025 | 0.00010413 | 1.4194e-06 | 0.00011416 | 4.2313e-05 | 0.076923
6026 | 0.00010433 | 1.0847e-06 | 0.00011416 | 3.6764e-05 | 0.057692
6027 | 0.00010378 | 1.0897e-06 | 0.00011416 | 3.0521e-05 | 0.057692
6028 | 0.00010348 | 1.0246e-06 | 0.00011416 | 4.0232e-05 | 0.076923
6029 | 0.00010342 | 1.1354e-05 | 0.00011416 | 7.0753e-05 | 0.11538
6030 | 0.00010388 | 2.9775e-05 | 0.00011416 | 0.00011792 | 0.19231
6031 | 0.00010418 | 2.4131e-05 | 0.00011416 | 0.00016648 | 0.30769
6032 | 0.00010524 | 1.9968e-05 | 0.00011416 | 0.00018451 | 0.46154
6033 | 0.00010847 | 1.5215e-05 | 0.00011416 | 0.00015815 | 0.57692
6034 | 0.0001128 | 1.3428e-05 | 0.00011416 | 0.00013179 | 0.69231
6035 | 0.00011541 | 1.2536e-05 | 0.00011416 | 0.00013804 | 0.76923
6036 | 0.00011319 | 1.8766e-05 | 0.00011416 | 0.00014567 | 0.73077
6037 | 0.0001134 | 1.6692e-05 | 0.00011416 | 0.00014012 | 0.69231
6038 | 0.00011617 | 9.5691e-06 | 0.00011416 | 0.00014428 | 0.84615
6039 | 0.00011564 | 8.3841e-06 | 0.00011416 | 0.00015815 | 0.96154
6040 | 0.00011546 | 9.5705e-06 | 0.00011416 | 0.00017203 | 1
6041 | 0.00011334 | 1.6697e-05 | 0.00011416 | 0.00018867 | 0.92308
6042 | 0.00011206 | 2.3544e-05 | 0.00011416 | 0.00017619 | 0.76923
6043 | 0.00011479 | 2.383e-05 | 0.00011416 | 0.00014983 | 0.57692
6044 | 0.00011421 | 1.8488e-05 | 0.00011416 | 0.00012555 | 0.46154
6045 | 0.00011122 | 1.3438e-05 | 0.00011416 | 0.00010335 | 0.30769
6046 | 0.0001099 | 7.5041e-06 | 0.00011416 | 8.74e-05 | 0.23077
6047 | 0.00010612 | 5.7332e-06 | 0.00011416 | 7.6996e-05 | 0.15385
6048 | 0.00010282 | 2.5185e-06 | 0.00011416 | 6.6508e-05 | 0.076923
6049 | 9.778e-05 | 1.4324e-06 | 0.00011416 | 4.3159e-05 | 0.076923
6050 | 9.7659e-05 | 1.1178e-06 | 0.00011416 | 3.7499e-05 | 0.057692
6051 | 9.6497e-05 | 1.1196e-06 | 0.00011416 | 3.1131e-05 | 0.057692
6052 | 9.5862e-05 | 1.0415e-06 | 0.00011416 | 4.1037e-05 | 0.076923
6053 | 9.6528e-05 | 1.1369e-05 | 0.00011416 | 7.2168e-05 | 0.11538
6054 | 9.6701e-05 | 2.9812e-05 | 0.00011416 | 0.00012028 | 0.19231
6055 | 9.7594e-05 | 2.4157e-05 | 0.00011416 | 0.00016981 | 0.30769
6056 | 9.7032e-05 | 1.9988e-05 | 0.00011416 | 0.0001882 | 0.46154
6057 | 9.9852e-05 | 1.5226e-05 | 0.00011416 | 0.00016132 | 0.57692
6058 | 0.00010117 | 1.344e-05 | 0.00011416 | 0.00013443 | 0.69231
6059 | 0.00010286 | 1.2546e-05 | 0.00011416 | 0.0001408 | 0.76923
6060 | 0.00010248 | 1.8779e-05 | 0.00011416 | 0.00014858 | 0.73077
6061 | 0.00010473 | 1.6701e-05 | 0.00011416 | 0.00014292 | 0.69231
6062 | 0.0001052 | 9.5743e-06 | 0.00011416 | 0.00014717 | 0.84615
6063 | 0.00010504 | 8.3885e-06 | 0.00011416 | 0.00016132 | 0.96154
6064 | 0.00010606 | 9.5758e-06 | 0.00011416 | 0.00017547 | 1
6065 | 0.00010704 | 1.6705e-05 | 0.00011416 | 0.00019245 | 0.92308
6066 | 0.00010761 | 2.3541e-05 | 0.00011416 | 0.00017971 | 0.76923
6067 | 0.00010898 | 2.3842e-05 | 0.00011416 | 0.00015283 | 0.57692
6068 | 0.00010975 | 1.85e-05 | 0.00011416 | 0.00012806 | 0.46154
6069 | 0.00010722 | 1.3449e-05 | 0.00011416 | 0.00010542 | 0.30769
6070 | 0.00010585 | 7.5142e-06 | 0.00011416 | 8.9148e-05 | 0.23077
6071 | 0.00010192 | 5.7385e-06 | 0.00011416 | 7.8536e-05 | 0.15385
6072 | 9.7901e-05 | 2.5249e-06 | 0.00011416 | 6.716e-05 | 0.076923
6073 | 9.6584e-05 | 1.4416e-06 | 0.00011416 | 4.3582e-05 | 0.076923
6074 | 9.621e-05 | 1.1475e-06 | 0.00011416 | 3.7867e-05 | 0.057692
6075 | 9.5464e-05 | 1.1509e-06 | 0.00011416 | 3.1436e-05 | 0.057692
6076 | 9.5124e-05 | 1.0606e-06 | 0.00011416 | 4.1439e-05 | 0.076923
6077 | 9.6967e-05 | 1.139e-05 | 0.00011416 | 7.2875e-05 | 0.11538
6078 | 0.00010004 | 2.9859e-05 | 0.00011416 | 0.00012146 | 0.19231
6079 | 0.00010675 | 2.42e-05 | 0.00011416 | 0.00017147 | 0.30769
6080 | 0.0001109 | 2.0018e-05 | 0.00011416 | 0.00019005 | 0.46154
6081 | 0.00012086 | 1.5245e-05 | 0.00011416 | 0.0001629 | 0.57692
6082 | 0.00012326 | 1.3454e-05 | 0.00011416 | 0.00013575 | 0.69231
6083 | 0.00012561 | 1.2552e-05 | 0.00011416 | 0.00014218 | 0.76923
6084 | 0.00012089 | 1.8778e-05 | 0.00011416 | 0.00015004 | 0.73077
6085 | 0.00011999 | 1.6702e-05 | 0.00011416 | 0.00014432 | 0.69231
6086 | 0.00012713 | 9.5756e-06 | 0.00011416 | 0.00014861 | 0.84615
6087 | 0.00012643 | 8.3931e-06 | 0.00011416 | 0.0001629 | 0.96154
6088 | 0.00012692 | 9.5836e-06 | 0.00011416 | 0.00017719 | 1
6089 | 0.00012576 | 1.672e-05 | 0.00011416 | 0.00019433 | 0.92308
6090 | 0.00012291 | 2.3565e-05 | 0.00011416 | 0.00018147 | 0.76923
6091 | 0.00012374 | 2.3868e-05 | 0.00011416 | 0.00015432 | 0.57692
6092 | 0.00012093 | 1.8521e-05 | 0.00011416 | 0.00012932 | 0.46154
6093 | 0.00011586 | 1.3465e-05 | 0.00011416 | 0.00010646 | 0.30769
6094 | 0.00011476 | 7.5226e-06 | 0.00011416 | 9.0022e-05 | 0.23077
6095 | 0.00011115 | 5.7474e-06 | 0.00011416 | 7.9305e-05 | 0.15385
6096 | 0.0001084 | 2.5333e-06 | 0.00011416 | 7.042e-05 | 0.076923
6097 | 0.00010439 | 1.4528e-06 | 0.00011416 | 4.5698e-05 | 0.076923
6098 | 0.00010396 | 1.1802e-06 | 0.00011416 | 3.9705e-05 | 0.057692
6099 | 0.00010377 | 1.1855e-06 | 0.00011416 | 3.2962e-05 | 0.057692
6100 | 0.0001034 | 1.0814e-06 | 0.00011416 | 4.345e-05 | 0.076923
6101 | 0.00010459 | 1.1415e-05 | 0.00011416 | 7.6413e-05 | 0.11538
6102 | 0.0001083 | 2.9919e-05 | 0.00011416 | 0.00012735 | 0.19231
6103 | 0.00011304 | 2.4237e-05 | 0.00011416 | 0.0001798 | 0.30769
6104 | 0.00011543 | 2.0045e-05 | 0.00011416 | 0.00019927 | 0.46154
6105 | 0.00012122 | 1.5263e-05 | 0.00011416 | 0.00017081 | 0.57692
6106 | 0.00012372 | 1.3467e-05 | 0.00011416 | 0.00014234 | 0.69231
6107 | 0.0001249 | 1.2567e-05 | 0.00011416 | 0.00014908 | 0.76923
6108 | 0.00012166 | 1.8804e-05 | 0.00011416 | 0.00015732 | 0.73077
6109 | 0.00012253 | 1.672e-05 | 0.00011416 | 0.00015133 | 0.69231
6110 | 0.00012782 | 9.5849e-06 | 0.00011416 | 0.00015582 | 0.84615
6111 | 0.00012709 | 8.3979e-06 | 0.00011416 | 0.00017081 | 0.96154
6112 | 0.00012876 | 9.5879e-06 | 0.00011416 | 0.00018579 | 1
6113 | 0.00012676 | 1.6731e-05 | 0.00011416 | 0.00020377 | 0.92308
6114 | 0.000124 | 2.3589e-05 | 0.00011416 | 0.00019028 | 0.76923
6115 | 0.00012534 | 2.3892e-05 | 0.00011416 | 0.00016182 | 0.57692
6116 | 0.00012169 | 1.8541e-05 | 0.00011416 | 0.0001356 | 0.46154
6117 | 0.00011671 | 1.348e-05 | 0.00011416 | 0.00011162 | 0.30769
6118 | 0.00011453 | 7.5321e-06 | 0.00011416 | 9.4392e-05 | 0.23077
6119 | 0.00011062 | 5.7558e-06 | 0.00011416 | 8.3155e-05 | 0.15385
6120 | 0.00010564 | 2.5383e-06 | 0.00011416 | 5.5423e-05 | 0.038462
6121 | 0.00010279 | 1.457e-06 | 0.00011416 | 3.5966e-05 | 0.038462
6122 | 0.00010246 | 1.1884e-06 | 0.00011416 | 3.1249e-05 | 0.038462
6123 | 0.00010287 | 1.1896e-06 | 0.00011416 | 2.5943e-05 | 0.038462
6124 | 0.00010268 | 1.0804e-06 | 0.00011416 | 3.4197e-05 | 0.038462
6125 | 0.00010452 | 1.1406e-05 | 0.00011416 | 6.014e-05 | 0.076923
6126 | 0.00010747 | 2.9898e-05 | 0.00011416 | 0.00010023 | 0.15385
6127 | 0.00011307 | 2.4225e-05 | 0.00011416 | 0.00014151 | 0.23077
6128 | 0.0001156 | 2.0037e-05 | 0.00011416 | 0.00015684 | 0.38462
6129 | 0.00011763 | 1.5268e-05 | 0.00011416 | 0.00013443 | 0.46154
6130 | 0.00011798 | 1.3472e-05 | 0.00011416 | 0.00011203 | 0.57692
6131 | 0.00012021 | 1.2576e-05 | 0.00011416 | 0.00011733 | 0.69231
6132 | 0.00011645 | 1.8812e-05 | 0.00011416 | 0.00012382 | 0.61538
6133 | 0.00011629 | 1.6725e-05 | 0.00011416 | 0.0001191 | 0.53846
6134 | 0.00012361 | 9.583e-06 | 0.00011416 | 0.00012264 | 0.61538
6135 | 0.0001218 | 8.3925e-06 | 0.00011416 | 0.00013443 | 0.69231
6136 | 0.00012398 | 9.5815e-06 | 0.00011416 | 0.00014622 | 0.76923
6137 | 0.00012446 | 1.6715e-05 | 0.00011416 | 0.00016037 | 0.69231
6138 | 0.00012071 | 2.3561e-05 | 0.00011416 | 0.00014976 | 0.57692
6139 | 0.00012218 | 2.386e-05 | 0.00011416 | 0.00012735 | 0.46154
6140 | 0.00011968 | 1.8512e-05 | 0.00011416 | 0.00010672 | 0.30769
6141 | 0.00011712 | 1.3455e-05 | 0.00011416 | 8.7851e-05 | 0.23077
6142 | 0.00011489 | 7.5147e-06 | 0.00011416 | 7.429e-05 | 0.15385
6143 | 0.00011168 | 5.7396e-06 | 0.00011416 | 6.5446e-05 | 0.076923
6144 | 0.00010834 | 2.4455e-06 | 0.00011416 | 4.8903e-05 | 0.038462
6145 | 0.00010543 | 2.6908e-06 | 0.00011416 | 3.1735e-05 | 0.038462
6146 | 0.00010492 | 1.7398e-06 | 0.00011416 | 2.7573e-05 | 0.038462
6147 | 0.00010414 | 1.0514e-06 | 0.00011416 | 2.2891e-05 | 0.038462
6148 | 0.00010458 | 1.0532e-06 | 0.00011416 | 3.0174e-05 | 0.038462
6149 | 0.00010655 | 3.1881e-06 | 0.00011416 | 5.3065e-05 | 0.076923
6150 | 0.00010867 | 8.4972e-06 | 0.00011416 | 8.8441e-05 | 0.15385
6151 | 0.00011094 | 1.4365e-05 | 0.00011416 | 0.00012486 | 0.23077
6152 | 0.00011393 | 2.3301e-05 | 0.00011416 | 0.00013838 | 0.38462
6153 | 0.00011918 | 2.3042e-05 | 0.00011416 | 0.00011861 | 0.46154
6154 | 0.00012052 | 2.0739e-05 | 0.00011416 | 9.8846e-05 | 0.57692
6155 | 0.00012237 | 2.2264e-05 | 0.00011416 | 0.00010353 | 0.69231
6156 | 0.0001187 | 2.2508e-05 | 0.00011416 | 0.00010925 | 0.61538
6157 | 0.00011962 | 1.7922e-05 | 0.00011416 | 0.00010509 | 0.53846
6158 | 0.00012514 | 1.4347e-05 | 0.00011416 | 0.00010821 | 0.61538
6159 | 0.00012473 | 1.1289e-05 | 0.00011416 | 0.00011861 | 0.69231
6160 | 0.00012623 | 1.4349e-05 | 0.00011416 | 0.00012902 | 0.76923
6161 | 0.00012618 | 1.8432e-05 | 0.00011416 | 0.00014151 | 0.69231
6162 | 0.00012467 | 2.5577e-05 | 0.00011416 | 0.00013214 | 0.57692
6163 | 0.00012589 | 2.022e-05 | 0.00011416 | 0.00011237 | 0.46154
6164 | 0.00012259 | 1.1298e-05 | 0.00011416 | 9.4164e-05 | 0.30769
6165 | 0.00011958 | 1.1046e-05 | 0.00011416 | 7.7516e-05 | 0.23077
6166 | 0.00011609 | 9.0102e-06 | 0.00011416 | 6.555e-05 | 0.15385
6167 | 0.00011167 | 5.4541e-06 | 0.00011416 | 5.7747e-05 | 0.076923
6168 | 0.0001082 | 3.2286e-06 | 0.00011416 | 6.8464e-05 | 0.076923
6169 | 0.00010587 | 2.4157e-06 | 0.00011416 | 4.4429e-05 | 0.076923
6170 | 0.00010551 | 1.8924e-06 | 0.00011416 | 3.8602e-05 | 0.057692
6171 | 0.00010475 | 1.0762e-06 | 0.00011416 | 3.2047e-05 | 0.057692
6172 | 0.0001036 | 1.078e-06 | 0.00011416 | 4.2244e-05 | 0.076923
6173 | 0.00010499 | 1.8949e-06 | 0.00011416 | 7.429e-05 | 0.11538
6174 | 0.00010779 | 5.7348e-06 | 0.00011416 | 0.00012382 | 0.19231
6175 | 0.00011295 | 1.1636e-05 | 0.00011416 | 0.0001748 | 0.30769
6176 | 0.00011653 | 1.839e-05 | 0.00011416 | 0.00019374 | 0.46154
6177 | 0.00011737 | 2.4292e-05 | 0.00011416 | 0.00016606 | 0.57692
6178 | 0.00012034 | 2.6808e-05 | 0.00011416 | 0.00013838 | 0.69231
6179 | 0.00012083 | 2.8197e-05 | 0.00011416 | 0.00014494 | 0.76923
6180 | 0.00011661 | 2.4235e-05 | 0.00011416 | 0.00015295 | 0.73077
6181 | 0.00011694 | 2.0856e-05 | 0.00011416 | 0.00014712 | 0.69231
6182 | 0.00012205 | 1.6355e-05 | 0.00011416 | 0.00015149 | 0.84615
6183 | 0.0001225 | 1.4388e-05 | 0.00011416 | 0.00016606 | 0.96154
6184 | 0.00012316 | 8.216e-06 | 0.00011416 | 0.00018063 | 1
6185 | 0.00012224 | 1.5521e-05 | 0.00011416 | 0.00019811 | 0.92308
6186 | 0.00011973 | 2.0309e-05 | 0.00011416 | 0.000185 | 0.76923
6187 | 0.00011975 | 2.2001e-05 | 0.00011416 | 0.00015732 | 0.57692
6188 | 0.00011734 | 1.1321e-05 | 0.00011416 | 0.00013183 | 0.46154
6189 | 0.00011304 | 1.0481e-05 | 0.00011416 | 0.00010852 | 0.30769
6190 | 0.00010808 | 9.6413e-06 | 0.00011416 | 9.177e-05 | 0.23077
6191 | 0.00010546 | 5.4378e-06 | 0.00011416 | 8.0845e-05 | 0.15385
6192 | 0.00010315 | 2.5281e-06 | 0.00011416 | 6.5203e-05 | 0.076923
6193 | 9.9559e-05 | 1.4469e-06 | 0.00011416 | 4.2313e-05 | 0.076923
6194 | 0.00010074 | 1.1674e-06 | 0.00011416 | 3.6764e-05 | 0.057692
6195 | 9.9126e-05 | 1.1699e-06 | 0.00011416 | 3.0521e-05 | 0.057692
6196 | 9.9613e-05 | 1.0698e-06 | 0.00011416 | 4.0232e-05 | 0.076923
6197 | 0.00010011 | 1.1394e-05 | 0.00011416 | 7.0753e-05 | 0.11538
6198 | 0.00010053 | 2.9872e-05 | 0.00011416 | 0.00011792 | 0.19231
6199 | 0.00010221 | 2.4205e-05 | 0.00011416 | 0.00016648 | 0.30769
6200 | 0.00010495 | 2.0033e-05 | 0.00011416 | 0.00018451 | 0.46154
6201 | 0.00010753 | 1.5246e-05 | 0.00011416 | 0.00015815 | 0.57692
6202 | 0.00010942 | 1.3451e-05 | 0.00011416 | 0.00013179 | 0.69231
6203 | 0.00011079 | 1.2553e-05 | 0.00011416 | 0.00013804 | 0.76923
6204 | 0.0001081 | 1.8796e-05 | 0.00011416 | 0.00014567 | 0.73077
6205 | 0.00010783 | 1.6716e-05 | 0.00011416 | 0.00014012 | 0.69231
6206 | 0.00011058 | 9.5862e-06 | 0.00011416 | 0.00014428 | 0.84615
6207 | 0.0001106 | 8.3999e-06 | 0.00011416 | 0.00015815 | 0.96154
6208 | 0.00010919 | 9.591e-06 | 0.00011416 | 0.00017203 | 1
6209 | 0.00010793 | 1.6732e-05 | 0.00011416 | 0.00018867 | 0.92308
6210 | 0.00010717 | 2.358e-05 | 0.00011416 | 0.00017619 | 0.76923
6211 | 0.0001101 | 2.3878e-05 | 0.00011416 | 0.00014983 | 0.57692
6212 | 0.00011011 | 1.8526e-05 | 0.00011416 | 0.00012555 | 0.46154
6213 | 0.00010808 | 1.3466e-05 | 0.00011416 | 0.00010335 | 0.30769
6214 | 0.00010457 | 7.5209e-06 | 0.00011416 | 8.74e-05 | 0.23077
6215 | 0.00010219 | 5.7447e-06 | 0.00011416 | 7.6996e-05 | 0.15385
6216 | 0.00010021 | 2.5303e-06 | 0.00011416 | 6.6508e-05 | 0.076923
6217 | 9.4025e-05 | 1.4483e-06 | 0.00011416 | 4.3159e-05 | 0.076923
6218 | 9.407e-05 | 1.1684e-06 | 0.00011416 | 3.7499e-05 | 0.057692
6219 | 9.2984e-05 | 1.1698e-06 | 0.00011416 | 3.1131e-05 | 0.057692
6220 | 9.3663e-05 | 1.0686e-06 | 0.00011416 | 4.1037e-05 | 0.076923
6221 | 9.4216e-05 | 1.1391e-05 | 0.00011416 | 7.2168e-05 | 0.11538
6222 | 9.444e-05 | 2.9861e-05 | 0.00011416 | 0.00012028 | 0.19231
6223 | 9.4938e-05 | 2.4203e-05 | 0.00011416 | 0.00016981 | 0.30769
6224 | 9.4555e-05 | 2.0025e-05 | 0.00011416 | 0.0001882 | 0.46154
6225 | 9.6626e-05 | 1.5254e-05 | 0.00011416 | 0.00016132 | 0.57692
6226 | 9.7724e-05 | 1.3462e-05 | 0.00011416 | 0.00013443 | 0.69231
6227 | 9.8866e-05 | 1.2564e-05 | 0.00011416 | 0.0001408 | 0.76923
6228 | 9.7655e-05 | 1.8799e-05 | 0.00011416 | 0.00014858 | 0.73077
6229 | 9.9492e-05 | 1.6716e-05 | 0.00011416 | 0.00014292 | 0.69231
6230 | 9.9866e-05 | 9.5808e-06 | 0.00011416 | 0.00014717 | 0.84615
6231 | 0.00010062 | 8.3934e-06 | 0.00011416 | 0.00016132 | 0.96154
6232 | 0.00010146 | 9.5786e-06 | 0.00011416 | 0.00017547 | 1
6233 | 0.00010315 | 1.6711e-05 | 0.00011416 | 0.00019245 | 0.92308
6234 | 0.00010431 | 2.3552e-05 | 0.00011416 | 0.00017971 | 0.76923
6235 | 0.00010733 | 2.3853e-05 | 0.00011416 | 0.00015283 | 0.57692
6236 | 0.00010667 | 1.8508e-05 | 0.00011416 | 0.00012806 | 0.46154
6237 | 0.00010607 | 1.3453e-05 | 0.00011416 | 0.00010542 | 0.30769
6238 | 0.00010373 | 7.5145e-06 | 0.00011416 | 8.9148e-05 | 0.23077
6239 | 9.9911e-05 | 5.7402e-06 | 0.00011416 | 7.8536e-05 | 0.15385
6240 | 9.5952e-05 | 2.528e-06 | 0.00011416 | 6.716e-05 | 0.076923
6241 | 9.4727e-05 | 1.4472e-06 | 0.00011416 | 4.3582e-05 | 0.076923
6242 | 9.3741e-05 | 1.169e-06 | 0.00011416 | 3.7867e-05 | 0.057692
6243 | 9.3175e-05 | 1.1725e-06 | 0.00011416 | 3.1436e-05 | 0.057692
6244 | 9.2858e-05 | 1.0718e-06 | 0.00011416 | 4.1439e-05 | 0.076923
6245 | 9.5591e-05 | 1.1397e-05 | 0.00011416 | 7.2875e-05 | 0.11538
6246 | 9.7566e-05 | 2.9879e-05 | 0.00011416 | 0.00012146 | 0.19231
6247 | 0.00010401 | 2.4212e-05 | 0.00011416 | 0.00017147 | 0.30769
6248 | 0.00011078 | 2.0028e-05 | 0.00011416 | 0.00019005 | 0.46154
6249 | 0.00011785 | 1.5253e-05 | 0.00011416 | 0.0001629 | 0.57692
6250 | 0.00012021 | 1.346e-05 | 0.00011416 | 0.00013575 | 0.69231
6251 | 0.00012133 | 1.2561e-05 | 0.00011416 | 0.00014218 | 0.76923
6252 | 0.00011865 | 1.8794e-05 | 0.00011416 | 0.00015004 | 0.73077
6253 | 0.00012037 | 1.6713e-05 | 0.00011416 | 0.00014432 | 0.69231
6254 | 0.00012519 | 9.5795e-06 | 0.00011416 | 0.00014861 | 0.84615
6255 | 0.00012495 | 8.3936e-06 | 0.00011416 | 0.0001629 | 0.96154
6256 | 0.00012632 | 9.5819e-06 | 0.00011416 | 0.00017719 | 1
6257 | 0.00012645 | 1.6718e-05 | 0.00011416 | 0.00019433 | 0.92308
6258 | 0.00012507 | 2.3564e-05 | 0.00011416 | 0.00018147 | 0.76923
6259 | 0.00012584 | 2.3865e-05 | 0.00011416 | 0.00015432 | 0.57692
6260 | 0.00012312 | 1.8517e-05 | 0.00011416 | 0.00012932 | 0.46154
6261 | 0.00011825 | 1.346e-05 | 0.00011416 | 0.00010646 | 0.30769
6262 | 0.00011293 | 7.5183e-06 | 0.00011416 | 9.0022e-05 | 0.23077
6263 | 0.0001108 | 5.7436e-06 | 0.00011416 | 7.9305e-05 | 0.15385
6264 | 0.00010777 | 2.5296e-06 | 0.00011416 | 7.042e-05 | 0.076923
6265 | 0.00010482 | 1.4478e-06 | 0.00011416 | 4.5698e-05 | 0.076923
6266 | 0.00010275 | 1.1677e-06 | 0.00011416 | 3.9705e-05 | 0.057692
6267 | 0.00010248 | 1.1695e-06 | 0.00011416 | 3.2962e-05 | 0.057692
6268 | 0.00010316 | 1.0687e-06 | 0.00011416 | 4.345e-05 | 0.076923
6269 | 0.00010444 | 1.1392e-05 | 0.00011416 | 7.6413e-05 | 0.11538
6270 | 0.00010845 | 2.9864e-05 | 0.00011416 | 0.00012735 | 0.19231
6271 | 0.00011198 | 2.419e-05 | 0.00011416 | 0.0001798 | 0.30769
6272 | 0.00011546 | 2.0004e-05 | 0.00011416 | 0.00019927 | 0.46154
6273 | 0.00012229 | 1.5229e-05 | 0.00011416 | 0.00017081 | 0.57692
6274 | 0.00012521 | 1.3434e-05 | 0.00011416 | 0.00014234 | 0.69231
6275 | 0.00012666 | 1.2534e-05 | 0.00011416 | 0.00014908 | 0.76923
6276 | 0.00012487 | 1.8754e-05 | 0.00011416 | 0.00015732 | 0.73077
6277 | 0.0001241 | 1.6673e-05 | 0.00011416 | 0.00015133 | 0.69231
6278 | 0.00012832 | 9.5538e-06 | 0.00011416 | 0.00015582 | 0.84615
6279 | 0.00012821 | 8.3688e-06 | 0.00011416 | 0.00017081 | 0.96154
6280 | 0.000129 | 9.5549e-06 | 0.00011416 | 0.00018579 | 1
6281 | 0.00012747 | 1.6678e-05 | 0.00011416 | 0.00020377 | 0.92308
6282 | 0.00012605 | 2.3513e-05 | 0.00011416 | 0.00019028 | 0.76923
6283 | 0.00012621 | 2.3813e-05 | 0.00011416 | 0.00016182 | 0.57692
6284 | 0.00012407 | 1.8477e-05 | 0.00011416 | 0.0001356 | 0.46154
6285 | 0.000119 | 1.3431e-05 | 0.00011416 | 0.00011162 | 0.30769
6286 | 0.00011491 | 7.5002e-06 | 0.00011416 | 9.4392e-05 | 0.23077
6287 | 0.00011087 | 5.7284e-06 | 0.00011416 | 8.3155e-05 | 0.15385
6288 | 0.00010726 | 2.5182e-06 | 0.00011416 | 5.5423e-05 | 0.038462
6289 | 0.00010323 | 1.4348e-06 | 0.00011416 | 3.5966e-05 | 0.038462
6290 | 0.00010377 | 1.1333e-06 | 0.00011416 | 3.1249e-05 | 0.038462
6291 | 0.00010367 | 1.1361e-06 | 0.00011416 | 2.5943e-05 | 0.038462
6292 | 0.00010335 | 1.0505e-06 | 0.00011416 | 3.4197e-05 | 0.038462
6293 | 0.00010466 | 1.1375e-05 | 0.00011416 | 6.014e-05 | 0.076923
6294 | 0.00010643 | 2.9824e-05 | 0.00011416 | 0.00010023 | 0.15385
6295 | 0.00011011 | 2.4157e-05 | 0.00011416 | 0.00014151 | 0.23077
6296 | 0.00011363 | 1.9977e-05 | 0.00011416 | 0.00015684 | 0.38462
6297 | 0.0001196 | 1.5209e-05 | 0.00011416 | 0.00013443 | 0.46154
6298 | 0.00012245 | 1.3418e-05 | 0.00011416 | 0.00011203 | 0.57692
6299 | 0.00012293 | 1.252e-05 | 0.00011416 | 0.00011733 | 0.69231
6300 | 0.00011641 | 1.8736e-05 | 0.00011416 | 0.00012382 | 0.61538
6301 | 0.00011578 | 1.6659e-05 | 0.00011416 | 0.0001191 | 0.53846
6302 | 0.00012187 | 9.546e-06 | 0.00011416 | 0.00012264 | 0.61538
6303 | 0.00011967 | 8.3623e-06 | 0.00011416 | 0.00013443 | 0.69231
6304 | 0.00012109 | 9.5482e-06 | 0.00011416 | 0.00014622 | 0.76923
6305 | 0.00012029 | 1.6666e-05 | 0.00011416 | 0.00016037 | 0.69231
6306 | 0.00011929 | 2.3495e-05 | 0.00011416 | 0.00014976 | 0.57692
6307 | 0.00012183 | 2.3795e-05 | 0.00011416 | 0.00012735 | 0.46154
6308 | 0.00012001 | 1.8463e-05 | 0.00011416 | 0.00010672 | 0.30769
6309 | 0.00011761 | 1.342e-05 | 0.00011416 | 8.7851e-05 | 0.23077
6310 | 0.00011606 | 7.4933e-06 | 0.00011416 | 7.429e-05 | 0.15385
6311 | 0.00011162 | 5.7225e-06 | 0.00011416 | 6.5446e-05 | 0.076923
6312 | 0.00010849 | 2.431e-06 | 0.00011416 | 4.8903e-05 | 0.038462
6313 | 0.00010396 | 2.6766e-06 | 0.00011416 | 3.1735e-05 | 0.038462
6314 | 0.00010418 | 1.7229e-06 | 0.00011416 | 2.7573e-05 | 0.038462
6315 | 0.00010229 | 1.016e-06 | 0.00011416 | 2.2891e-05 | 0.038462
6316 | 0.00010323 | 1.0175e-06 | 0.00011416 | 3.0174e-05 | 0.038462
6317 | 0.00010434 | 3.1734e-06 | 0.00011416 | 5.3065e-05 | 0.076923
6318 | 0.00010629 | 8.4743e-06 | 0.00011416 | 8.8441e-05 | 0.15385
6319 | 0.00011028 | 1.4326e-05 | 0.00011416 | 0.00012486 | 0.23077
6320 | 0.00011413 | 2.3238e-05 | 0.00011416 | 0.00013838 | 0.38462
6321 | 0.00011904 | 2.2976e-05 | 0.00011416 | 0.00011861 | 0.46154
6322 | 0.00012034 | 2.0678e-05 | 0.00011416 | 9.8846e-05 | 0.57692
6323 | 0.00012192 | 2.2201e-05 | 0.00011416 | 0.00010353 | 0.69231
6324 | 0.00011787 | 2.2445e-05 | 0.00011416 | 0.00010925 | 0.61538
6325 | 0.00011733 | 1.7867e-05 | 0.00011416 | 0.00010509 | 0.53846
6326 | 0.00012267 | 1.4306e-05 | 0.00011416 | 0.00010821 | 0.61538
6327 | 0.00012329 | 1.1255e-05 | 0.00011416 | 0.00011861 | 0.69231
6328 | 0.00012406 | 1.4307e-05 | 0.00011416 | 0.00012902 | 0.76923
6329 | 0.00012391 | 1.838e-05 | 0.00011416 | 0.00014151 | 0.69231
6330 | 0.00012251 | 2.5507e-05 | 0.00011416 | 0.00013214 | 0.57692
6331 | 0.00012284 | 2.0166e-05 | 0.00011416 | 0.00011237 | 0.46154
6332 | 0.00012078 | 1.1267e-05 | 0.00011416 | 9.4164e-05 | 0.30769
6333 | 0.00011766 | 1.1016e-05 | 0.00011416 | 7.7516e-05 | 0.23077
6334 | 0.00011424 | 8.9855e-06 | 0.00011416 | 6.555e-05 | 0.15385
6335 | 0.00011159 | 5.4368e-06 | 0.00011416 | 5.7747e-05 | 0.076923
6336 | 0.00010863 | 3.215e-06 | 0.00011416 | 6.8464e-05 | 0.076923
6337 | 0.00010625 | 2.403e-06 | 0.00011416 | 4.4429e-05 | 0.076923
6338 | 0.00010517 | 1.8792e-06 | 0.00011416 | 3.8602e-05 | 0.057692
6339 | 0.00010394 | 1.0485e-06 | 0.00011416 | 3.2047e-05 | 0.057692
6340 | 0.00010485 | 1.0514e-06 | 0.00011416 | 4.2244e-05 | 0.076923
6341 | 0.00010643 | 1.8834e-06 | 0.00011416 | 7.429e-05 | 0.11538
6342 | 0.00010853 | 5.7241e-06 | 0.00011416 | 0.00012382 | 0.19231
6343 | 0.00011175 | 1.1619e-05 | 0.00011416 | 0.0001748 | 0.30769
6344 | 0.00011451 | 1.8366e-05 | 0.00011416 | 0.00019374 | 0.46154
6345 | 0.00011741 | 2.4262e-05 | 0.00011416 | 0.00016606 | 0.57692
6346 | 0.00012006 | 2.6777e-05 | 0.00011416 | 0.00013838 | 0.69231
6347 | 0.00012165 | 2.8166e-05 | 0.00011416 | 0.00014494 | 0.76923
6348 | 0.000118 | 2.4209e-05 | 0.00011416 | 0.00015295 | 0.73077
6349 | 0.00011692 | 2.0836e-05 | 0.00011416 | 0.00014712 | 0.69231
6350 | 0.00012407 | 1.634e-05 | 0.00011416 | 0.00015149 | 0.84615
6351 | 0.00012417 | 1.4375e-05 | 0.00011416 | 0.00016606 | 0.96154
6352 | 0.00012431 | 8.2084e-06 | 0.00011416 | 0.00018063 | 1
6353 | 0.00012349 | 1.5508e-05 | 0.00011416 | 0.00019811 | 0.92308
6354 | 0.00012138 | 2.0292e-05 | 0.00011416 | 0.000185 | 0.76923
6355 | 0.00012212 | 2.1986e-05 | 0.00011416 | 0.00015732 | 0.57692
6356 | 0.00011891 | 1.1315e-05 | 0.00011416 | 0.00013183 | 0.46154
6357 | 0.00011655 | 1.0477e-05 | 0.00011416 | 0.00010852 | 0.30769
6358 | 0.00011523 | 9.6398e-06 | 0.00011416 | 9.177e-05 | 0.23077
6359 | 0.00011353 | 5.4381e-06 | 0.00011416 | 8.0845e-05 | 0.15385
6360 | 0.00010994 | 2.528e-06 | 0.00011416 | 6.5203e-05 | 0.076923
6361 | 0.00010611 | 1.4463e-06 | 0.00011416 | 4.2313e-05 | 0.076923
6362 | 0.00010345 | 1.1617e-06 | 0.00011416 | 3.6764e-05 | 0.057692
6363 | 0.00010296 | 1.1676e-06 | 0.00011416 | 3.0521e-05 | 0.057692
6364 | 0.00010264 | 1.072e-06 | 0.00011416 | 4.0232e-05 | 0.076923
6365 | 0.00010291 | 1.1407e-05 | 0.00011416 | 7.0753e-05 | 0.11538
6366 | 0.00010411 | 2.9903e-05 | 0.00011416 | 0.00011792 | 0.19231
6367 | 0.00010568 | 2.4227e-05 | 0.00011416 | 0.00016648 | 0.30769
6368 | 0.0001073 | 2.004e-05 | 0.00011416 | 0.00018451 | 0.46154
6369 | 0.00011173 | 1.5261e-05 | 0.00011416 | 0.00015815 | 0.57692
6370 | 0.00011356 | 1.3467e-05 | 0.00011416 | 0.00013179 | 0.69231
6371 | 0.00011678 | 1.2568e-05 | 0.00011416 | 0.00013804 | 0.76923
6372 | 0.00011246 | 1.8807e-05 | 0.00011416 | 0.00014567 | 0.73077
6373 | 0.00011228 | 1.6724e-05 | 0.00011416 | 0.00014012 | 0.69231
6374 | 0.00011392 | 9.5886e-06 | 0.00011416 | 0.00014428 | 0.84615
6375 | 0.00011192 | 8.4018e-06 | 0.00011416 | 0.00015815 | 0.96154
6376 | 0.00011138 | 9.5924e-06 | 0.00011416 | 0.00017203 | 1
6377 | 0.00010992 | 1.6738e-05 | 0.00011416 | 0.00018867 | 0.92308
6378 | 0.00010911 | 2.3596e-05 | 0.00011416 | 0.00017619 | 0.76923
6379 | 0.00011336 | 2.39e-05 | 0.00011416 | 0.00014983 | 0.57692
6380 | 0.00011283 | 1.8548e-05 | 0.00011416 | 0.00012555 | 0.46154
6381 | 0.00011092 | 1.3486e-05 | 0.00011416 | 0.00010335 | 0.30769
6382 | 0.0001086 | 7.5362e-06 | 0.00011416 | 8.74e-05 | 0.23077
6383 | 0.00010518 | 5.7593e-06 | 0.00011416 | 7.6996e-05 | 0.15385
6384 | 0.00010159 | 2.5409e-06 | 0.00011416 | 6.6508e-05 | 0.076923
6385 | 9.8125e-05 | 1.4597e-06 | 0.00011416 | 4.3159e-05 | 0.076923
6386 | 9.7054e-05 | 1.1945e-06 | 0.00011416 | 3.7499e-05 | 0.057692
6387 | 9.703e-05 | 1.1968e-06 | 0.00011416 | 3.1131e-05 | 0.057692
6388 | 9.7145e-05 | 1.0855e-06 | 0.00011416 | 4.1037e-05 | 0.076923
6389 | 9.6438e-05 | 1.1414e-05 | 0.00011416 | 7.2168e-05 | 0.11538
6390 | 9.7383e-05 | 2.9918e-05 | 0.00011416 | 0.00012028 | 0.19231
6391 | 9.8135e-05 | 2.4237e-05 | 0.00011416 | 0.00016981 | 0.30769
6392 | 9.8631e-05 | 2.0045e-05 | 0.00011416 | 0.0001882 | 0.46154
6393 | 9.8066e-05 | 1.5263e-05 | 0.00011416 | 0.00016132 | 0.57692
6394 | 9.9071e-05 | 1.3467e-05 | 0.00011416 | 0.00013443 | 0.69231
6395 | 0.00010051 | 1.2567e-05 | 0.00011416 | 0.0001408 | 0.76923
6396 | 9.9094e-05 | 1.8803e-05 | 0.00011416 | 0.00014858 | 0.73077
6397 | 0.00010101 | 1.6719e-05 | 0.00011416 | 0.00014292 | 0.69231
6398 | 0.00010339 | 9.5838e-06 | 0.00011416 | 0.00014717 | 0.84615
6399 | 0.00010324 | 8.3965e-06 | 0.00011416 | 0.00016132 | 0.96154
6400 | 0.00010334 | 9.586e-06 | 0.00011416 | 0.00017547 | 1
6401 | 0.00010551 | 1.6728e-05 | 0.00011416 | 0.00019245 | 0.92308
6402 | 0.0001066 | 2.358e-05 | 0.00011416 | 0.00017971 | 0.76923
6403 | 0.00010851 | 2.3876e-05 | 0.00011416 | 0.00015283 | 0.57692
6404 | 0.00010837 | 1.8522e-05 | 0.00011416 | 0.00012806 | 0.46154
6405 | 0.00010597 | 1.3461e-05 | 0.00011416 | 0.00010542 | 0.30769
6406 | 0.00010472 | 7.5171e-06 | 0.00011416 | 8.9148e-05 | 0.23077
6407 | 0.00010071 | 5.7404e-06 | 0.00011416 | 7.8536e-05 | 0.15385
6408 | 9.6904e-05 | 2.5269e-06 | 0.00011416 | 6.716e-05 | 0.076923
6409 | 9.4797e-05 | 1.4452e-06 | 0.00011416 | 4.3582e-05 | 0.076923
6410 | 9.4819e-05 | 1.1578e-06 | 0.00011416 | 3.7867e-05 | 0.057692
6411 | 9.561e-05 | 1.1591e-06 | 0.00011416 | 3.1436e-05 | 0.057692
6412 | 9.5914e-05 | 1.0607e-06 | 0.00011416 | 4.1439e-05 | 0.076923
6413 | 9.6797e-05 | 1.1379e-05 | 0.00011416 | 7.2875e-05 | 0.11538
6414 | 0.00010021 | 2.9837e-05 | 0.00011416 | 0.00012146 | 0.19231
6415 | 0.0001066 | 2.418e-05 | 0.00011416 | 0.00017147 | 0.30769
6416 | 0.00011079 | 2.001e-05 | 0.00011416 | 0.00019005 | 0.46154
6417 | 0.0001184 | 1.5245e-05 | 0.00011416 | 0.0001629 | 0.57692
6418 | 0.00012086 | 1.3459e-05 | 0.00011416 | 0.00013575 | 0.69231
6419 | 0.00012202 | 1.2565e-05 | 0.00011416 | 0.00014218 | 0.76923
6420 | 0.00011884 | 1.8807e-05 | 0.00011416 | 0.00015004 | 0.73077
6421 | 0.00011883 | 1.6728e-05 | 0.00011416 | 0.00014432 | 0.69231
6422 | 0.0001259 | 9.5921e-06 | 0.00011416 | 0.00014861 | 0.84615
6423 | 0.00012736 | 8.4088e-06 | 0.00011416 | 0.0001629 | 0.96154
6424 | 0.0001286 | 9.5943e-06 | 0.00011416 | 0.00017719 | 1
6425 | 0.00012768 | 1.6735e-05 | 0.00011416 | 0.00019433 | 0.92308
6426 | 0.00012549 | 2.3588e-05 | 0.00011416 | 0.00018147 | 0.76923
6427 | 0.00012536 | 2.3885e-05 | 0.00011416 | 0.00015432 | 0.57692
6428 | 0.00012238 | 1.852e-05 | 0.00011416 | 0.00012932 | 0.46154
6429 | 0.00011733 | 1.3459e-05 | 0.00011416 | 0.00010646 | 0.30769
6430 | 0.00011388 | 7.5159e-06 | 0.00011416 | 9.0022e-05 | 0.23077
6431 | 0.00011172 | 5.743e-06 | 0.00011416 | 7.9305e-05 | 0.15385
6432 | 0.00010738 | 2.5278e-06 | 0.00011416 | 7.042e-05 | 0.076923
6433 | 0.00010397 | 1.4473e-06 | 0.00011416 | 4.5698e-05 | 0.076923
6434 | 0.00010358 | 1.1652e-06 | 0.00011416 | 3.9705e-05 | 0.057692
6435 | 0.00010407 | 1.1681e-06 | 0.00011416 | 3.2962e-05 | 0.057692
6436 | 0.00010334 | 1.0672e-06 | 0.00011416 | 4.345e-05 | 0.076923
6437 | 0.00010479 | 1.1389e-05 | 0.00011416 | 7.6413e-05 | 0.11538
6438 | 0.00010811 | 2.9859e-05 | 0.00011416 | 0.00012735 | 0.19231
6439 | 0.00011272 | 2.4198e-05 | 0.00011416 | 0.0001798 | 0.30769
6440 | 0.0001161 | 2.0023e-05 | 0.00011416 | 0.00019927 | 0.46154
6441 | 0.0001186 | 1.5253e-05 | 0.00011416 | 0.00017081 | 0.57692
6442 | 0.00012226 | 1.3466e-05 | 0.00011416 | 0.00014234 | 0.69231
6443 | 0.00012472 | 1.2571e-05 | 0.00011416 | 0.00014908 | 0.76923
6444 | 0.00012082 | 1.8818e-05 | 0.00011416 | 0.00015732 | 0.73077
6445 | 0.00012105 | 1.6736e-05 | 0.00011416 | 0.00015133 | 0.69231
6446 | 0.00012829 | 9.5961e-06 | 0.00011416 | 0.00015582 | 0.84615
6447 | 0.00012871 | 8.408e-06 | 0.00011416 | 0.00017081 | 0.96154
6448 | 0.00012949 | 9.5981e-06 | 0.00011416 | 0.00018579 | 1
6449 | 0.00012944 | 1.6747e-05 | 0.00011416 | 0.00020377 | 0.92308
6450 | 0.00012705 | 2.3587e-05 | 0.00011416 | 0.00019028 | 0.76923
6451 | 0.00012656 | 2.3888e-05 | 0.00011416 | 0.00016182 | 0.57692
6452 | 0.00012449 | 1.8535e-05 | 0.00011416 | 0.0001356 | 0.46154
6453 | 0.00011946 | 1.3474e-05 | 0.00011416 | 0.00011162 | 0.30769
6454 | 0.00011506 | 7.527e-06 | 0.00011416 | 9.4392e-05 | 0.23077
6455 | 0.00011118 | 5.7506e-06 | 0.00011416 | 8.3155e-05 | 0.15385
6456 | 0.0001091 | 2.5358e-06 | 0.00011416 | 5.5423e-05 | 0.038462
6457 | 0.00010577 | 1.4563e-06 | 0.00011416 | 3.5966e-05 | 0.038462
6458 | 0.00010507 | 1.1929e-06 | 0.00011416 | 3.1249e-05 | 0.038462
6459 | 0.00010387 | 1.1959e-06 | 0.00011416 | 2.5943e-05 | 0.038462
6460 | 0.00010362 | 1.085e-06 | 0.00011416 | 3.4197e-05 | 0.038462
6461 | 0.0001047 | 1.141e-05 | 0.00011416 | 6.014e-05 | 0.076923
6462 | 0.00010782 | 2.9909e-05 | 0.00011416 | 0.00010023 | 0.15385
6463 | 0.00011176 | 2.4229e-05 | 0.00011416 | 0.00014151 | 0.23077
6464 | 0.00011727 | 2.0038e-05 | 0.00011416 | 0.00015684 | 0.38462
6465 | 0.00012168 | 1.5258e-05 | 0.00011416 | 0.00013443 | 0.46154
6466 | 0.00012465 | 1.3463e-05 | 0.00011416 | 0.00011203 | 0.57692
6467 | 0.00012447 | 1.2563e-05 | 0.00011416 | 0.00011733 | 0.69231
6468 | 0.00012087 | 1.88e-05 | 0.00011416 | 0.00012382 | 0.61538
6469 | 0.00012072 | 1.6717e-05 | 0.00011416 | 0.0001191 | 0.53846
6470 | 0.00012572 | 9.5821e-06 | 0.00011416 | 0.00012264 | 0.61538
6471 | 0.00012455 | 8.3953e-06 | 0.00011416 | 0.00013443 | 0.69231
6472 | 0.00012517 | 9.5844e-06 | 0.00011416 | 0.00014622 | 0.76923
6473 | 0.000124 | 1.6725e-05 | 0.00011416 | 0.00016037 | 0.69231
6474 | 0.00012154 | 2.3576e-05 | 0.00011416 | 0.00014976 | 0.57692
6475 | 0.00012223 | 2.3877e-05 | 0.00011416 | 0.00012735 | 0.46154
6476 | 0.0001198 | 1.8527e-05 | 0.00011416 | 0.00010672 | 0.30769
6477 | 0.00011571 | 1.3468e-05 | 0.00011416 | 8.7851e-05 | 0.23077
6478 | 0.00011309 | 7.5236e-06 | 0.00011416 | 7.429e-05 | 0.15385
6479 | 0.00011062 | 5.748e-06 | 0.00011416 | 6.5446e-05 | 0.076923
6480 | 0.0001083 | 2.4517e-06 | 0.00011416 | 4.8903e-05 | 0.038462
6481 | 0.00010474 | 2.6967e-06 | 0.00011416 | 3.1735e-05 | 0.038462
6482 | 0.00010364 | 1.7456e-06 | 0.00011416 | 2.7573e-05 | 0.038462
6483 | 0.00010304 | 1.063e-06 | 0.00011416 | 2.2891e-05 | 0.038462
6484 | 0.00010291 | 1.0648e-06 | 0.00011416 | 3.0174e-05 | 0.038462
6485 | 0.0001037 | 3.1935e-06 | 0.00011416 | 5.3065e-05 | 0.076923
6486 | 0.00010589 | 8.5057e-06 | 0.00011416 | 8.8441e-05 | 0.15385
6487 | 0.00010823 | 1.4371e-05 | 0.00011416 | 0.00012486 | 0.23077
6488 | 0.00011356 | 2.3302e-05 | 0.00011416 | 0.00013838 | 0.38462
6489 | 0.00011732 | 2.3033e-05 | 0.00011416 | 0.00011861 | 0.46154
6490 | 0.0001181 | 2.0724e-05 | 0.00011416 | 9.8846e-05 | 0.57692
6491 | 0.00011797 | 2.2245e-05 | 0.00011416 | 0.00010353 | 0.69231
6492 | 0.0001136 | 2.2484e-05 | 0.00011416 | 0.00010925 | 0.61538
6493 | 0.00011285 | 1.7896e-05 | 0.00011416 | 0.00010509 | 0.53846
6494 | 0.00011908 | 1.4328e-05 | 0.00011416 | 0.00010821 | 0.61538
6495 | 0.00011822 | 1.1273e-05 | 0.00011416 | 0.00011861 | 0.69231
6496 | 0.00011986 | 1.4332e-05 | 0.00011416 | 0.00012902 | 0.76923
6497 | 0.00011989 | 1.8415e-05 | 0.00011416 | 0.00014151 | 0.69231
6498 | 0.00011821 | 2.5558e-05 | 0.00011416 | 0.00013214 | 0.57692
6499 | 0.00011973 | 2.0202e-05 | 0.00011416 | 0.00011237 | 0.46154
6500 | 0.0001175 | 1.1286e-05 | 0.00011416 | 9.4164e-05 | 0.30769
6501 | 0.00011412 | 1.1032e-05 | 0.00011416 | 7.7516e-05 | 0.23077
6502 | 0.00011111 | 8.9961e-06 | 0.00011416 | 6.555e-05 | 0.15385
6503 | 0.00010936 | 5.4428e-06 | 0.00011416 | 5.7747e-05 | 0.076923
6504 | 0.00010542 | 3.2185e-06 | 0.00011416 | 6.8464e-05 | 0.076923
6505 | 0.00010216 | 2.4046e-06 | 0.00011416 | 4.4429e-05 | 0.076923
6506 | 0.00010188 | 1.8806e-06 | 0.00011416 | 3.8602e-05 | 0.057692
6507 | 0.00010047 | 1.0531e-06 | 0.00011416 | 3.2047e-05 | 0.057692
6508 | 0.0001005 | 1.0533e-06 | 0.00011416 | 4.2244e-05 | 0.076923
6509 | 0.00010211 | 1.88e-06 | 0.00011416 | 7.429e-05 | 0.11538
6510 | 0.00010408 | 5.7163e-06 | 0.00011416 | 0.00012382 | 0.19231
6511 | 0.0001064 | 1.1614e-05 | 0.00011416 | 0.0001748 | 0.30769
6512 | 0.00011 | 1.8371e-05 | 0.00011416 | 0.00019374 | 0.46154
6513 | 0.00011319 | 2.4284e-05 | 0.00011416 | 0.00016606 | 0.57692
6514 | 0.00011426 | 2.6816e-05 | 0.00011416 | 0.00013838 | 0.69231
6515 | 0.00011393 | 2.8221e-05 | 0.00011416 | 0.00014494 | 0.76923
6516 | 0.00010941 | 2.4267e-05 | 0.00011416 | 0.00015295 | 0.73077
6517 | 0.00010835 | 2.0893e-05 | 0.00011416 | 0.00014712 | 0.69231
6518 | 0.00011383 | 1.6388e-05 | 0.00011416 | 0.00015149 | 0.84615
6519 | 0.000115 | 1.4422e-05 | 0.00011416 | 0.00016606 | 0.96154
6520 | 0.00011421 | 8.234e-06 | 0.00011416 | 0.00018063 | 1
6521 | 0.00011418 | 1.5547e-05 | 0.00011416 | 0.00019811 | 0.92308
6522 | 0.0001136 | 2.033e-05 | 0.00011416 | 0.000185 | 0.76923
6523 | 0.00011444 | 2.2022e-05 | 0.00011416 | 0.00015732 | 0.57692
6524 | 0.00011081 | 1.1329e-05 | 0.00011416 | 0.00013183 | 0.46154
6525 | 0.00010876 | 1.0493e-05 | 0.00011416 | 0.00010852 | 0.30769
6526 | 0.00010711 | 9.6442e-06 | 0.00011416 | 9.177e-05 | 0.23077
6527 | 0.00010618 | 5.4408e-06 | 0.00011416 | 8.0845e-05 | 0.15385
6528 | 0.00010441 | 2.5287e-06 | 0.00011416 | 6.5203e-05 | 0.076923
6529 | 0.00010082 | 1.4485e-06 | 0.00011416 | 4.2313e-05 | 0.076923
6530 | 9.9244e-05 | 1.1745e-06 | 0.00011416 | 3.6764e-05 | 0.057692
6531 | 9.8843e-05 | 1.1769e-06 | 0.00011416 | 3.0521e-05 | 0.057692
6532 | 0.00010004 | 1.0735e-06 | 0.00011416 | 4.0232e-05 | 0.076923
6533 | 0.00010068 | 1.1398e-05 | 0.00011416 | 7.0753e-05 | 0.11538
6534 | 0.00010194 | 2.9881e-05 | 0.00011416 | 0.00011792 | 0.19231
6535 | 0.00010356 | 2.4218e-05 | 0.00011416 | 0.00016648 | 0.30769
6536 | 0.00010401 | 2.0041e-05 | 0.00011416 | 0.00018451 | 0.46154
6537 | 0.00010436 | 1.5269e-05 | 0.00011416 | 0.00015815 | 0.57692
6538 | 0.00010504 | 1.3478e-05 | 0.00011416 | 0.00013179 | 0.69231
6539 | 0.0001051 | 1.2583e-05 | 0.00011416 | 0.00013804 | 0.76923
6540 | 0.00010272 | 1.8832e-05 | 0.00011416 | 0.00014567 | 0.73077
6541 | 0.0001021 | 1.675e-05 | 0.00011416 | 0.00014012 | 0.69231
6542 | 0.00010612 | 9.6057e-06 | 0.00011416 | 0.00014428 | 0.84615
6543 | 0.00010536 | 8.4172e-06 | 0.00011416 | 0.00015815 | 0.96154
6544 | 0.00010534 | 9.6077e-06 | 0.00011416 | 0.00017203 | 1
6545 | 0.00010405 | 1.6756e-05 | 0.00011416 | 0.00018867 | 0.92308
6546 | 0.00010401 | 2.3612e-05 | 0.00011416 | 0.00017619 | 0.76923
6547 | 0.00010543 | 2.3912e-05 | 0.00011416 | 0.00014983 | 0.57692
6548 | 0.0001045 | 1.8554e-05 | 0.00011416 | 0.00012555 | 0.46154
6549 | 0.00010343 | 1.3487e-05 | 0.00011416 | 0.00010335 | 0.30769
6550 | 0.00010167 | 7.5349e-06 | 0.00011416 | 8.74e-05 | 0.23077
6551 | 0.00010016 | 5.7569e-06 | 0.00011416 | 7.6996e-05 | 0.15385
6552 | 9.7753e-05 | 2.5399e-06 | 0.00011416 | 6.9736e-05 | 0.076923
6553 | 9.4463e-05 | 1.4604e-06 | 0.00011416 | 4.5254e-05 | 0.076923
6554 | 9.3171e-05 | 1.2019e-06 | 0.00011416 | 3.9319e-05 | 0.057692
6555 | 9.3404e-05 | 1.2033e-06 | 0.00011416 | 3.2642e-05 | 0.057692
6556 | 9.3517e-05 | 1.0878e-06 | 0.00011416 | 4.3029e-05 | 0.076923
6557 | 9.3494e-05 | 1.141e-05 | 0.00011416 | 7.5671e-05 | 0.11538
6558 | 9.4269e-05 | 2.9909e-05 | 0.00011416 | 0.00012612 | 0.19231
6559 | 9.5323e-05 | 2.4233e-05 | 0.00011416 | 0.00017805 | 0.30769
6560 | 9.4777e-05 | 2.0038e-05 | 0.00011416 | 0.00019734 | 0.46154
6561 | 9.688e-05 | 1.5249e-05 | 0.00011416 | 0.00016915 | 0.57692
6562 | 9.8776e-05 | 1.3461e-05 | 0.00011416 | 0.00014096 | 0.69231
6563 | 9.9638e-05 | 1.2571e-05 | 0.00011416 | 0.00014763 | 0.76923
6564 | 9.7422e-05 | 1.8804e-05 | 0.00011416 | 0.00015579 | 0.73077
6565 | 9.7264e-05 | 1.6724e-05 | 0.00011416 | 0.00014986 | 0.69231
6566 | 9.7824e-05 | 9.5843e-06 | 0.00011416 | 0.00015431 | 0.84615
6567 | 9.8257e-05 | 8.3959e-06 | 0.00011416 | 0.00016915 | 0.96154
6568 | 9.784e-05 | 9.5825e-06 | 0.00011416 | 0.00018398 | 1
6569 | 9.7927e-05 | 1.6721e-05 | 0.00011416 | 0.00020179 | 0.92308
6570 | 9.8641e-05 | 2.3569e-05 | 0.00011416 | 0.00018844 | 0.76923
6571 | 0.000101 | 2.3871e-05 | 0.00011416 | 0.00016024 | 0.57692
6572 | 9.9995e-05 | 1.8524e-05 | 0.00011416 | 0.00013428 | 0.46154
6573 | 9.9406e-05 | 1.3467e-05 | 0.00011416 | 0.00011054 | 0.30769
6574 | 9.8174e-05 | 7.5228e-06 | 0.00011416 | 9.3476e-05 | 0.23077
6575 | 9.6354e-05 | 5.7478e-06 | 0.00011416 | 8.2348e-05 | 0.15385
6576 | 9.2377e-05 | 2.5344e-06 | 0.00011416 | 7.042e-05 | 0.076923
6577 | 9.0712e-05 | 1.4555e-06 | 0.00011416 | 4.5698e-05 | 0.076923
6578 | 8.8482e-05 | 1.1928e-06 | 0.00011416 | 3.9705e-05 | 0.057692
6579 | 8.8542e-05 | 1.1964e-06 | 0.00011416 | 3.2962e-05 | 0.057692
6580 | 8.8634e-05 | 1.0852e-06 | 0.00011416 | 4.345e-05 | 0.076923
6581 | 8.9376e-05 | 1.141e-05 | 0.00011416 | 7.6413e-05 | 0.11538
6582 | 9.0515e-05 | 2.9911e-05 | 0.00011416 | 0.00012735 | 0.19231
6583 | 9.1683e-05 | 2.4233e-05 | 0.00011416 | 0.0001798 | 0.30769
6584 | 9.4036e-05 | 2.0046e-05 | 0.00011416 | 0.00019927 | 0.46154
6585 | 9.4729e-05 | 1.5265e-05 | 0.00011416 | 0.00017081 | 0.57692
6586 | 9.4253e-05 | 1.3472e-05 | 0.00011416 | 0.00014234 | 0.69231
6587 | 9.521e-05 | 1.2573e-05 | 0.00011416 | 0.00014908 | 0.76923
6588 | 9.348e-05 | 1.8816e-05 | 0.00011416 | 0.00015732 | 0.73077
6589 | 9.3852e-05 | 1.6729e-05 | 0.00011416 | 0.00015133 | 0.69231
6590 | 9.6698e-05 | 9.5886e-06 | 0.00011416 | 0.00015582 | 0.84615
6591 | 9.6313e-05 | 8.4005e-06 | 0.00011416 | 0.00017081 | 0.96154
6592 | 9.6129e-05 | 9.5891e-06 | 0.00011416 | 0.00018579 | 1
6593 | 9.6223e-05 | 1.6731e-05 | 0.00011416 | 0.00020377 | 0.92308
6594 | 9.6957e-05 | 2.3583e-05 | 0.00011416 | 0.00019028 | 0.76923
6595 | 9.883e-05 | 2.3886e-05 | 0.00011416 | 0.00016182 | 0.57692
6596 | 9.8303e-05 | 1.8536e-05 | 0.00011416 | 0.0001356 | 0.46154
6597 | 9.66e-05 | 1.3476e-05 | 0.00011416 | 0.00011162 | 0.30769
6598 | 9.4143e-05 | 7.5297e-06 | 0.00011416 | 9.4392e-05 | 0.23077
6599 | 9.2449e-05 | 5.7538e-06 | 0.00011416 | 8.3155e-05 | 0.15385
6600 | 9.0657e-05 | 2.5384e-06 | 0.00011416 | 7.3838e-05 | 0.076923
6601 | 8.7636e-05 | 1.4594e-06 | 0.00011416 | 4.7916e-05 | 0.076923
6602 | 8.6882e-05 | 1.2014e-06 | 0.00011416 | 4.1632e-05 | 0.057692
6603 | 8.5353e-05 | 1.2043e-06 | 0.00011416 | 3.4563e-05 | 0.057692
6604 | 8.4998e-05 | 1.0895e-06 | 0.00011416 | 4.556e-05 | 0.076923
6605 | 8.5608e-05 | 1.1415e-05 | 0.00011416 | 8.0122e-05 | 0.11538
6606 | 8.664e-05 | 2.992e-05 | 0.00011416 | 0.00013354 | 0.19231
6607 | 8.6721e-05 | 2.4239e-05 | 0.00011416 | 0.00018852 | 0.30769
6608 | 8.523e-05 | 2.0047e-05 | 0.00011416 | 0.00020895 | 0.46154
6609 | 8.5336e-05 | 1.5262e-05 | 0.00011416 | 0.0001791 | 0.57692
6610 | 8.6512e-05 | 1.3465e-05 | 0.00011416 | 0.00014925 | 0.69231
6611 | 8.7244e-05 | 1.2563e-05 | 0.00011416 | 0.00015632 | 0.76923
6612 | 8.5292e-05 | 1.8797e-05 | 0.00011416 | 0.00016496 | 0.73077
6613 | 8.4848e-05 | 1.6714e-05 | 0.00011416 | 0.00015867 | 0.69231
6614 | 8.3412e-05 | 9.5798e-06 | 0.00011416 | 0.00016339 | 0.84615
6615 | 8.367e-05 | 8.3937e-06 | 0.00011416 | 0.0001791 | 0.96154
6616 | 8.3498e-05 | 9.5832e-06 | 0.00011416 | 0.00019481 | 1
6617 | 8.5431e-05 | 1.6723e-05 | 0.00011416 | 0.00021366 | 0.92308
6618 | 8.7006e-05 | 2.3574e-05 | 0.00011416 | 0.00019952 | 0.76923
6619 | 8.8757e-05 | 2.3877e-05 | 0.00011416 | 0.00016967 | 0.57692
6620 | 8.8371e-05 | 1.8528e-05 | 0.00011416 | 0.00014218 | 0.46154
6621 | 8.8046e-05 | 1.347e-05 | 0.00011416 | 0.00011704 | 0.30769
6622 | 8.7515e-05 | 7.525e-06 | 0.00011416 | 9.8975e-05 | 0.23077
6623 | 8.6503e-05 | 5.7498e-06 | 0.00011416 | 8.7192e-05 | 0.15385
6624 | 8.3234e-05 | 2.536e-06 | 0.00011416 | 5.8113e-05 | 0.038462
6625 | 7.794e-05 | 1.4574e-06 | 0.00011416 | 3.7712e-05 | 0.038462
6626 | 7.7299e-05 | 1.1976e-06 | 0.00011416 | 3.2766e-05 | 0.038462
6627 | 7.6451e-05 | 1.2021e-06 | 0.00011416 | 2.7202e-05 | 0.038462
6628 | 7.6945e-05 | 1.089e-06 | 0.00011416 | 3.5857e-05 | 0.038462
6629 | 7.792e-05 | 1.1416e-05 | 0.00011416 | 6.3059e-05 | 0.076923
6630 | 7.9212e-05 | 2.9924e-05 | 0.00011416 | 0.0001051 | 0.15385
6631 | 7.883e-05 | 2.4244e-05 | 0.00011416 | 0.00014837 | 0.23077
6632 | 7.8577e-05 | 2.0051e-05 | 0.00011416 | 0.00016445 | 0.38462
6633 | 7.6105e-05 | 1.5269e-05 | 0.00011416 | 0.00014096 | 0.46154
6634 | 7.8636e-05 | 1.3471e-05 | 0.00011416 | 0.00011746 | 0.57692
6635 | 7.6657e-05 | 1.2571e-05 | 0.00011416 | 0.00012303 | 0.69231
6636 | 7.5725e-05 | 1.8811e-05 | 0.00011416 | 0.00012983 | 0.61538
6637 | 7.5719e-05 | 1.6729e-05 | 0.00011416 | 0.00012488 | 0.53846
6638 | 7.5073e-05 | 9.5896e-06 | 0.00011416 | 0.00012859 | 0.61538
6639 | 7.56e-05 | 8.4028e-06 | 0.00011416 | 0.00014096 | 0.69231
6640 | 7.6005e-05 | 9.5934e-06 | 0.00011416 | 0.00015332 | 0.76923
6641 | 7.7305e-05 | 1.674e-05 | 0.00011416 | 0.00016816 | 0.69231
6642 | 8.0717e-05 | 2.3595e-05 | 0.00011416 | 0.00015703 | 0.57692
6643 | 8.3201e-05 | 2.3897e-05 | 0.00011416 | 0.00013354 | 0.46154
6644 | 8.3535e-05 | 1.8543e-05 | 0.00011416 | 0.0001119 | 0.30769
6645 | 8.3496e-05 | 1.3481e-05 | 0.00011416 | 9.2116e-05 | 0.23077
6646 | 8.3842e-05 | 7.532e-06 | 0.00011416 | 7.7897e-05 | 0.15385
6647 | 8.4475e-05 | 5.7553e-06 | 0.00011416 | 6.8623e-05 | 0.076923
6648 | 8.1914e-05 | 2.457e-06 | 0.00011416 | 5.1277e-05 | 0.038462
6649 | 7.7715e-05 | 2.7017e-06 | 0.00011416 | 3.3275e-05 | 0.038462
6650 | 7.746e-05 | 1.7511e-06 | 0.00011416 | 2.8911e-05 | 0.038462
6651 | 7.7477e-05 | 1.0739e-06 | 0.00011416 | 2.4002e-05 | 0.038462
6652 | 7.7324e-05 | 1.0755e-06 | 0.00011416 | 3.1639e-05 | 0.038462
6653 | 7.8428e-05 | 3.1982e-06 | 0.00011416 | 5.564e-05 | 0.076923
6654 | 7.8529e-05 | 8.5136e-06 | 0.00011416 | 9.2734e-05 | 0.15385
6655 | 7.9134e-05 | 1.4385e-05 | 0.00011416 | 0.00013092 | 0.23077
6656 | 7.8522e-05 | 2.333e-05 | 0.00011416 | 0.0001451 | 0.38462
6657 | 7.8611e-05 | 2.3065e-05 | 0.00011416 | 0.00012437 | 0.46154
6658 | 7.9011e-05 | 2.0756e-05 | 0.00011416 | 0.00010364 | 0.57692
6659 | 7.9876e-05 | 2.2284e-05 | 0.00011416 | 0.00010855 | 0.69231
6660 | 8.0845e-05 | 2.2527e-05 | 0.00011416 | 0.00011455 | 0.61538
6661 | 8.0357e-05 | 1.7931e-05 | 0.00011416 | 0.00011019 | 0.53846
6662 | 8.053e-05 | 1.4357e-05 | 0.00011416 | 0.00011346 | 0.61538
6663 | 8.145e-05 | 1.1297e-05 | 0.00011416 | 0.00012437 | 0.69231
6664 | 8.1983e-05 | 1.4361e-05 | 0.00011416 | 0.00013528 | 0.76923
6665 | 8.2898e-05 | 1.8449e-05 | 0.00011416 | 0.00014837 | 0.69231
6666 | 8.6393e-05 | 2.5602e-05 | 0.00011416 | 0.00013856 | 0.57692
6667 | 8.9863e-05 | 2.0239e-05 | 0.00011416 | 0.00011783 | 0.46154
6668 | 9.0375e-05 | 1.1309e-05 | 0.00011416 | 9.8735e-05 | 0.30769
6669 | 8.9147e-05 | 1.1056e-05 | 0.00011416 | 8.1279e-05 | 0.23077
6670 | 8.9639e-05 | 9.0208e-06 | 0.00011416 | 6.8732e-05 | 0.15385
6671 | 8.8234e-05 | 5.4592e-06 | 0.00011416 | 6.055e-05 | 0.076923
6672 | 8.4907e-05 | 3.2318e-06 | 0.00011416 | 7.1787e-05 | 0.076923
6673 | 8.0836e-05 | 2.4189e-06 | 0.00011416 | 4.6585e-05 | 0.076923
6674 | 8.0387e-05 | 1.8964e-06 | 0.00011416 | 4.0476e-05 | 0.057692
6675 | 7.9437e-05 | 1.0833e-06 | 0.00011416 | 3.3602e-05 | 0.057692
6676 | 7.9269e-05 | 1.0839e-06 | 0.00011416 | 4.4294e-05 | 0.076923
6677 | 8.0132e-05 | 1.8964e-06 | 0.00011416 | 7.7897e-05 | 0.11538
6678 | 8.2395e-05 | 5.7363e-06 | 0.00011416 | 0.00012983 | 0.19231
6679 | 8.3939e-05 | 1.1818e-05 | 0.00011416 | 0.00018329 | 0.30769
6680 | 8.4114e-05 | 1.8803e-05 | 0.00011416 | 0.00020314 | 0.46154
6681 | 8.7436e-05 | 2.4439e-05 | 0.00011416 | 0.00017412 | 0.57692
6682 | 8.8357e-05 | 2.6889e-05 | 0.00011416 | 0.0001451 | 0.69231
6683 | 8.9629e-05 | 2.8295e-05 | 0.00011416 | 0.00015197 | 0.76923
6684 | 8.8923e-05 | 2.4319e-05 | 0.00011416 | 0.00016038 | 0.73077
6685 | 8.9643e-05 | 2.0927e-05 | 0.00011416 | 0.00015427 | 0.69231
6686 | 8.9541e-05 | 1.6407e-05 | 0.00011416 | 0.00015885 | 0.84615
6687 | 8.9038e-05 | 1.443e-05 | 0.00011416 | 0.00017412 | 0.96154
6688 | 8.9243e-05 | 8.2401e-06 | 0.00011416 | 0.0001894 | 1
6689 | 9.1213e-05 | 1.5558e-05 | 0.00011416 | 0.00020772 | 0.92308
6690 | 9.3971e-05 | 2.035e-05 | 0.00011416 | 0.00019398 | 0.76923
6691 | 9.6121e-05 | 2.2044e-05 | 0.00011416 | 0.00016496 | 0.57692
6692 | 9.5107e-05 | 1.1344e-05 | 0.00011416 | 0.00013823 | 0.46154
6693 | 9.4263e-05 | 1.0502e-05 | 0.00011416 | 0.00011379 | 0.30769
6694 | 9.3951e-05 | 9.6601e-06 | 0.00011416 | 9.6225e-05 | 0.23077
6695 | 9.3863e-05 | 5.4502e-06 | 0.00011416 | 8.477e-05 | 0.15385
6696 | 8.953e-05 | 2.5392e-06 | 0.00011416 | 6.8369e-05 | 0.076923
6697 | 8.6827e-05 | 1.462e-06 | 0.00011416 | 4.4367e-05 | 0.076923
6698 | 8.6646e-05 | 1.212e-06 | 0.00011416 | 3.8548e-05 | 0.057692
6699 | 8.4917e-05 | 1.2159e-06 | 0.00011416 | 3.2002e-05 | 0.057692
6700 | 8.5128e-05 | 1.0962e-06 | 0.00011416 | 4.2185e-05 | 0.076923
6701 | 8.5554e-05 | 1.142e-05 | 0.00011416 | 7.4187e-05 | 0.11538
6702 | 8.8323e-05 | 3.0446e-05 | 0.00011416 | 0.00012365 | 0.19231
6703 | 8.9322e-05 | 2.7245e-05 | 0.00011416 | 0.00017456 | 0.30769
6704 | 8.9879e-05 | 2.053e-05 | 0.00011416 | 0.00019347 | 0.46154
6705 | 8.9684e-05 | 1.5314e-05 | 0.00011416 | 0.00016583 | 0.57692
6706 | 9.2273e-05 | 1.3488e-05 | 0.00011416 | 0.00013819 | 0.69231
6707 | 9.276e-05 | 1.2588e-05 | 0.00011416 | 0.00014474 | 0.76923
6708 | 9.2219e-05 | 1.8835e-05 | 0.00011416 | 0.00015274 | 0.73077
6709 | 9.2557e-05 | 1.6749e-05 | 0.00011416 | 0.00014692 | 0.69231
6710 | 9.2182e-05 | 9.6031e-06 | 0.00011416 | 0.00015128 | 0.84615
6711 | 9.2135e-05 | 8.4142e-06 | 0.00011416 | 0.00016583 | 0.96154
6712 | 9.2793e-05 | 9.6056e-06 | 0.00011416 | 0.00018038 | 1
6713 | 9.4802e-05 | 1.6757e-05 | 0.00011416 | 0.00019783 | 0.92308
6714 | 9.8198e-05 | 2.3617e-05 | 0.00011416 | 0.00018474 | 0.76923
6715 | 0.00010056 | 2.3919e-05 | 0.00011416 | 0.0001571 | 0.57692
6716 | 0.00010091 | 1.8561e-05 | 0.00011416 | 0.00013165 | 0.46154
6717 | 9.965e-05 | 1.3494e-05 | 0.00011416 | 0.00010837 | 0.30769
6718 | 9.8078e-05 | 7.5401e-06 | 0.00011416 | 9.1643e-05 | 0.23077
6719 | 9.7e-05 | 5.7621e-06 | 0.00011416 | 8.0733e-05 | 0.15385
6720 | 9.551e-05 | 2.545e-06 | 0.00011416 | 6.9736e-05 | 0.076923
6721 | 9.3405e-05 | 1.4674e-06 | 0.00011416 | 4.5254e-05 | 0.076923
6722 | 9.1945e-05 | 1.2241e-06 | 0.00011416 | 3.9319e-05 | 0.057692
6723 | 9.1276e-05 | 1.2305e-06 | 0.00011416 | 3.2642e-05 | 0.057692
6724 | 9.0624e-05 | 1.1069e-06 | 0.00011416 | 4.3029e-05 | 0.076923
6725 | 9.0769e-05 | 1.1427e-05 | 0.00011416 | 7.5671e-05 | 0.11538
6726 | 9.183e-05 | 4.2523e-05 | 0.00011416 | 0.00012612 | 0.19231
6727 | 9.2491e-05 | 5.4083e-05 | 0.00011416 | 0.00017805 | 0.30769
6728 | 9.2285e-05 | 4.2087e-05 | 0.00011416 | 0.00019734 | 0.46154
6729 | 9.1824e-05 | 1.9849e-05 | 0.00011416 | 0.00016915 | 0.57692
6730 | 9.3439e-05 | 1.3999e-05 | 0.00011416 | 0.00014096 | 0.69231
6731 | 9.5077e-05 | 1.2626e-05 | 0.00011416 | 0.00014763 | 0.76923
6732 | 9.4228e-05 | 1.8853e-05 | 0.00011416 | 0.00015579 | 0.73077
6733 | 9.5094e-05 | 1.6768e-05 | 0.00011416 | 0.00014986 | 0.69231
6734 | 9.5889e-05 | 9.6146e-06 | 0.00011416 | 0.00015431 | 0.84615
6735 | 9.6729e-05 | 8.4247e-06 | 0.00011416 | 0.00016915 | 0.96154
6736 | 9.6862e-05 | 9.6174e-06 | 0.00011416 | 0.00018398 | 1
6737 | 9.8221e-05 | 1.6773e-05 | 0.00011416 | 0.00020179 | 0.92308
6738 | 0.00010128 | 2.3636e-05 | 0.00011416 | 0.00018844 | 0.76923
6739 | 0.0001057 | 2.3939e-05 | 0.00011416 | 0.00016024 | 0.57692
6740 | 0.00010506 | 2.1866e-05 | 0.00011416 | 0.00013428 | 0.46154
6741 | 0.00010285 | 1.3506e-05 | 0.00011416 | 0.00011054 | 0.30769
6742 | 0.00010166 | 7.5481e-06 | 0.00011416 | 9.3476e-05 | 0.23077
6743 | 9.9283e-05 | 5.7691e-06 | 0.00011416 | 8.2348e-05 | 0.15385
6744 | 9.5095e-05 | 2.5511e-06 | 0.00011416 | 7.042e-05 | 0.076923
6745 | 9.2546e-05 | 1.476e-06 | 0.00011416 | 4.5698e-05 | 0.076923
6746 | 9.2831e-05 | 1.2499e-06 | 0.00011416 | 3.9705e-05 | 0.057692
6747 | 9.1445e-05 | 1.2537e-06 | 0.00011416 | 3.2962e-05 | 0.057692
6748 | 9.2187e-05 | 1.1177e-06 | 0.00011416 | 4.345e-05 | 0.076923
6749 | 9.3575e-05 | 1.1443e-05 | 0.00011416 | 7.6413e-05 | 0.11538
6750 | 9.5928e-05 | 0.00017543 | 0.00011416 | 0.00012735 | 0.19231
6751 | 9.7394e-05 | 0.00017573 | 0.00011416 | 0.0001798 | 0.30769
6752 | 9.9823e-05 | 0.0001283 | 0.00011416 | 0.00019927 | 0.46154
6753 | 0.00010583 | 7.3685e-05 | 0.00011416 | 0.00017081 | 0.57692
6754 | 0.0001075 | 2.2088e-05 | 0.00011416 | 0.00014234 | 0.69231
6755 | 0.00010914 | 1.2669e-05 | 0.00011416 | 0.00014908 | 0.76923
6756 | 0.00010552 | 1.8847e-05 | 0.00011416 | 0.00015732 | 0.73077
6757 | 0.00010636 | 1.676e-05 | 0.00011416 | 0.00015133 | 0.69231
6758 | 0.00011094 | 9.61e-06 | 0.00011416 | 0.00015582 | 0.84615
6759 | 0.00011133 | 8.4218e-06 | 0.00011416 | 0.00017081 | 0.96154
6760 | 0.00011141 | 9.6147e-06 | 0.00011416 | 0.00018579 | 1
6761 | 0.000111 | 1.6787e-05 | 0.00011416 | 0.00020377 | 0.92308
6762 | 0.00011127 | 2.3642e-05 | 0.00011416 | 0.00019028 | 0.76923
6763 | 0.00011259 | 2.3945e-05 | 0.00011416 | 0.00016182 | 0.57692
6764 | 0.00011239 | 3.9373e-05 | 0.00011416 | 0.0001356 | 0.46154
6765 | 0.00010972 | 1.3511e-05 | 0.00011416 | 0.00011162 | 0.30769
6766 | 0.00010667 | 7.5509e-06 | 0.00011416 | 9.4392e-05 | 0.23077
6767 | 0.00010517 | 5.7715e-06 | 0.00011416 | 8.3155e-05 | 0.15385
6768 | 0.00010236 | 2.553e-06 | 0.00011416 | 7.3838e-05 | 0.076923
6769 | 9.8534e-05 | 1.4783e-06 | 0.00011416 | 4.7916e-05 | 0.076923
6770 | 9.9911e-05 | 1.2562e-06 | 0.00011416 | 4.1632e-05 | 0.057692
6771 | 0.00010029 | 1.2604e-06 | 0.00011416 | 3.4563e-05 | 0.057692
6772 | 0.00010008 | 1.1217e-06 | 0.00011416 | 4.556e-05 | 0.076923
6773 | 0.00010124 | 1.1447e-05 | 0.00011416 | 8.0122e-05 | 0.11538
6774 | 0.00010442 | 0.00020501 | 0.00011416 | 0.00013354 | 0.19231
6775 | 0.00010848 | 0.00020015 | 0.00011416 | 0.00018852 | 0.30769
6776 | 0.00011377 | 0.00015506 | 0.00011416 | 0.00020895 | 0.46154
6777 | 0.00011606 | 9.3832e-05 | 0.00011416 | 0.0001791 | 0.57692
6778 | 0.00012 | 4.011e-05 | 0.00011416 | 0.00014925 | 0.69231
6779 | 0.00012102 | 1.4178e-05 | 0.00011416 | 0.00015632 | 0.76923
6780 | 0.00011846 | 1.8851e-05 | 0.00011416 | 0.00016496 | 0.73077
6781 | 0.00011692 | 1.6763e-05 | 0.00011416 | 0.00015867 | 0.69231
6782 | 0.00012242 | 9.6114e-06 | 0.00011416 | 0.00016339 | 0.84615
6783 | 0.00012338 | 8.4221e-06 | 0.00011416 | 0.0001791 | 0.96154
6784 | 0.00012398 | 9.6148e-06 | 0.00011416 | 0.00019481 | 1
6785 | 0.00012417 | 1.6862e-05 | 0.00011416 | 0.00021366 | 0.92308
6786 | 0.00012366 | 2.3641e-05 | 0.00011416 | 0.00019952 | 0.76923
6787 | 0.00012286 | 2.3945e-05 | 0.00011416 | 0.00016967 | 0.57692
6788 | 0.00011975 | 4.1425e-05 | 0.00011416 | 0.00014218 | 0.46154
6789 | 0.00011501 | 1.351e-05 | 0.00011416 | 0.00011704 | 0.30769
6790 | 0.00011338 | 7.5508e-06 | 0.00011416 | 9.8975e-05 | 0.23077
6791 | 0.0001102 | 5.7714e-06 | 0.00011416 | 8.7192e-05 | 0.15385
6792 | 0.00010839 | 2.5527e-06 | 0.00011416 | 5.8113e-05 | 0.038462
6793 | 0.00010487 | 1.4781e-06 | 0.00011416 | 3.7712e-05 | 0.038462
6794 | 0.00010339 | 1.2556e-06 | 0.00011416 | 3.2766e-05 | 0.038462
6795 | 0.00010433 | 1.2592e-06 | 0.00011416 | 2.7202e-05 | 0.038462
6796 | 0.00010356 | 1.1207e-06 | 0.00011416 | 3.5857e-05 | 0.038462
6797 | 0.00010444 | 1.1445e-05 | 0.00011416 | 6.3059e-05 | 0.076923
6798 | 0.00010584 | 0.00020371 | 0.00011416 | 0.0001051 | 0.15385
6799 | 0.00010914 | 0.00019885 | 0.00011416 | 0.00014837 | 0.23077
6800 | 0.00011305 | 0.00015483 | 0.00011416 | 0.00016445 | 0.38462
6801 | 0.00011949 | 9.1484e-05 | 0.00011416 | 0.00014096 | 0.46154
6802 | 0.00012194 | 4.0207e-05 | 0.00011416 | 0.00011746 | 0.57692
6803 | 0.00012237 | 1.2878e-05 | 0.00011416 | 0.00012303 | 0.69231
6804 | 0.00011796 | 1.8845e-05 | 0.00011416 | 0.00012983 | 0.61538
6805 | 0.00011596 | 1.6755e-05 | 0.00011416 | 0.00012488 | 0.53846
6806 | 0.00012161 | 9.606e-06 | 0.00011416 | 0.00012859 | 0.61538
6807 | 0.0001203 | 8.4169e-06 | 0.00011416 | 0.00014096 | 0.69231
6808 | 0.00012016 | 9.6094e-06 | 0.00011416 | 0.00015332 | 0.76923
6809 | 0.00011887 | 1.6767e-05 | 0.00011416 | 0.00016816 | 0.69231
6810 | 0.00011804 | 2.363e-05 | 0.00011416 | 0.00015703 | 0.57692
6811 | 0.00011824 | 2.3936e-05 | 0.00011416 | 0.00013354 | 0.46154
6812 | 0.00011431 | 2.3692e-05 | 0.00011416 | 0.0001119 | 0.30769
6813 | 0.00011246 | 1.3507e-05 | 0.00011416 | 9.2116e-05 | 0.23077
6814 | 0.00011003 | 7.5493e-06 | 0.00011416 | 7.7897e-05 | 0.15385
6815 | 0.00010917 | 5.7707e-06 | 0.00011416 | 6.8623e-05 | 0.076923
6816 | 0.00010555 | 2.471e-06 | 0.00011416 | 5.1277e-05 | 0.038462
6817 | 0.00010484 | 2.7171e-06 | 0.00011416 | 3.3275e-05 | 0.038462
6818 | 0.00010413 | 1.7697e-06 | 0.00011416 | 2.8911e-05 | 0.038462
6819 | 0.0001029 | 1.113e-06 | 0.00011416 | 2.4002e-05 | 0.038462
6820 | 0.00010233 | 1.1166e-06 | 0.00011416 | 3.1639e-05 | 0.038462
6821 | 0.00010434 | 3.2179e-06 | 0.00011416 | 5.564e-05 | 0.076923
6822 | 0.00010678 | 0.00021435 | 0.00011416 | 9.2734e-05 | 0.15385
6823 | 0.00010876 | 0.00022284 | 0.00011416 | 0.00013092 | 0.23077
6824 | 0.0001114 | 0.00019898 | 0.00011416 | 0.0001451 | 0.38462
6825 | 0.00011813 | 0.00014631 | 0.00011416 | 0.00012437 | 0.46154
6826 | 0.00011918 | 0.00010942 | 0.00011416 | 0.00010364 | 0.57692
6827 | 0.0001205 | 7.3987e-05 | 0.00011416 | 0.00010855 | 0.69231
6828 | 0.00011536 | 2.2583e-05 | 0.00011416 | 0.00011455 | 0.61538
6829 | 0.00011419 | 2.1504e-05 | 0.00011416 | 0.00011019 | 0.53846
6830 | 0.00011899 | 2.5268e-05 | 0.00011416 | 0.00011346 | 0.61538
6831 | 0.00011805 | 2.6443e-05 | 0.00011416 | 0.00012437 | 0.69231
6832 | 0.0001191 | 4.7954e-05 | 0.00011416 | 0.00013528 | 0.76923
6833 | 0.00011912 | 7.3724e-05 | 0.00011416 | 0.00014837 | 0.69231
6834 | 0.00011889 | 5.7017e-05 | 0.00011416 | 0.00013856 | 0.57692
6835 | 0.00011894 | 5.5726e-05 | 0.00011416 | 0.00011783 | 0.46154
6836 | 0.00011658 | 0.00011823 | 0.00011416 | 9.8735e-05 | 0.30769
6837 | 0.00011357 | 1.109e-05 | 0.00011416 | 8.1279e-05 | 0.23077
6838 | 0.00011128 | 9.0483e-06 | 0.00011416 | 6.8732e-05 | 0.15385
6839 | 0.00011023 | 5.4823e-06 | 0.00011416 | 6.055e-05 | 0.076923
6840 | 0.00010659 | 3.2522e-06 | 0.00011416 | 7.1787e-05 | 0.076923
6841 | 0.00010669 | 2.4395e-06 | 0.00011416 | 4.6585e-05 | 0.076923
6842 | 0.00010454 | 1.9181e-06 | 0.00011416 | 4.0476e-05 | 0.057692
6843 | 0.00010395 | 1.1266e-06 | 0.00011416 | 3.3602e-05 | 0.057692
6844 | 0.00010383 | 1.1485e-06 | 0.00011416 | 4.4294e-05 | 0.076923
6845 | 0.00010509 | 1.9772e-06 | 0.00011416 | 7.7897e-05 | 0.11538
6846 | 0.00010688 | 0.00028729 | 0.00011416 | 0.00012983 | 0.19231
6847 | 0.00010973 | 0.00029536 | 0.00011416 | 0.00018329 | 0.30769
6848 | 0.00011054 | 0.0002693 | 0.00011416 | 0.00020314 | 0.46154
6849 | 0.00011306 | 0.00021711 | 0.00011416 | 0.00017412 | 0.57692
6850 | 0.00011222 | 0.0001632 | 0.00011416 | 0.0001451 | 0.69231
6851 | 0.00011286 | 0.00012041 | 0.00011416 | 0.00015197 | 0.76923
6852 | 0.00010915 | 3.1117e-05 | 0.00011416 | 0.00016038 | 0.73077
6853 | 0.00010914 | 5.539e-05 | 0.00011416 | 0.00015427 | 0.69231
6854 | 0.00011423 | 4.1888e-05 | 0.00011416 | 0.00015885 | 0.84615
6855 | 0.00011461 | 4.0978e-05 | 0.00011416 | 0.00017412 | 0.96154
6856 | 0.00011503 | 5.4177e-05 | 0.00011416 | 0.0001894 | 1
6857 | 0.0001159 | 9.0346e-05 | 0.00011416 | 0.00020772 | 0.92308
6858 | 0.00011652 | 6.4642e-05 | 0.00011416 | 0.00019398 | 0.76923
6859 | 0.00011678 | 6.6586e-05 | 0.00011416 | 0.00016496 | 0.57692
6860 | 0.00011478 | 0.00012509 | 0.00011416 | 0.00013823 | 0.46154
6861 | 0.00011317 | 1.054e-05 | 0.00011416 | 0.00011379 | 0.30769
6862 | 0.00011208 | 9.6965e-06 | 0.00011416 | 9.6225e-05 | 0.23077
6863 | 0.00011204 | 5.4756e-06 | 0.00011416 | 8.477e-05 | 0.15385
6864 | 0.00010876 | 2.5591e-06 | 0.00011416 | 6.8369e-05 | 0.076923
6865 | 0.0001037 | 1.4857e-06 | 0.00011416 | 4.4367e-05 | 0.076923
6866 | 0.00010307 | 1.2763e-06 | 0.00011416 | 3.8548e-05 | 0.057692
6867 | 0.0001027 | 1.28e-06 | 0.00011416 | 3.2002e-05 | 0.057692
6868 | 0.00010216 | 1.1418e-06 | 0.00011416 | 4.2185e-05 | 0.076923
6869 | 0.00010338 | 1.1492e-05 | 0.00011416 | 7.4187e-05 | 0.11538
6870 | 0.00010504 | 0.0003022 | 0.00011416 | 0.00012365 | 0.19231
6871 | 0.00010561 | 0.00029067 | 0.00011416 | 0.00017456 | 0.30769
6872 | 0.00010693 | 0.00023297 | 0.00011416 | 0.00019347 | 0.46154
6873 | 0.00010937 | 0.00016363 | 0.00011416 | 0.00016583 | 0.57692
6874 | 0.00010967 | 0.000107 | 0.00011416 | 0.00013819 | 0.69231
6875 | 0.00010907 | 6.2902e-05 | 0.00011416 | 0.00014474 | 0.76923
6876 | 0.00010365 | 1.8871e-05 | 0.00011416 | 0.00015274 | 0.73077
6877 | 0.00010473 | 1.7424e-05 | 0.00011416 | 0.00014692 | 0.69231
6878 | 0.00010611 | 1.0441e-05 | 0.00011416 | 0.00015128 | 0.84615
6879 | 0.00010595 | 9.368e-06 | 0.00011416 | 0.00016583 | 0.96154
6880 | 0.00010747 | 2.2048e-05 | 0.00011416 | 0.00018038 | 1
6881 | 0.0001065 | 5.7045e-05 | 0.00011416 | 0.00019783 | 0.92308
6882 | 0.00010909 | 4.1924e-05 | 0.00011416 | 0.00018474 | 0.76923
6883 | 0.00011107 | 5.4684e-05 | 0.00011416 | 0.0001571 | 0.57692
6884 | 0.00011004 | 0.00012638 | 0.00011416 | 0.00013165 | 0.46154
6885 | 0.00010848 | 1.3527e-05 | 0.00011416 | 0.00010837 | 0.30769
6886 | 0.00010753 | 7.5627e-06 | 0.00011416 | 9.1643e-05 | 0.23077
6887 | 0.00010578 | 5.7826e-06 | 0.00011416 | 8.0733e-05 | 0.15385
6888 | 0.00010275 | 2.5626e-06 | 0.00011416 | 6.9736e-05 | 0.076923
6889 | 9.7866e-05 | 1.4912e-06 | 0.00011416 | 4.5254e-05 | 0.076923
6890 | 9.5837e-05 | 1.3531e-06 | 0.00011416 | 3.9319e-05 | 0.057692
6891 | 9.753e-05 | 1.7911e-06 | 0.00011416 | 3.2642e-05 | 0.057692
6892 | 9.7159e-05 | 8.9695e-06 | 0.00011416 | 4.3029e-05 | 0.076923
6893 | 9.7865e-05 | 3.8485e-05 | 0.00011416 | 7.5671e-05 | 0.11538
6894 | 9.8421e-05 | 0.00040617 | 0.00011416 | 0.00012612 | 0.19231
6895 | 9.7595e-05 | 0.00040291 | 0.00011416 | 0.00017805 | 0.30769
6896 | 9.6877e-05 | 0.0003622 | 0.00011416 | 0.00019734 | 0.46154
6897 | 9.7794e-05 | 0.00031067 | 0.00011416 | 0.00016915 | 0.57692
6898 | 9.6923e-05 | 0.00026669 | 0.00011416 | 0.00014096 | 0.69231
6899 | 9.5349e-05 | 0.00022814 | 0.00011416 | 0.00014763 | 0.76923
6900 | 9.3566e-05 | 0.00015502 | 0.00011416 | 0.00015579 | 0.73077
6901 | 9.44e-05 | 0.00017851 | 0.00011416 | 0.00014986 | 0.69231
6902 | 9.4649e-05 | 0.00017228 | 0.00011416 | 0.00015431 | 0.84615
6903 | 9.4729e-05 | 0.00017086 | 0.00011416 | 0.00016915 | 0.96154
6904 | 9.6084e-05 | 0.00018682 | 0.00011416 | 0.00018398 | 1
6905 | 9.8066e-05 | 0.00020922 | 0.00011416 | 0.00020179 | 0.92308
6906 | 0.00010229 | 0.00018538 | 0.00011416 | 0.00018844 | 0.76923
6907 | 0.0001049 | 0.00018352 | 0.00011416 | 0.00016024 | 0.57692
6908 | 0.00010371 | 0.00023842 | 0.00011416 | 0.00013428 | 0.46154
6909 | 0.00010227 | 1.3556e-05 | 0.00011416 | 0.00011054 | 0.30769
6910 | 0.00010193 | 7.5803e-06 | 0.00011416 | 9.3476e-05 | 0.23077
6911 | 0.00010082 | 5.8261e-06 | 0.00011416 | 8.2348e-05 | 0.15385
6912 | 9.6771e-05 | 2.7443e-06 | 0.00011416 | 7.042e-05 | 0.076923
6913 | 9.2742e-05 | 2.1109e-06 | 0.00011416 | 4.5698e-05 | 0.076923
6914 | 9.266e-05 | 3.6179e-06 | 0.00011416 | 3.9705e-05 | 0.057692
6915 | 9.3426e-05 | 8.4936e-06 | 0.00011416 | 3.2962e-05 | 0.057692
6916 | 9.3997e-05 | 1.9493e-05 | 0.00011416 | 4.345e-05 | 0.076923
6917 | 9.6384e-05 | 3.5736e-05 | 0.00011416 | 7.6413e-05 | 0.11538
6918 | 9.9214e-05 | 0.00040102 | 0.00011416 | 0.00012735 | 0.19231
6919 | 0.00010327 | 0.00038449 | 0.00011416 | 0.0001798 | 0.30769
6920 | 0.00010753 | 0.00032548 | 0.00011416 | 0.00019927 | 0.46154
6921 | 0.00011574 | 0.00025703 | 0.00011416 | 0.00017081 | 0.57692
6922 | 0.00011838 | 0.00020722 | 0.00011416 | 0.00014234 | 0.69231
6923 | 0.0001179 | 0.00016821 | 0.00011416 | 0.00014908 | 0.76923
6924 | 0.00011224 | 8.9218e-05 | 0.00011416 | 0.00015732 | 0.73077
6925 | 0.00011189 | 9.5921e-05 | 0.00011416 | 0.00015133 | 0.69231
6926 | 0.00011599 | 8.2111e-05 | 0.00011416 | 0.00015582 | 0.84615
6927 | 0.00011608 | 8.148e-05 | 0.00011416 | 0.00017081 | 0.96154
6928 | 0.00011723 | 0.00010096 | 0.00011416 | 0.00018579 | 1
6929 | 0.00011768 | 0.00013429 | 0.00011416 | 0.00020377 | 0.92308
6930 | 0.00011942 | 0.00011084 | 0.00011416 | 0.00019028 | 0.76923
6931 | 0.00011902 | 0.0001119 | 0.00011416 | 0.00016182 | 0.57692
6932 | 0.0001153 | 0.00017041 | 0.00011416 | 0.0001356 | 0.46154
6933 | 0.0001119 | 1.3536e-05 | 0.00011416 | 0.00011162 | 0.30769
6934 | 0.00011072 | 7.568e-06 | 0.00011416 | 9.4392e-05 | 0.23077
6935 | 0.00010994 | 5.7862e-06 | 0.00011416 | 8.3155e-05 | 0.15385
6936 | 0.00010597 | 2.5649e-06 | 0.00011416 | 7.3838e-05 | 0.076923
6937 | 0.0001019 | 1.5123e-06 | 0.00011416 | 4.7916e-05 | 0.076923
6938 | 0.00010155 | 1.5727e-06 | 0.00011416 | 4.1632e-05 | 0.057692
6939 | 0.00010165 | 4.3317e-06 | 0.00011416 | 3.4563e-05 | 0.057692
6940 | 0.00010181 | 1.9425e-05 | 0.00011416 | 4.556e-05 | 0.076923
6941 | 0.00010461 | 4.8954e-05 | 0.00011416 | 8.0122e-05 | 0.11538
6942 | 0.00010807 | 0.00041533 | 0.00011416 | 0.00013354 | 0.19231
6943 | 0.00011067 | 0.00040601 | 0.00011416 | 0.00018852 | 0.30769
6944 | 0.00011167 | 0.00035737 | 0.00011416 | 0.00020895 | 0.46154
6945 | 0.00011404 | 0.00029755 | 0.00011416 | 0.0001791 | 0.57692
6946 | 0.00011446 | 0.00024166 | 0.00011416 | 0.00014925 | 0.69231
6947 | 0.00011437 | 0.00019629 | 0.00011416 | 0.00015632 | 0.76923
6948 | 0.00010937 | 0.00011076 | 0.00011416 | 0.00016496 | 0.73077
6949 | 0.00010779 | 0.00012852 | 0.00011416 | 0.00015867 | 0.69231
6950 | 0.00011403 | 0.00011846 | 0.00011416 | 0.00016339 | 0.84615
6951 | 0.00011459 | 0.0001199 | 0.00011416 | 0.0001791 | 0.96154
6952 | 0.00011572 | 0.00013984 | 0.00011416 | 0.00019481 | 1
6953 | 0.00011645 | 0.00017258 | 0.00011416 | 0.00021366 | 0.92308
6954 | 0.00011818 | 0.00014499 | 0.00011416 | 0.00019952 | 0.76923
6955 | 0.00011862 | 0.00014058 | 0.00011416 | 0.00016967 | 0.57692
6956 | 0.00011528 | 0.00019464 | 0.00011416 | 0.00014218 | 0.46154
6957 | 0.00011177 | 1.3543e-05 | 0.00011416 | 0.00011704 | 0.30769
6958 | 0.00010825 | 7.5714e-06 | 0.00011416 | 9.8975e-05 | 0.23077
6959 | 0.00010985 | 5.7886e-06 | 0.00011416 | 8.7192e-05 | 0.15385
6960 | 0.00010711 | 2.5649e-06 | 0.00011416 | 5.8113e-05 | 0.038462
6961 | 0.00010138 | 1.4912e-06 | 0.00011416 | 3.7712e-05 | 0.038462
6962 | 0.00010069 | 1.2979e-06 | 0.00011416 | 3.2766e-05 | 0.038462
6963 | 0.0001007 | 1.3305e-06 | 0.00011416 | 2.7202e-05 | 0.038462
6964 | 0.00010122 | 1.3161e-06 | 0.00011416 | 3.5857e-05 | 0.038462
6965 | 0.00010238 | 1.173e-05 | 0.00011416 | 6.3059e-05 | 0.076923
6966 | 0.00010417 | 0.000333 | 0.00011416 | 0.0001051 | 0.15385
6967 | 0.00010803 | 0.00032917 | 0.00011416 | 0.00014837 | 0.23077
6968 | 0.00011087 | 0.00028423 | 0.00011416 | 0.00016445 | 0.38462
6969 | 0.00011577 | 0.00023019 | 0.00011416 | 0.00014096 | 0.46154
6970 | 0.00011714 | 0.0001813 | 0.00011416 | 0.00011746 | 0.57692
6971 | 0.0001167 | 0.00014 | 0.00011416 | 0.00012303 | 0.69231
6972 | 0.0001117 | 5.5055e-05 | 0.00011416 | 0.00012983 | 0.61538
6973 | 0.00011162 | 7.4895e-05 | 0.00011416 | 0.00012488 | 0.53846
6974 | 0.00011681 | 6.6022e-05 | 0.00011416 | 0.00012859 | 0.61538
6975 | 0.00011756 | 6.6264e-05 | 0.00011416 | 0.00014096 | 0.69231
6976 | 0.00011861 | 8.8127e-05 | 0.00011416 | 0.00015332 | 0.76923
6977 | 0.00011819 | 0.00011479 | 0.00011416 | 0.00016816 | 0.69231
6978 | 0.00011872 | 8.4286e-05 | 0.00011416 | 0.00015703 | 0.57692
6979 | 0.00011765 | 7.9753e-05 | 0.00011416 | 0.00013354 | 0.46154
6980 | 0.00011433 | 0.00013431 | 0.00011416 | 0.0001119 | 0.30769
6981 | 0.00011152 | 1.3524e-05 | 0.00011416 | 9.2116e-05 | 0.23077
6982 | 0.00011079 | 7.5587e-06 | 0.00011416 | 7.7897e-05 | 0.15385
6983 | 0.00010796 | 5.7772e-06 | 0.00011416 | 6.8623e-05 | 0.076923
6984 | 0.0001064 | 2.475e-06 | 0.00011416 | 5.1277e-05 | 0.038462
6985 | 0.00010277 | 2.7202e-06 | 0.00011416 | 3.3275e-05 | 0.038462
6986 | 0.00010143 | 1.7718e-06 | 0.00011416 | 2.8911e-05 | 0.038462
6987 | 0.00010025 | 1.1174e-06 | 0.00011416 | 2.4002e-05 | 0.038462
6988 | 0.00010253 | 1.1194e-06 | 0.00011416 | 3.1639e-05 | 0.038462
6989 | 0.00010396 | 3.2175e-06 | 0.00011416 | 5.564e-05 | 0.076923
6990 | 0.0001064 | 0.00023695 | 0.00011416 | 9.2734e-05 | 0.15385
6991 | 0.00011004 | 0.00024366 | 0.00011416 | 0.00013092 | 0.23077
6992 | 0.0001123 | 0.00020402 | 0.00011416 | 0.0001451 | 0.38462
6993 | 0.00011482 | 0.0001425 | 0.00011416 | 0.00012437 | 0.46154
6994 | 0.0001139 | 8.7388e-05 | 0.00011416 | 0.00010364 | 0.57692
6995 | 0.00011386 | 5.6265e-05 | 0.00011416 | 0.00010855 | 0.69231
6996 | 0.00010919 | 2.2558e-05 | 0.00011416 | 0.00011455 | 0.61538
6997 | 0.00010952 | 1.7978e-05 | 0.00011416 | 0.00011019 | 0.53846
6998 | 0.00011442 | 1.4454e-05 | 0.00011416 | 0.00011346 | 0.61538
6999 | 0.00011427 | 1.2037e-05 | 0.00011416 | 0.00012437 | 0.69231
7000 | 0.00011572 | 3.5663e-05 | 0.00011416 | 0.00013528 | 0.76923
7001 | 0.0001162 | 6.1625e-05 | 0.00011416 | 0.00014837 | 0.69231
7002 | 0.0001182 | 3.7822e-05 | 0.00011416 | 0.00013856 | 0.57692
7003 | 0.00011836 | 3.6337e-05 | 0.00011416 | 0.00011783 | 0.46154
7004 | 0.00011593 | 0.00010044 | 0.00011416 | 9.8735e-05 | 0.30769
7005 | 0.00011173 | 1.1084e-05 | 0.00011416 | 8.1279e-05 | 0.23077
7006 | 0.00011071 | 9.0427e-06 | 0.00011416 | 6.8732e-05 | 0.15385
7007 | 0.00010862 | 5.4782e-06 | 0.00011416 | 6.055e-05 | 0.076923
7008 | 0.00010731 | 3.2495e-06 | 0.00011416 | 7.1787e-05 | 0.076923
7009 | 0.00010231 | 2.4376e-06 | 0.00011416 | 4.6585e-05 | 0.076923
7010 | 0.00010223 | 1.9167e-06 | 0.00011416 | 4.0476e-05 | 0.057692
7011 | 0.00010126 | 1.125e-06 | 0.00011416 | 3.3602e-05 | 0.057692
7012 | 0.00010125 | 1.1313e-06 | 0.00011416 | 4.4294e-05 | 0.076923
7013 | 0.00010208 | 1.9542e-06 | 0.00011416 | 7.7897e-05 | 0.11538
7014 | 0.00010224 | 0.00028461 | 0.00011416 | 0.00012983 | 0.19231
7015 | 0.00010595 | 0.00029388 | 0.00011416 | 0.00018329 | 0.30769
7016 | 0.00010849 | 0.00025836 | 0.00011416 | 0.00020314 | 0.46154
7017 | 0.00011312 | 0.00020765 | 0.00011416 | 0.00017412 | 0.57692
7018 | 0.00011348 | 0.00017481 | 0.00011416 | 0.0001451 | 0.69231
7019 | 0.00011293 | 0.00013896 | 0.00011416 | 0.00015197 | 0.76923
7020 | 0.00010827 | 3.8023e-05 | 0.00011416 | 0.00016038 | 0.73077
7021 | 0.0001105 | 7.4908e-05 | 0.00011416 | 0.00015427 | 0.69231
7022 | 0.00011512 | 7.4381e-05 | 0.00011416 | 0.00015885 | 0.84615
7023 | 0.00011403 | 7.3084e-05 | 0.00011416 | 0.00017412 | 0.96154
7024 | 0.000114 | 8.5141e-05 | 0.00011416 | 0.0001894 | 1
7025 | 0.00011539 | 0.00011416 | 0.00011416 | 0.00020772 | 0.92308
7026 | 0.00011563 | 8.8319e-05 | 0.00011416 | 0.00019398 | 0.76923
7027 | 0.00011569 | 8.9993e-05 | 0.00011416 | 0.00016496 | 0.57692
7028 | 0.00011259 | 0.00014365 | 0.00011416 | 0.00013823 | 0.46154
7029 | 0.00011198 | 1.0544e-05 | 0.00011416 | 0.00011379 | 0.30769
7030 | 0.00011077 | 9.7009e-06 | 0.00011416 | 9.6225e-05 | 0.23077
7031 | 0.00010953 | 5.4785e-06 | 0.00011416 | 8.477e-05 | 0.15385
7032 | 0.00010623 | 2.5612e-06 | 0.00011416 | 6.8369e-05 | 0.076923
7033 | 0.00010215 | 1.4876e-06 | 0.00011416 | 4.4367e-05 | 0.076923
7034 | 0.00010216 | 1.2803e-06 | 0.00011416 | 3.8548e-05 | 0.057692
7035 | 0.00010086 | 1.2842e-06 | 0.00011416 | 3.2002e-05 | 0.057692
7036 | 0.00010064 | 1.1595e-06 | 0.00011416 | 4.2185e-05 | 0.076923
7037 | 0.00010117 | 1.1511e-05 | 0.00011416 | 7.4187e-05 | 0.11538
7038 | 0.00010292 | 0.00031352 | 0.00011416 | 0.00012365 | 0.19231
7039 | 0.00010259 | 0.00031009 | 0.00011416 | 0.00017456 | 0.30769
7040 | 0.00010343 | 0.00026317 | 0.00011416 | 0.00019347 | 0.46154
7041 | 0.00010494 | 0.00020491 | 0.00011416 | 0.00016583 | 0.57692
7042 | 0.00010574 | 0.00014728 | 0.00011416 | 0.00013819 | 0.69231
7043 | 0.00010676 | 9.7874e-05 | 0.00011416 | 0.00014474 | 0.76923
7044 | 0.00010317 | 2.0614e-05 | 0.00011416 | 0.00015274 | 0.73077
7045 | 0.00010429 | 3.4999e-05 | 0.00011416 | 0.00014692 | 0.69231
7046 | 0.00010517 | 2.5475e-05 | 0.00011416 | 0.00015128 | 0.84615
7047 | 0.00010446 | 3.0304e-05 | 0.00011416 | 0.00016583 | 0.96154
7048 | 0.00010562 | 5.7513e-05 | 0.00011416 | 0.00018038 | 1
7049 | 0.00010595 | 9.4674e-05 | 0.00011416 | 0.00019783 | 0.92308
7050 | 0.00010772 | 6.1088e-05 | 0.00011416 | 0.00018474 | 0.76923
7051 | 0.00010645 | 5.8669e-05 | 0.00011416 | 0.0001571 | 0.57692
7052 | 0.00010613 | 0.00011654 | 0.00011416 | 0.00013165 | 0.46154
7053 | 0.00010649 | 1.352e-05 | 0.00011416 | 0.00010837 | 0.30769
7054 | 0.00010556 | 7.5562e-06 | 0.00011416 | 9.1643e-05 | 0.23077
7055 | 0.00010491 | 5.7752e-06 | 0.00011416 | 8.0733e-05 | 0.15385
7056 | 0.00010132 | 2.5551e-06 | 0.00011416 | 6.9736e-05 | 0.076923
7057 | 9.7653e-05 | 1.4804e-06 | 0.00011416 | 4.5254e-05 | 0.076923
7058 | 9.5722e-05 | 1.2611e-06 | 0.00011416 | 3.9319e-05 | 0.057692
7059 | 9.5937e-05 | 1.2637e-06 | 0.00011416 | 3.2642e-05 | 0.057692
7060 | 9.4542e-05 | 1.1224e-06 | 0.00011416 | 4.3029e-05 | 0.076923
7061 | 9.551e-05 | 1.1445e-05 | 0.00011416 | 7.5671e-05 | 0.11538
7062 | 9.6434e-05 | 0.00022049 | 0.00011416 | 0.00012612 | 0.19231
7063 | 9.6545e-05 | 0.00022298 | 0.00011416 | 0.00017805 | 0.30769
7064 | 9.3783e-05 | 0.00018281 | 0.00011416 | 0.00019734 | 0.46154
7065 | 9.4292e-05 | 0.00012659 | 0.00011416 | 0.00016915 | 0.57692
7066 | 9.2918e-05 | 7.704e-05 | 0.00011416 | 0.00014096 | 0.69231
7067 | 9.2685e-05 | 3.0371e-05 | 0.00011416 | 0.00014763 | 0.76923
7068 | 9.1991e-05 | 1.8854e-05 | 0.00011416 | 0.00015579 | 0.73077
7069 | 9.3134e-05 | 1.6765e-05 | 0.00011416 | 0.00014986 | 0.69231
7070 | 9.2872e-05 | 9.6127e-06 | 0.00011416 | 0.00015431 | 0.84615
7071 | 9.3383e-05 | 8.4237e-06 | 0.00011416 | 0.00016915 | 0.96154
7072 | 9.4819e-05 | 9.6167e-06 | 0.00011416 | 0.00018398 | 1
7073 | 9.7319e-05 | 1.7663e-05 | 0.00011416 | 0.00020179 | 0.92308
7074 | 0.00010221 | 2.3641e-05 | 0.00011416 | 0.00018844 | 0.76923
7075 | 0.00010322 | 2.3942e-05 | 0.00011416 | 0.00016024 | 0.57692
7076 | 0.00010407 | 4.0769e-05 | 0.00011416 | 0.00013428 | 0.46154
7077 | 0.00010225 | 1.3506e-05 | 0.00011416 | 0.00011054 | 0.30769
7078 | 0.00010215 | 7.5471e-06 | 0.00011416 | 9.3476e-05 | 0.23077
7079 | 0.00010053 | 5.7674e-06 | 0.00011416 | 8.2348e-05 | 0.15385
7080 | 9.6899e-05 | 2.5495e-06 | 0.00011416 | 7.042e-05 | 0.076923
7081 | 9.3118e-05 | 1.474e-06 | 0.00011416 | 4.5698e-05 | 0.076923
7082 | 9.2559e-05 | 1.245e-06 | 0.00011416 | 3.9705e-05 | 0.057692
7083 | 9.3308e-05 | 1.2479e-06 | 0.00011416 | 3.2962e-05 | 0.057692
7084 | 9.3925e-05 | 1.113e-06 | 0.00011416 | 4.345e-05 | 0.076923
7085 | 9.6544e-05 | 1.1435e-05 | 0.00011416 | 7.6413e-05 | 0.11538
7086 | 0.00010164 | 0.00014714 | 0.00011416 | 0.00012735 | 0.19231
7087 | 0.00010491 | 0.00016093 | 0.00011416 | 0.0001798 | 0.30769
7088 | 0.00010805 | 0.00013698 | 0.00011416 | 0.00019927 | 0.46154
7089 | 0.00011201 | 8.0102e-05 | 0.00011416 | 0.00017081 | 0.57692
7090 | 0.00011216 | 2.7014e-05 | 0.00011416 | 0.00014234 | 0.69231
7091 | 0.00011265 | 1.264e-05 | 0.00011416 | 0.00014908 | 0.76923
7092 | 0.00010726 | 1.8844e-05 | 0.00011416 | 0.00015732 | 0.73077
7093 | 0.00010605 | 1.6755e-05 | 0.00011416 | 0.00015133 | 0.69231
7094 | 0.00011265 | 9.6055e-06 | 0.00011416 | 0.00015582 | 0.84615
7095 | 0.00011332 | 8.4175e-06 | 0.00011416 | 0.00017081 | 0.96154
7096 | 0.00011488 | 9.61e-06 | 0.00011416 | 0.00018579 | 1
7097 | 0.0001164 | 1.6766e-05 | 0.00011416 | 0.00020377 | 0.92308
7098 | 0.00011913 | 2.3626e-05 | 0.00011416 | 0.00019028 | 0.76923
7099 | 0.00011794 | 2.3928e-05 | 0.00011416 | 0.00016182 | 0.57692
7100 | 0.00011574 | 1.8591e-05 | 0.00011416 | 0.0001356 | 0.46154
7101 | 0.00011306 | 1.3499e-05 | 0.00011416 | 0.00011162 | 0.30769
7102 | 0.00011192 | 7.5427e-06 | 0.00011416 | 9.4392e-05 | 0.23077
7103 | 0.00011175 | 5.7642e-06 | 0.00011416 | 8.3155e-05 | 0.15385
7104 | 0.00010837 | 2.5471e-06 | 0.00011416 | 7.3838e-05 | 0.076923
7105 | 0.00010364 | 1.4715e-06 | 0.00011416 | 4.7916e-05 | 0.076923
7106 | 0.00010282 | 1.239e-06 | 0.00011416 | 4.1632e-05 | 0.057692
7107 | 0.0001025 | 1.2416e-06 | 0.00011416 | 3.4563e-05 | 0.057692
7108 | 0.00010306 | 1.1102e-06 | 0.00011416 | 4.556e-05 | 0.076923
7109 | 0.00010354 | 1.1432e-05 | 0.00011416 | 8.0122e-05 | 0.11538
7110 | 0.00010512 | 0.00011855 | 0.00011416 | 0.00013354 | 0.19231
7111 | 0.00010917 | 0.00013517 | 0.00011416 | 0.00018852 | 0.30769
7112 | 0.00011112 | 0.0001073 | 0.00011416 | 0.00020895 | 0.46154
7113 | 0.00011439 | 5.8152e-05 | 0.00011416 | 0.0001791 | 0.57692
7114 | 0.00011536 | 2.5693e-05 | 0.00011416 | 0.00014925 | 0.69231
7115 | 0.00011465 | 1.2684e-05 | 0.00011416 | 0.00015632 | 0.76923
7116 | 0.0001095 | 1.8849e-05 | 0.00011416 | 0.00016496 | 0.73077
7117 | 0.00010833 | 1.676e-05 | 0.00011416 | 0.00015867 | 0.69231
7118 | 0.00011436 | 9.6097e-06 | 0.00011416 | 0.00016339 | 0.84615
7119 | 0.00011382 | 8.42e-06 | 0.00011416 | 0.0001791 | 0.96154
7120 | 0.00011693 | 9.6116e-06 | 0.00011416 | 0.00019481 | 1
7121 | 0.00011761 | 1.6768e-05 | 0.00011416 | 0.00021366 | 0.92308
7122 | 0.00012063 | 2.3632e-05 | 0.00011416 | 0.00019952 | 0.76923
7123 | 0.00011966 | 2.3936e-05 | 0.00011416 | 0.00016967 | 0.57692
7124 | 0.00011709 | 2.0579e-05 | 0.00011416 | 0.00014218 | 0.46154
7125 | 0.00011424 | 1.3505e-05 | 0.00011416 | 0.00011704 | 0.30769
7126 | 0.00011266 | 7.5478e-06 | 0.00011416 | 9.8975e-05 | 0.23077
7127 | 0.00011303 | 5.7691e-06 | 0.00011416 | 8.7192e-05 | 0.15385
7128 | 0.00010816 | 2.5512e-06 | 0.00011416 | 5.8113e-05 | 0.038462
7129 | 0.00010313 | 1.4766e-06 | 0.00011416 | 3.7712e-05 | 0.038462
7130 | 0.00010279 | 1.2526e-06 | 0.00011416 | 3.2766e-05 | 0.038462
7131 | 0.00010315 | 1.2568e-06 | 0.00011416 | 2.7202e-05 | 0.038462
7132 | 0.00010392 | 1.1197e-06 | 0.00011416 | 3.5857e-05 | 0.038462
7133 | 0.0001054 | 1.1445e-05 | 0.00011416 | 6.3059e-05 | 0.076923
7134 | 0.00010913 | 0.00019817 | 0.00011416 | 0.0001051 | 0.15385
7135 | 0.00011177 | 0.00020476 | 0.00011416 | 0.00014837 | 0.23077
7136 | 0.00011228 | 0.00016873 | 0.00011416 | 0.00016445 | 0.38462
7137 | 0.00011411 | 0.00012213 | 0.00011416 | 0.00014096 | 0.46154
7138 | 0.00011388 | 8.7359e-05 | 0.00011416 | 0.00011746 | 0.57692
7139 | 0.00011304 | 5.4922e-05 | 0.00011416 | 0.00012303 | 0.69231
7140 | 0.00010754 | 1.8867e-05 | 0.00011416 | 0.00012983 | 0.61538
7141 | 0.00010859 | 1.7e-05 | 0.00011416 | 0.00012488 | 0.53846
7142 | 0.00011268 | 1.0154e-05 | 0.00011416 | 0.00012859 | 0.61538
7143 | 0.00011267 | 9.6021e-06 | 0.00011416 | 0.00014096 | 0.69231
7144 | 0.00011573 | 2.0506e-05 | 0.00011416 | 0.00015332 | 0.76923
7145 | 0.00011695 | 4.5498e-05 | 0.00011416 | 0.00016816 | 0.69231
7146 | 0.00011951 | 2.7931e-05 | 0.00011416 | 0.00015703 | 0.57692
7147 | 0.00011763 | 3.2324e-05 | 0.00011416 | 0.00013354 | 0.46154
7148 | 0.00011552 | 9.3422e-05 | 0.00011416 | 0.0001119 | 0.30769
7149 | 0.00011439 | 1.3519e-05 | 0.00011416 | 9.2116e-05 | 0.23077
7150 | 0.00011427 | 7.5565e-06 | 0.00011416 | 7.7897e-05 | 0.15385
7151 | 0.00011215 | 5.776e-06 | 0.00011416 | 6.8623e-05 | 0.076923
7152 | 0.00010938 | 2.4748e-06 | 0.00011416 | 5.1277e-05 | 0.038462
7153 | 0.00010378 | 2.7197e-06 | 0.00011416 | 3.3275e-05 | 0.038462
7154 | 0.00010267 | 1.7714e-06 | 0.00011416 | 2.8911e-05 | 0.038462
7155 | 0.00010254 | 1.1171e-06 | 0.00011416 | 2.4002e-05 | 0.038462
7156 | 0.00010259 | 1.1183e-06 | 0.00011416 | 3.1639e-05 | 0.038462
7157 | 0.00010402 | 3.2215e-06 | 0.00011416 | 5.564e-05 | 0.076923
7158 | 0.00010797 | 0.00023054 | 0.00011416 | 9.2734e-05 | 0.15385
7159 | 0.00011074 | 0.00026133 | 0.00011416 | 0.00013092 | 0.23077
7160 | 0.00011322 | 0.00028654 | 0.00011416 | 0.0001451 | 0.38462
7161 | 0.00011676 | 0.00025658 | 0.00011416 | 0.00012437 | 0.46154
7162 | 0.00011685 | 0.0002422 | 0.00011416 | 0.00010364 | 0.57692
7163 | 0.00011646 | 0.00023961 | 0.00011416 | 0.00010855 | 0.69231
7164 | 0.00011113 | 0.00015909 | 0.00011416 | 0.00011455 | 0.61538
7165 | 0.00011085 | 0.00013983 | 0.00011416 | 0.00011019 | 0.53846
7166 | 0.00011578 | 0.00012649 | 0.00011416 | 0.00011346 | 0.61538
7167 | 0.00011595 | 0.0001195 | 0.00011416 | 0.00012437 | 0.69231
7168 | 0.00011715 | 0.00012678 | 0.00011416 | 0.00013528 | 0.76923
7169 | 0.00011873 | 0.00013247 | 0.00011416 | 0.00014837 | 0.69231
7170 | 0.00012072 | 0.00011033 | 0.00011416 | 0.00013856 | 0.57692
7171 | 0.00011979 | 0.00010288 | 0.00011416 | 0.00011783 | 0.46154
7172 | 0.00011686 | 0.00015697 | 0.00011416 | 9.8735e-05 | 0.30769
7173 | 0.00011392 | 1.1098e-05 | 0.00011416 | 8.1279e-05 | 0.23077
7174 | 0.00011227 | 9.0559e-06 | 0.00011416 | 6.8732e-05 | 0.15385
7175 | 0.00011169 | 5.4858e-06 | 0.00011416 | 6.055e-05 | 0.076923
7176 | 0.0001075 | 3.2553e-06 | 0.00011416 | 7.1787e-05 | 0.076923
7177 | 0.00010343 | 2.443e-06 | 0.00011416 | 4.6585e-05 | 0.076923
7178 | 0.00010375 | 1.9556e-06 | 0.00011416 | 4.0476e-05 | 0.057692
7179 | 0.00010382 | 1.3259e-06 | 0.00011416 | 3.3602e-05 | 0.057692
7180 | 0.00010437 | 2.1864e-06 | 0.00011416 | 4.4294e-05 | 0.076923
7181 | 0.00010427 | 4.8934e-06 | 0.00011416 | 7.7897e-05 | 0.11538
7182 | 0.0001056 | 0.00033951 | 0.00011416 | 0.00012983 | 0.19231
7183 | 0.0001086 | 0.00034807 | 0.00011416 | 0.00018329 | 0.30769
7184 | 0.00011314 | 0.00031224 | 0.00011416 | 0.00020314 | 0.46154
7185 | 0.00011612 | 0.00025907 | 0.00011416 | 0.00017412 | 0.57692
7186 | 0.00011575 | 0.00020751 | 0.00011416 | 0.0001451 | 0.69231
7187 | 0.00011615 | 0.00016655 | 0.00011416 | 0.00015197 | 0.76923
7188 | 0.00011071 | 7.2317e-05 | 0.00011416 | 0.00016038 | 0.73077
7189 | 0.00011049 | 9.3039e-05 | 0.00011416 | 0.00015427 | 0.69231
7190 | 0.00011521 | 9.4409e-05 | 0.00011416 | 0.00015885 | 0.84615
7191 | 0.00011554 | 0.00010026 | 0.00011416 | 0.00017412 | 0.96154
7192 | 0.00011673 | 0.00011833 | 0.00011416 | 0.0001894 | 1
7193 | 0.00011775 | 0.00014757 | 0.00011416 | 0.00020772 | 0.92308
7194 | 0.00012066 | 0.00011328 | 0.00011416 | 0.00019398 | 0.76923
7195 | 0.00011835 | 0.00010656 | 0.00011416 | 0.00016496 | 0.57692
7196 | 0.00011401 | 0.00015216 | 0.00011416 | 0.00013823 | 0.46154
7197 | 0.0001106 | 1.0545e-05 | 0.00011416 | 0.00011379 | 0.30769
7198 | 0.00010969 | 9.6998e-06 | 0.00011416 | 9.6225e-05 | 0.23077
7199 | 0.00010811 | 5.4766e-06 | 0.00011416 | 8.477e-05 | 0.15385
7200 | 0.00010471 | 2.5587e-06 | 0.00011416 | 6.8369e-05 | 0.076923
7201 | 0.00010063 | 1.484e-06 | 0.00011416 | 4.4367e-05 | 0.076923
7202 | 0.00010081 | 1.2687e-06 | 0.00011416 | 3.8548e-05 | 0.057692
7203 | 0.00010013 | 1.2708e-06 | 0.00011416 | 3.2002e-05 | 0.057692
7204 | 9.9282e-05 | 1.1262e-06 | 0.00011416 | 4.2185e-05 | 0.076923
7205 | 0.00010029 | 1.1449e-05 | 0.00011416 | 7.4187e-05 | 0.11538
7206 | 0.00010248 | 0.00024575 | 0.00011416 | 0.00012365 | 0.19231
7207 | 0.00010388 | 0.0002464 | 0.00011416 | 0.00017456 | 0.30769
7208 | 0.00010292 | 0.00021741 | 0.00011416 | 0.00019347 | 0.46154
7209 | 0.00010504 | 0.00017531 | 0.00011416 | 0.00016583 | 0.57692
7210 | 0.00010499 | 0.00012886 | 0.00011416 | 0.00013819 | 0.69231
7211 | 0.00010527 | 8.7619e-05 | 0.00011416 | 0.00014474 | 0.76923
7212 | 0.0001016 | 1.8891e-05 | 0.00011416 | 0.00015274 | 0.73077
7213 | 0.00010135 | 1.7082e-05 | 0.00011416 | 0.00014692 | 0.69231
7214 | 0.00010425 | 9.889e-06 | 0.00011416 | 0.00015128 | 0.84615
7215 | 0.00010371 | 8.6028e-06 | 0.00011416 | 0.00016583 | 0.96154
7216 | 0.00010431 | 1.2803e-05 | 0.00011416 | 0.00018038 | 1
7217 | 0.00010314 | 3.9136e-05 | 0.00011416 | 0.00019783 | 0.92308
7218 | 0.000106 | 2.3973e-05 | 0.00011416 | 0.00018474 | 0.76923
7219 | 0.00010594 | 2.4094e-05 | 0.00011416 | 0.0001571 | 0.57692
7220 | 0.00010524 | 6.403e-05 | 0.00011416 | 0.00013165 | 0.46154
7221 | 0.00010522 | 1.3508e-05 | 0.00011416 | 0.00010837 | 0.30769
7222 | 0.00010512 | 7.548e-06 | 0.00011416 | 9.1643e-05 | 0.23077
7223 | 0.00010416 | 5.7679e-06 | 0.00011416 | 8.0733e-05 | 0.15385
7224 | 0.00010075 | 2.55e-06 | 0.00011416 | 6.9736e-05 | 0.076923
7225 | 9.5176e-05 | 1.4751e-06 | 0.00011416 | 4.5254e-05 | 0.076923
7226 | 9.5017e-05 | 1.2492e-06 | 0.00011416 | 3.9319e-05 | 0.057692
7227 | 9.4819e-05 | 1.2517e-06 | 0.00011416 | 3.2642e-05 | 0.057692
7228 | 9.4823e-05 | 1.1155e-06 | 0.00011416 | 4.3029e-05 | 0.076923
7229 | 9.6164e-05 | 1.1437e-05 | 0.00011416 | 7.5671e-05 | 0.11538
7230 | 9.6532e-05 | 0.00017132 | 0.00011416 | 0.00012612 | 0.19231
7231 | 9.6934e-05 | 0.00018157 | 0.00011416 | 0.00017805 | 0.30769
7232 | 9.6192e-05 | 0.00014756 | 0.00011416 | 0.00019734 | 0.46154
7233 | 9.6167e-05 | 9.7155e-05 | 0.00011416 | 0.00016915 | 0.57692
7234 | 9.6183e-05 | 5.0558e-05 | 0.00011416 | 0.00014096 | 0.69231
7235 | 9.5669e-05 | 1.3692e-05 | 0.00011416 | 0.00014763 | 0.76923
7236 | 9.4234e-05 | 1.8847e-05 | 0.00011416 | 0.00015579 | 0.73077
7237 | 9.4807e-05 | 1.6759e-05 | 0.00011416 | 0.00014986 | 0.69231
7238 | 9.6135e-05 | 9.6086e-06 | 0.00011416 | 0.00015431 | 0.84615
7239 | 9.4821e-05 | 8.4195e-06 | 0.00011416 | 0.00016915 | 0.96154
7240 | 9.4766e-05 | 9.6125e-06 | 0.00011416 | 0.00018398 | 1
7241 | 9.6411e-05 | 1.6774e-05 | 0.00011416 | 0.00020179 | 0.92308
7242 | 0.00010194 | 2.3632e-05 | 0.00011416 | 0.00018844 | 0.76923
7243 | 0.00010089 | 2.3934e-05 | 0.00011416 | 0.00016024 | 0.57692
7244 | 0.000101 | 2.1843e-05 | 0.00011416 | 0.00013428 | 0.46154
7245 | 0.00010036 | 1.3502e-05 | 0.00011416 | 0.00011054 | 0.30769
7246 | 0.0001005 | 7.545e-06 | 0.00011416 | 9.3476e-05 | 0.23077
7247 | 0.00010094 | 5.7659e-06 | 0.00011416 | 8.2348e-05 | 0.15385
7248 | 9.758e-05 | 2.5486e-06 | 0.00011416 | 7.042e-05 | 0.076923
7249 | 9.1988e-05 | 1.473e-06 | 0.00011416 | 4.5698e-05 | 0.076923
7250 | 9.2189e-05 | 1.2427e-06 | 0.00011416 | 3.9705e-05 | 0.057692
7251 | 9.2967e-05 | 1.2454e-06 | 0.00011416 | 3.2962e-05 | 0.057692
7252 | 9.4196e-05 | 1.1123e-06 | 0.00011416 | 4.345e-05 | 0.076923
7253 | 9.7314e-05 | 1.1434e-05 | 0.00011416 | 7.6413e-05 | 0.11538
7254 | 0.00010067 | 0.00013844 | 0.00011416 | 0.00012735 | 0.19231
7255 | 0.00010677 | 0.00015346 | 0.00011416 | 0.0001798 | 0.30769
7256 | 0.0001118 | 0.00012921 | 0.00011416 | 0.00019927 | 0.46154
7257 | 0.00011424 | 7.7446e-05 | 0.00011416 | 0.00017081 | 0.57692
7258 | 0.00011459 | 2.567e-05 | 0.00011416 | 0.00014234 | 0.69231
7259 | 0.00011494 | 1.2696e-05 | 0.00011416 | 0.00014908 | 0.76923
7260 | 0.00010952 | 1.8849e-05 | 0.00011416 | 0.00015732 | 0.73077
7261 | 0.00010925 | 1.6761e-05 | 0.00011416 | 0.00015133 | 0.69231
7262 | 0.00011477 | 9.6115e-06 | 0.00011416 | 0.00015582 | 0.84615
7263 | 0.0001144 | 8.4233e-06 | 0.00011416 | 0.00017081 | 0.96154
7264 | 0.00011501 | 9.6167e-06 | 0.00011416 | 0.00018579 | 1
7265 | 0.00011713 | 1.6909e-05 | 0.00011416 | 0.00020377 | 0.92308
7266 | 0.00012044 | 2.364e-05 | 0.00011416 | 0.00019028 | 0.76923
7267 | 0.00011878 | 2.3942e-05 | 0.00011416 | 0.00016182 | 0.57692
7268 | 0.00011486 | 3.3682e-05 | 0.00011416 | 0.0001356 | 0.46154
7269 | 0.00011095 | 1.3507e-05 | 0.00011416 | 0.00011162 | 0.30769
7270 | 0.00011188 | 7.5482e-06 | 0.00011416 | 9.4392e-05 | 0.23077
7271 | 0.00011141 | 5.7686e-06 | 0.00011416 | 8.3155e-05 | 0.15385
7272 | 0.00010929 | 2.5507e-06 | 0.00011416 | 7.3838e-05 | 0.076923
7273 | 0.00010296 | 1.4757e-06 | 0.00011416 | 4.7916e-05 | 0.076923
7274 | 0.0001017 | 1.2495e-06 | 0.00011416 | 4.1632e-05 | 0.057692
7275 | 0.00010257 | 1.2531e-06 | 0.00011416 | 3.4563e-05 | 0.057692
7276 | 0.0001038 | 1.1167e-06 | 0.00011416 | 4.556e-05 | 0.076923
7277 | 0.00010493 | 1.1441e-05 | 0.00011416 | 8.0122e-05 | 0.11538
7278 | 0.00010543 | 0.00017332 | 0.00011416 | 0.00013354 | 0.19231
7279 | 0.00010974 | 0.00019341 | 0.00011416 | 0.00018852 | 0.30769
7280 | 0.00011098 | 0.00017182 | 0.00011416 | 0.00020895 | 0.46154
7281 | 0.00011456 | 0.00013686 | 0.00011416 | 0.0001791 | 0.57692
7282 | 0.00011471 | 0.00010896 | 0.00011416 | 0.00014925 | 0.69231
7283 | 0.00011363 | 9.5425e-05 | 0.00011416 | 0.00015632 | 0.76923
7284 | 0.00010734 | 3.1871e-05 | 0.00011416 | 0.00016496 | 0.73077
7285 | 0.00010658 | 5.9464e-05 | 0.00011416 | 0.00015867 | 0.69231
7286 | 0.00011088 | 5.6077e-05 | 0.00011416 | 0.00016339 | 0.84615
7287 | 0.0001116 | 5.1056e-05 | 0.00011416 | 0.0001791 | 0.96154
7288 | 0.00011371 | 5.9114e-05 | 0.00011416 | 0.00019481 | 1
7289 | 0.00011581 | 7.9598e-05 | 0.00011416 | 0.00021366 | 0.92308
7290 | 0.00011734 | 5.4836e-05 | 0.00011416 | 0.00019952 | 0.76923
7291 | 0.00011726 | 5.4762e-05 | 0.00011416 | 0.00016967 | 0.57692
7292 | 0.0001152 | 0.00011504 | 0.00011416 | 0.00014218 | 0.46154
7293 | 0.00011176 | 1.3523e-05 | 0.00011416 | 0.00011704 | 0.30769
7294 | 0.00011047 | 7.5585e-06 | 0.00011416 | 9.8975e-05 | 0.23077
7295 | 0.00011055 | 5.7775e-06 | 0.00011416 | 8.7192e-05 | 0.15385
7296 | 0.00010664 | 2.5572e-06 | 0.00011416 | 5.4885e-05 | 0.038462
7297 | 0.00010187 | 1.483e-06 | 0.00011416 | 3.5617e-05 | 0.038462
7298 | 0.00010126 | 1.2685e-06 | 0.00011416 | 3.0946e-05 | 0.038462
7299 | 0.00010103 | 1.2719e-06 | 0.00011416 | 2.5691e-05 | 0.038462
7300 | 0.00010223 | 1.1279e-06 | 0.00011416 | 3.3865e-05 | 0.038462
7301 | 0.00010308 | 1.1454e-05 | 0.00011416 | 5.9556e-05 | 0.076923
7302 | 0.00010458 | 0.00025979 | 0.00011416 | 9.926e-05 | 0.15385
7303 | 0.00010844 | 0.00027533 | 0.00011416 | 0.00014013 | 0.23077
7304 | 0.00011001 | 0.0002552 | 0.00011416 | 0.00015531 | 0.38462
7305 | 0.00011506 | 0.00021998 | 0.00011416 | 0.00013313 | 0.46154
7306 | 0.00011532 | 0.00019121 | 0.00011416 | 0.00011094 | 0.57692
7307 | 0.0001145 | 0.00016769 | 0.00011416 | 0.00011619 | 0.69231
7308 | 0.00010935 | 9.7662e-05 | 0.00011416 | 0.00012262 | 0.61538
7309 | 0.0001084 | 0.00012929 | 0.00011416 | 0.00011794 | 0.53846
7310 | 0.00011307 | 0.00012857 | 0.00011416 | 0.00012145 | 0.61538
7311 | 0.00011252 | 0.00012995 | 0.00011416 | 0.00013313 | 0.69231
7312 | 0.00011388 | 0.00013964 | 0.00011416 | 0.0001448 | 0.76923
7313 | 0.00011456 | 0.00016521 | 0.00011416 | 0.00015882 | 0.69231
7314 | 0.00011633 | 0.00011974 | 0.00011416 | 0.00014831 | 0.57692
7315 | 0.00011523 | 0.00010723 | 0.00011416 | 0.00012612 | 0.46154
7316 | 0.00011438 | 0.00015481 | 0.00011416 | 0.00010568 | 0.30769
7317 | 0.00011275 | 1.3532e-05 | 0.00011416 | 8.6998e-05 | 0.23077
7318 | 0.00011291 | 7.5625e-06 | 0.00011416 | 7.3569e-05 | 0.15385
7319 | 0.00011166 | 5.7798e-06 | 0.00011416 | 6.4811e-05 | 0.076923
7320 | 0.00010744 | 2.4769e-06 | 0.00011416 | 4.8428e-05 | 0.038462
7321 | 0.00010157 | 2.7215e-06 | 0.00011416 | 3.1427e-05 | 0.038462
7322 | 0.00010155 | 1.772e-06 | 0.00011416 | 2.7305e-05 | 0.038462
7323 | 0.00010187 | 1.1167e-06 | 0.00011416 | 2.2668e-05 | 0.038462
7324 | 0.00010189 | 1.1174e-06 | 0.00011416 | 2.9881e-05 | 0.038462
7325 | 0.00010454 | 3.2164e-06 | 0.00011416 | 5.2549e-05 | 0.076923
7326 | 0.00010664 | 0.00021961 | 0.00011416 | 8.7582e-05 | 0.15385
7327 | 0.00010864 | 0.00025213 | 0.00011416 | 0.00012365 | 0.23077
7328 | 0.00011186 | 0.00024852 | 0.00011416 | 0.00013704 | 0.38462
7329 | 0.0001152 | 0.00022835 | 0.00011416 | 0.00011746 | 0.46154
7330 | 0.00011605 | 0.00020681 | 0.00011416 | 9.7886e-05 | 0.57692
7331 | 0.00011472 | 0.00019886 | 0.00011416 | 0.00010252 | 0.69231
7332 | 0.00010853 | 0.00014688 | 0.00011416 | 0.00010819 | 0.61538
7333 | 0.00010889 | 0.000111 | 0.00011416 | 0.00010407 | 0.53846
7334 | 0.00011444 | 8.4758e-05 | 0.00011416 | 0.00010716 | 0.61538
7335 | 0.00011415 | 6.5838e-05 | 0.00011416 | 0.00011746 | 0.69231
7336 | 0.00011599 | 7.8509e-05 | 0.00011416 | 0.00012777 | 0.76923
7337 | 0.00011668 | 9.8956e-05 | 0.00011416 | 0.00014013 | 0.69231
7338 | 0.00011829 | 6.9291e-05 | 0.00011416 | 0.00013086 | 0.57692
7339 | 0.00011679 | 6.0049e-05 | 0.00011416 | 0.00011128 | 0.46154
7340 | 0.00011376 | 0.00011582 | 0.00011416 | 9.3249e-05 | 0.30769
7341 | 0.00011098 | 1.1087e-05 | 0.00011416 | 7.6763e-05 | 0.23077
7342 | 0.00011017 | 9.044e-06 | 0.00011416 | 6.4914e-05 | 0.15385
7343 | 0.00010861 | 5.4783e-06 | 0.00011416 | 5.7186e-05 | 0.076923
7344 | 0.00010719 | 3.2493e-06 | 0.00011416 | 6.7799e-05 | 0.076923
7345 | 0.00010151 | 2.437e-06 | 0.00011416 | 4.3997e-05 | 0.076923
7346 | 0.00010019 | 1.916e-06 | 0.00011416 | 3.8227e-05 | 0.057692
7347 | 9.8996e-05 | 1.1234e-06 | 0.00011416 | 3.1736e-05 | 0.057692
7348 | 0.00010069 | 1.126e-06 | 0.00011416 | 4.1833e-05 | 0.076923
7349 | 0.00010162 | 1.9316e-06 | 0.00011416 | 7.3569e-05 | 0.11538
7350 | 0.00010482 | 0.00027334 | 0.00011416 | 0.00012262 | 0.19231
7351 | 0.00010747 | 0.00029478 | 0.00011416 | 0.0001731 | 0.30769
7352 | 0.00011095 | 0.00024309 | 0.00011416 | 0.00019186 | 0.46154
7353 | 0.00011678 | 0.00018292 | 0.00011416 | 0.00016445 | 0.57692
7354 | 0.00011624 | 0.00013456 | 0.00011416 | 0.00013704 | 0.69231
7355 | 0.00011529 | 8.9236e-05 | 0.00011416 | 0.00014353 | 0.76923
7356 | 0.00010944 | 2.4425e-05 | 0.00011416 | 0.00015147 | 0.73077
7357 | 0.00010963 | 2.3199e-05 | 0.00011416 | 0.0001457 | 0.69231
7358 | 0.00011375 | 2.0962e-05 | 0.00011416 | 0.00015002 | 0.84615
7359 | 0.0001132 | 2.9493e-05 | 0.00011416 | 0.00016445 | 0.96154
7360 | 0.00011426 | 5.5181e-05 | 0.00011416 | 0.00017887 | 1
7361 | 0.00011445 | 9.2474e-05 | 0.00011416 | 0.00019618 | 0.92308
7362 | 0.00011631 | 6.2707e-05 | 0.00011416 | 0.0001832 | 0.76923
7363 | 0.00011431 | 6.0952e-05 | 0.00011416 | 0.00015579 | 0.57692
7364 | 0.00011239 | 0.00011288 | 0.00011416 | 0.00013055 | 0.46154
7365 | 0.00010899 | 1.0538e-05 | 0.00011416 | 0.00010747 | 0.30769
7366 | 0.00010752 | 9.6939e-06 | 0.00011416 | 9.0879e-05 | 0.23077
7367 | 0.00010797 | 5.4731e-06 | 0.00011416 | 8.006e-05 | 0.15385
7368 | 0.00010565 | 2.5565e-06 | 0.00011416 | 6.457e-05 | 0.076923
7369 | 0.00010077 | 1.4814e-06 | 0.00011416 | 4.1902e-05 | 0.076923
7370 | 9.8712e-05 | 1.2629e-06 | 0.00011416 | 3.6407e-05 | 0.057692
7371 | 9.795e-05 | 1.2652e-06 | 0.00011416 | 3.0224e-05 | 0.057692
7372 | 9.7492e-05 | 1.1231e-06 | 0.00011416 | 3.9841e-05 | 0.076923
7373 | 9.8727e-05 | 1.1446e-05 | 0.00011416 | 7.0066e-05 | 0.11538
7374 | 0.00010061 | 0.00022276 | 0.00011416 | 0.00011678 | 0.19231
7375 | 9.9777e-05 | 0.00023542 | 0.00011416 | 0.00016486 | 0.30769
7376 | 0.00010021 | 0.00017791 | 0.00011416 | 0.00018272 | 0.46154
7377 | 0.00010179 | 0.00011938 | 0.00011416 | 0.00015662 | 0.57692
7378 | 0.00010299 | 6.6999e-05 | 0.00011416 | 0.00013051 | 0.69231
7379 | 0.00010318 | 2.4944e-05 | 0.00011416 | 0.0001367 | 0.76923
7380 | 0.00010084 | 1.8852e-05 | 0.00011416 | 0.00014425 | 0.73077
7381 | 0.00010006 | 1.6765e-05 | 0.00011416 | 0.00013876 | 0.69231
7382 | 0.00010168 | 9.6132e-06 | 0.00011416 | 0.00014288 | 0.84615
7383 | 0.00010144 | 8.4241e-06 | 0.00011416 | 0.00015662 | 0.96154
7384 | 0.00010242 | 9.7659e-06 | 0.00011416 | 0.00017036 | 1
7385 | 0.00010328 | 2.049e-05 | 0.00011416 | 0.00018684 | 0.92308
7386 | 0.00010635 | 2.3668e-05 | 0.00011416 | 0.00017448 | 0.76923
7387 | 0.00010643 | 2.3972e-05 | 0.00011416 | 0.00014837 | 0.57692
7388 | 0.00010601 | 5.3392e-05 | 0.00011416 | 0.00012433 | 0.46154
7389 | 0.00010448 | 1.3508e-05 | 0.00011416 | 0.00010235 | 0.30769
7390 | 0.00010536 | 7.5487e-06 | 0.00011416 | 8.6552e-05 | 0.23077
7391 | 0.00010571 | 5.7691e-06 | 0.00011416 | 7.6248e-05 | 0.15385
7392 | 0.00010302 | 2.5516e-06 | 0.00011416 | 6.5862e-05 | 0.076923
7393 | 9.9455e-05 | 1.4773e-06 | 0.00011416 | 4.274e-05 | 0.076923
7394 | 9.7127e-05 | 1.2564e-06 | 0.00011416 | 3.7135e-05 | 0.057692
7395 | 9.6706e-05 | 1.2602e-06 | 0.00011416 | 3.0829e-05 | 0.057692
7396 | 9.7283e-05 | 1.1215e-06 | 0.00011416 | 4.0638e-05 | 0.076923
7397 | 9.7812e-05 | 1.1446e-05 | 0.00011416 | 7.1467e-05 | 0.11538
7398 | 9.8199e-05 | 0.00022113 | 0.00011416 | 0.00011911 | 0.19231
7399 | 9.8049e-05 | 0.00023558 | 0.00011416 | 0.00016816 | 0.30769
7400 | 9.8074e-05 | 0.00018448 | 0.00011416 | 0.00018638 | 0.46154
7401 | 9.669e-05 | 0.00012771 | 0.00011416 | 0.00015975 | 0.57692
7402 | 9.7068e-05 | 7.955e-05 | 0.00011416 | 0.00013313 | 0.69231
7403 | 9.5914e-05 | 3.4287e-05 | 0.00011416 | 0.00013943 | 0.76923
7404 | 9.5277e-05 | 1.8859e-05 | 0.00011416 | 0.00014714 | 0.73077
7405 | 9.6184e-05 | 1.6833e-05 | 0.00011416 | 0.00014153 | 0.69231
7406 | 9.6111e-05 | 9.8702e-06 | 0.00011416 | 0.00014574 | 0.84615
7407 | 9.6023e-05 | 9.4936e-06 | 0.00011416 | 0.00015975 | 0.96154
7408 | 9.6814e-05 | 2.6339e-05 | 0.00011416 | 0.00017376 | 1
7409 | 9.7037e-05 | 5.9519e-05 | 0.00011416 | 0.00019058 | 0.92308
7410 | 0.0001033 | 3.9289e-05 | 0.00011416 | 0.00017797 | 0.76923
7411 | 0.00010342 | 4.5512e-05 | 0.00011416 | 0.00015134 | 0.57692
7412 | 0.00010373 | 0.00011065 | 0.00011416 | 0.00012682 | 0.46154
7413 | 0.00010313 | 1.3523e-05 | 0.00011416 | 0.0001044 | 0.30769
7414 | 0.00010361 | 7.5594e-06 | 0.00011416 | 8.8283e-05 | 0.23077
7415 | 0.00010404 | 5.7788e-06 | 0.00011416 | 7.7773e-05 | 0.15385
7416 | 0.00010081 | 2.5587e-06 | 0.00011416 | 6.6508e-05 | 0.076923
7417 | 9.7703e-05 | 1.4852e-06 | 0.00011416 | 4.3159e-05 | 0.076923
7418 | 9.6404e-05 | 1.2757e-06 | 0.00011416 | 3.7499e-05 | 0.057692
7419 | 9.516e-05 | 1.2795e-06 | 0.00011416 | 3.1131e-05 | 0.057692
7420 | 9.5415e-05 | 1.1331e-06 | 0.00011416 | 4.1037e-05 | 0.076923
7421 | 9.8297e-05 | 1.1486e-05 | 0.00011416 | 7.2168e-05 | 0.11538
7422 | 0.0001004 | 0.00030402 | 0.00011416 | 0.00012028 | 0.19231
7423 | 0.00010596 | 0.00031569 | 0.00011416 | 0.00016981 | 0.30769
7424 | 0.00010981 | 0.00026306 | 0.00011416 | 0.0001882 | 0.46154
7425 | 0.00011604 | 0.00020179 | 0.00011416 | 0.00016132 | 0.57692
7426 | 0.00011667 | 0.00014811 | 0.00011416 | 0.00013443 | 0.69231
7427 | 0.00011496 | 0.00010289 | 0.00011416 | 0.0001408 | 0.76923
7428 | 0.00010992 | 2.2161e-05 | 0.00011416 | 0.00014858 | 0.73077
7429 | 0.00010871 | 4.1749e-05 | 0.00011416 | 0.00014292 | 0.69231
7430 | 0.00011309 | 4.3815e-05 | 0.00011416 | 0.00014717 | 0.84615
7431 | 0.00011379 | 6.0324e-05 | 0.00011416 | 0.00016132 | 0.96154
7432 | 0.00011561 | 9.0822e-05 | 0.00011416 | 0.00017547 | 1
7433 | 0.00011794 | 0.00011837 | 0.00011416 | 0.00019245 | 0.92308
7434 | 0.00012047 | 9.3415e-05 | 0.00011416 | 0.00017971 | 0.76923
7435 | 0.00011767 | 9.1091e-05 | 0.00011416 | 0.00015283 | 0.57692
7436 | 0.0001142 | 0.00015114 | 0.00011416 | 0.00012806 | 0.46154
7437 | 0.00011054 | 1.3531e-05 | 0.00011416 | 0.00010542 | 0.30769
7438 | 0.00011151 | 7.5633e-06 | 0.00011416 | 8.9148e-05 | 0.23077
7439 | 0.00010957 | 5.7819e-06 | 0.00011416 | 7.8536e-05 | 0.15385
7440 | 0.00010892 | 2.5607e-06 | 0.00011416 | 6.9736e-05 | 0.076923
7441 | 0.00010403 | 1.4873e-06 | 0.00011416 | 4.5254e-05 | 0.076923
7442 | 0.00010236 | 1.2796e-06 | 0.00011416 | 3.9319e-05 | 0.057692
7443 | 0.00010204 | 1.2829e-06 | 0.00011416 | 3.2642e-05 | 0.057692
7444 | 0.00010207 | 1.1593e-06 | 0.00011416 | 4.3029e-05 | 0.076923
7445 | 0.00010347 | 1.1512e-05 | 0.00011416 | 7.5671e-05 | 0.11538
7446 | 0.00010576 | 0.00031447 | 0.00011416 | 0.00012612 | 0.19231
7447 | 0.00010927 | 0.00032324 | 0.00011416 | 0.00017805 | 0.30769
7448 | 0.00011243 | 0.00028146 | 0.00011416 | 0.00019734 | 0.46154
7449 | 0.00011711 | 0.00022019 | 0.00011416 | 0.00016915 | 0.57692
7450 | 0.00011826 | 0.0001578 | 0.00011416 | 0.00014096 | 0.69231
7451 | 0.00011632 | 0.0001241 | 0.00011416 | 0.00014763 | 0.76923
7452 | 0.00011044 | 5.4355e-05 | 0.00011416 | 0.00015579 | 0.73077
7453 | 0.0001093 | 9.5735e-05 | 0.00011416 | 0.00014986 | 0.69231
7454 | 0.00011532 | 0.00011914 | 0.00011416 | 0.00015431 | 0.84615
7455 | 0.00011626 | 0.00013454 | 0.00011416 | 0.00016915 | 0.96154
7456 | 0.00011711 | 0.00014802 | 0.00011416 | 0.00018398 | 1
7457 | 0.00011798 | 0.00015996 | 0.00011416 | 0.00020179 | 0.92308
7458 | 0.00011934 | 0.00013215 | 0.00011416 | 0.00018844 | 0.76923
7459 | 0.00011634 | 0.00012719 | 0.00011416 | 0.00016024 | 0.57692
7460 | 0.00011387 | 0.00017984 | 0.00011416 | 0.00013428 | 0.46154
7461 | 0.0001106 | 1.3537e-05 | 0.00011416 | 0.00011054 | 0.30769
7462 | 0.00011041 | 7.5678e-06 | 0.00011416 | 9.3476e-05 | 0.23077
7463 | 0.00010908 | 5.7852e-06 | 0.00011416 | 8.2348e-05 | 0.15385
7464 | 0.00010856 | 2.5634e-06 | 0.00011416 | 5.4885e-05 | 0.038462
7465 | 0.0001039 | 1.4906e-06 | 0.00011416 | 3.5617e-05 | 0.038462
7466 | 0.00010296 | 1.3078e-06 | 0.00011416 | 3.0946e-05 | 0.038462
7467 | 0.00010283 | 1.4331e-06 | 0.00011416 | 2.5691e-05 | 0.038462
7468 | 0.00010249 | 1.7607e-06 | 0.00011416 | 3.3865e-05 | 0.038462
7469 | 0.00010384 | 1.314e-05 | 0.00011416 | 5.9556e-05 | 0.076923
7470 | 0.00010765 | 0.00036222 | 0.00011416 | 9.926e-05 | 0.15385
7471 | 0.00011119 | 0.00037237 | 0.00011416 | 0.00014013 | 0.23077
7472 | 0.00011217 | 0.00032748 | 0.00011416 | 0.00015531 | 0.38462
7473 | 0.00011693 | 0.00026775 | 0.00011416 | 0.00013313 | 0.46154
7474 | 0.00011606 | 0.00021968 | 0.00011416 | 0.00011094 | 0.57692
7475 | 0.00011522 | 0.000176 | 0.00011416 | 0.00011619 | 0.69231
7476 | 0.00010843 | 0.00010625 | 0.00011416 | 0.00012262 | 0.61538
7477 | 0.00010717 | 0.00013911 | 0.00011416 | 0.00011794 | 0.53846
7478 | 0.00011251 | 0.00013005 | 0.00011416 | 0.00012145 | 0.61538
7479 | 0.00011278 | 0.00012681 | 0.00011416 | 0.00013313 | 0.69231
7480 | 0.0001144 | 0.00014988 | 0.00011416 | 0.0001448 | 0.76923
7481 | 0.00011634 | 0.00017074 | 0.00011416 | 0.00015882 | 0.69231
7482 | 0.0001182 | 0.0001453 | 0.00011416 | 0.00014831 | 0.57692
7483 | 0.00011622 | 0.00014123 | 0.00011416 | 0.00012612 | 0.46154
7484 | 0.00011349 | 0.00019743 | 0.00011416 | 0.00010568 | 0.30769
7485 | 0.00011368 | 1.3543e-05 | 0.00011416 | 8.6998e-05 | 0.23077
7486 | 0.00011304 | 7.5718e-06 | 0.00011416 | 7.3569e-05 | 0.15385
7487 | 0.00011209 | 5.7892e-06 | 0.00011416 | 6.4811e-05 | 0.076923
7488 | 0.00010974 | 2.4842e-06 | 0.00011416 | 4.8428e-05 | 0.038462
7489 | 0.00010544 | 2.7597e-06 | 0.00011416 | 3.1427e-05 | 0.038462
7490 | 0.00010388 | 2.0403e-06 | 0.00011416 | 2.7305e-05 | 0.038462
7491 | 0.00010432 | 2.2554e-06 | 0.00011416 | 2.2668e-05 | 0.038462
7492 | 0.0001049 | 5.7814e-06 | 0.00011416 | 2.9881e-05 | 0.038462
7493 | 0.00010675 | 1.1437e-05 | 0.00011416 | 5.2549e-05 | 0.076923
7494 | 0.00010925 | 0.00036517 | 0.00011416 | 8.7582e-05 | 0.15385
7495 | 0.0001115 | 0.00037933 | 0.00011416 | 0.00012365 | 0.23077
7496 | 0.00011388 | 0.00037261 | 0.00011416 | 0.00013704 | 0.38462
7497 | 0.00011795 | 0.00034111 | 0.00011416 | 0.00011746 | 0.46154
7498 | 0.00011746 | 0.00030499 | 0.00011416 | 9.7886e-05 | 0.57692
7499 | 0.00011631 | 0.00025869 | 0.00011416 | 0.00010252 | 0.69231
7500 | 0.00011051 | 0.00016083 | 0.00011416 | 0.00010819 | 0.61538
7501 | 0.00010982 | 0.00015694 | 0.00011416 | 0.00010407 | 0.53846
7502 | 0.00011329 | 0.00016724 | 0.00011416 | 0.00010716 | 0.61538
7503 | 0.00011236 | 0.0001589 | 0.00011416 | 0.00011746 | 0.69231
7504 | 0.00011412 | 0.0001852 | 0.00011416 | 0.00012777 | 0.76923
7505 | 0.00011601 | 0.00019581 | 0.00011416 | 0.00014013 | 0.69231
7506 | 0.00011814 | 0.00016759 | 0.00011416 | 0.00013086 | 0.57692
7507 | 0.00011847 | 0.0001563 | 0.00011416 | 0.00011128 | 0.46154
7508 | 0.00011804 | 0.00020642 | 0.00011416 | 9.3249e-05 | 0.30769
7509 | 0.00011607 | 1.1107e-05 | 0.00011416 | 7.6763e-05 | 0.23077
7510 | 0.00011405 | 9.0623e-06 | 0.00011416 | 6.4914e-05 | 0.15385
7511 | 0.00011367 | 5.4915e-06 | 0.00011416 | 5.7186e-05 | 0.076923
7512 | 0.00011121 | 3.2655e-06 | 0.00011416 | 6.7799e-05 | 0.076923
7513 | 0.00010653 | 2.5737e-06 | 0.00011416 | 4.3997e-05 | 0.076923
7514 | 0.0001046 | 2.7707e-06 | 0.00011416 | 3.8227e-05 | 0.057692
7515 | 0.00010437 | 4.7562e-06 | 0.00011416 | 3.1736e-05 | 0.057692
7516 | 0.00010518 | 1.3818e-05 | 0.00011416 | 4.1833e-05 | 0.076923
7517 | 0.0001064 | 2.6125e-05 | 0.00011416 | 7.3569e-05 | 0.11538
7518 | 0.00010843 | 0.00038109 | 0.00011416 | 0.00012262 | 0.19231
7519 | 0.00010919 | 0.00040129 | 0.00011416 | 0.0001731 | 0.30769
7520 | 0.00011278 | 0.0003659 | 0.00011416 | 0.00019186 | 0.46154
7521 | 0.00011754 | 0.00031864 | 0.00011416 | 0.00016445 | 0.57692
7522 | 0.00011715 | 0.00028146 | 0.00011416 | 0.00013704 | 0.69231
7523 | 0.0001166 | 0.00024545 | 0.00011416 | 0.00014353 | 0.76923
7524 | 0.00011183 | 0.00016389 | 0.00011416 | 0.00015147 | 0.73077
7525 | 0.00011236 | 0.00018649 | 0.00011416 | 0.0001457 | 0.69231
7526 | 0.00011826 | 0.00018436 | 0.00011416 | 0.00015002 | 0.84615
7527 | 0.00011839 | 0.00018684 | 0.00011416 | 0.00016445 | 0.96154
7528 | 0.00011984 | 0.00019919 | 0.00011416 | 0.00017887 | 1
7529 | 0.00011924 | 0.0002146 | 0.00011416 | 0.00019618 | 0.92308
7530 | 0.0001183 | 0.00018304 | 0.00011416 | 0.0001832 | 0.76923
7531 | 0.00011577 | 0.00018017 | 0.00011416 | 0.00015579 | 0.57692
7532 | 0.00011144 | 0.00022859 | 0.00011416 | 0.00013055 | 0.46154
7533 | 0.00010919 | 1.0562e-05 | 0.00011416 | 0.00010747 | 0.30769
7534 | 0.0001081 | 9.7167e-06 | 0.00011416 | 9.0879e-05 | 0.23077
7535 | 0.0001093 | 5.4891e-06 | 0.00011416 | 8.006e-05 | 0.15385
7536 | 0.00010728 | 2.6087e-06 | 0.00011416 | 6.457e-05 | 0.076923
7537 | 0.00010347 | 1.9446e-06 | 0.00011416 | 4.1902e-05 | 0.076923
7538 | 0.00010088 | 3.8632e-06 | 0.00011416 | 3.6407e-05 | 0.057692
7539 | 0.00010137 | 9.707e-06 | 0.00011416 | 3.0224e-05 | 0.057692
7540 | 0.00010237 | 2.8858e-05 | 0.00011416 | 3.9841e-05 | 0.076923
7541 | 0.00010319 | 5.0468e-05 | 0.00011416 | 7.0066e-05 | 0.11538
7542 | 0.00010293 | 0.00041827 | 0.00011416 | 0.00011678 | 0.19231
7543 | 0.00010276 | 0.0004248 | 0.00011416 | 0.00016486 | 0.30769
7544 | 0.00010329 | 0.00037233 | 0.00011416 | 0.00018272 | 0.46154
7545 | 0.00010419 | 0.00032101 | 0.00011416 | 0.00015662 | 0.57692
7546 | 0.00010524 | 0.00028393 | 0.00011416 | 0.00013051 | 0.69231
7547 | 0.00010677 | 0.00023973 | 0.00011416 | 0.0001367 | 0.76923
7548 | 0.00010428 | 0.00015018 | 0.00011416 | 0.00014425 | 0.73077
7549 | 0.00010361 | 0.00015908 | 0.00011416 | 0.00013876 | 0.69231
7550 | 0.00010419 | 0.00014664 | 0.00011416 | 0.00014288 | 0.84615
7551 | 0.00010358 | 0.00015105 | 0.00011416 | 0.00015662 | 0.96154
7552 | 0.00010535 | 0.00017393 | 0.00011416 | 0.00017036 | 1
7553 | 0.00010589 | 0.0001974 | 0.00011416 | 0.00018684 | 0.92308
7554 | 0.00010815 | 0.00016781 | 0.00011416 | 0.00017448 | 0.76923
7555 | 0.0001076 | 0.00016219 | 0.00011416 | 0.00014837 | 0.57692
7556 | 0.00010745 | 0.00021377 | 0.00011416 | 0.00012433 | 0.46154
7557 | 0.00010608 | 1.3547e-05 | 0.00011416 | 0.00010235 | 0.30769
7558 | 0.00010633 | 7.5736e-06 | 0.00011416 | 8.6552e-05 | 0.23077
7559 | 0.00010596 | 5.7903e-06 | 0.00011416 | 7.6248e-05 | 0.15385
7560 | 0.00010433 | 2.5764e-06 | 0.00011416 | 6.5862e-05 | 0.076923
7561 | 0.00010146 | 1.5476e-06 | 0.00011416 | 4.274e-05 | 0.076923
7562 | 0.00010035 | 1.5988e-06 | 0.00011416 | 3.7135e-05 | 0.057692
7563 | 9.9608e-05 | 2.6881e-06 | 0.00011416 | 3.0829e-05 | 0.057692
7564 | 9.9074e-05 | 6.3775e-06 | 0.00011416 | 4.0638e-05 | 0.076923
7565 | 9.921e-05 | 2.1031e-05 | 0.00011416 | 7.1467e-05 | 0.11538
7566 | 0.0001011 | 0.00038913 | 0.00011416 | 0.00011911 | 0.19231
7567 | 0.00010071 | 0.00039506 | 0.00011416 | 0.00016816 | 0.30769
7568 | 0.00010019 | 0.0003405 | 0.00011416 | 0.00018638 | 0.46154
7569 | 9.8603e-05 | 0.00027539 | 0.00011416 | 0.00015975 | 0.57692
7570 | 9.9176e-05 | 0.00022204 | 0.00011416 | 0.00013313 | 0.69231
7571 | 9.8651e-05 | 0.00018261 | 0.00011416 | 0.00013943 | 0.76923
7572 | 9.8942e-05 | 0.00010996 | 0.00011416 | 0.00014714 | 0.73077
7573 | 9.9577e-05 | 0.00013429 | 0.00011416 | 0.00014153 | 0.69231
7574 | 0.00010045 | 0.00013258 | 0.00011416 | 0.00014574 | 0.84615
7575 | 0.00010001 | 0.00014312 | 0.00011416 | 0.00015975 | 0.96154
7576 | 0.00010113 | 0.00016362 | 0.00011416 | 0.00017376 | 1
7577 | 0.00010196 | 0.00018062 | 0.00011416 | 0.00019058 | 0.92308
7578 | 0.00010668 | 0.00015246 | 0.00011416 | 0.00017797 | 0.76923
7579 | 0.00010703 | 0.0001492 | 0.00011416 | 0.00015134 | 0.57692
7580 | 0.00010654 | 0.00020209 | 0.00011416 | 0.00012682 | 0.46154
7581 | 0.00010562 | 1.3544e-05 | 0.00011416 | 0.0001044 | 0.30769
7582 | 0.00010608 | 7.5723e-06 | 0.00011416 | 8.8283e-05 | 0.23077
7583 | 0.00010671 | 5.7894e-06 | 0.00011416 | 7.7773e-05 | 0.15385
7584 | 0.0001036 | 2.5666e-06 | 0.00011416 | 6.6508e-05 | 0.076923
7585 | 0.00010003 | 1.5299e-06 | 0.00011416 | 4.3159e-05 | 0.076923
7586 | 9.857e-05 | 1.7063e-06 | 0.00011416 | 3.7499e-05 | 0.057692
7587 | 9.8704e-05 | 3.6371e-06 | 0.00011416 | 3.1131e-05 | 0.057692
7588 | 9.8431e-05 | 1.2346e-05 | 0.00011416 | 4.1037e-05 | 0.076923
7589 | 0.00010109 | 3.5919e-05 | 0.00011416 | 7.2168e-05 | 0.11538
7590 | 0.0001042 | 0.00040767 | 0.00011416 | 0.00012028 | 0.19231
7591 | 0.00010849 | 0.00041635 | 0.00011416 | 0.00016981 | 0.30769
7592 | 0.00011436 | 0.00036029 | 0.00011416 | 0.0001882 | 0.46154
7593 | 0.00012223 | 0.00029895 | 0.00011416 | 0.00016132 | 0.57692
7594 | 0.00012302 | 0.00025315 | 0.00011416 | 0.00013443 | 0.69231
7595 | 0.00012358 | 0.00021798 | 0.00011416 | 0.0001408 | 0.76923
7596 | 0.00011827 | 0.0001396 | 0.00011416 | 0.00014858 | 0.73077
7597 | 0.00011738 | 0.00015795 | 0.00011416 | 0.00014292 | 0.69231
7598 | 0.00012099 | 0.00014954 | 0.00011416 | 0.00014717 | 0.84615
7599 | 0.00012012 | 0.00015001 | 0.00011416 | 0.00016132 | 0.96154
7600 | 0.00011956 | 0.00017764 | 0.00011416 | 0.00017547 | 1
7601 | 0.00011941 | 0.00019724 | 0.00011416 | 0.00019245 | 0.92308
7602 | 0.00012134 | 0.00016985 | 0.00011416 | 0.00017971 | 0.76923
7603 | 0.00012166 | 0.00016705 | 0.00011416 | 0.00015283 | 0.57692
7604 | 0.00011804 | 0.00021985 | 0.00011416 | 0.00012806 | 0.46154
7605 | 0.00011416 | 1.355e-05 | 0.00011416 | 0.00010542 | 0.30769
7606 | 0.00011332 | 7.5756e-06 | 0.00011416 | 8.9148e-05 | 0.23077
7607 | 0.00011284 | 5.7922e-06 | 0.00011416 | 7.8536e-05 | 0.15385
7608 | 0.00011068 | 2.5969e-06 | 0.00011416 | 6.9736e-05 | 0.076923
7609 | 0.00010506 | 1.6747e-06 | 0.00011416 | 4.5254e-05 | 0.076923
7610 | 0.00010305 | 2.4851e-06 | 0.00011416 | 3.9319e-05 | 0.057692
7611 | 0.00010392 | 6.3808e-06 | 0.00011416 | 3.2642e-05 | 0.057692
7612 | 0.00010405 | 1.8307e-05 | 0.00011416 | 4.3029e-05 | 0.076923
7613 | 0.00010523 | 4.3468e-05 | 0.00011416 | 7.5671e-05 | 0.11538
7614 | 0.00010795 | 0.00041062 | 0.00011416 | 0.00012612 | 0.19231
7615 | 0.00011292 | 0.00042072 | 0.00011416 | 0.00017805 | 0.30769
7616 | 0.00011767 | 0.00036128 | 0.00011416 | 0.00019734 | 0.46154
7617 | 0.00012162 | 0.0002931 | 0.00011416 | 0.00016915 | 0.57692
7618 | 0.00012109 | 0.00023944 | 0.00011416 | 0.00014096 | 0.69231
7619 | 0.00011908 | 0.00019515 | 0.00011416 | 0.00014763 | 0.76923
7620 | 0.00011216 | 0.00011081 | 0.00011416 | 0.00015579 | 0.73077
7621 | 0.00010991 | 0.00012992 | 0.00011416 | 0.00014986 | 0.69231
7622 | 0.00011537 | 0.00011807 | 0.00011416 | 0.00015431 | 0.84615
7623 | 0.00011616 | 0.00012333 | 0.00011416 | 0.00016915 | 0.96154
7624 | 0.00011954 | 0.00015028 | 0.00011416 | 0.00018398 | 1
7625 | 0.00012106 | 0.00017953 | 0.00011416 | 0.00020179 | 0.92308
7626 | 0.00012296 | 0.0001506 | 0.00011416 | 0.00018844 | 0.76923
7627 | 0.0001205 | 0.00014781 | 0.00011416 | 0.00016024 | 0.57692
7628 | 0.00011785 | 0.00020022 | 0.00011416 | 0.00013428 | 0.46154
7629 | 0.00011448 | 1.3543e-05 | 0.00011416 | 0.00011054 | 0.30769
7630 | 0.00011245 | 7.5713e-06 | 0.00011416 | 9.3476e-05 | 0.23077
7631 | 0.0001118 | 5.788e-06 | 0.00011416 | 8.2348e-05 | 0.15385
7632 | 0.00010882 | 2.5654e-06 | 0.00011416 | 5.4885e-05 | 0.038462
7633 | 0.0001038 | 1.5247e-06 | 0.00011416 | 3.5617e-05 | 0.038462
7634 | 0.00010224 | 1.4481e-06 | 0.00011416 | 3.0946e-05 | 0.038462
7635 | 0.00010274 | 1.6922e-06 | 0.00011416 | 2.5691e-05 | 0.038462
7636 | 0.00010322 | 3.2925e-06 | 0.00011416 | 3.3865e-05 | 0.038462
7637 | 0.00010593 | 1.6276e-05 | 0.00011416 | 5.9556e-05 | 0.076923
7638 | 0.0001093 | 0.00037235 | 0.00011416 | 9.926e-05 | 0.15385
7639 | 0.00011473 | 0.00038329 | 0.00011416 | 0.00014013 | 0.23077
7640 | 0.0001187 | 0.00032651 | 0.00011416 | 0.00015531 | 0.38462
7641 | 0.00012536 | 0.00026009 | 0.00011416 | 0.00013313 | 0.46154
7642 | 0.0001239 | 0.00020765 | 0.00011416 | 0.00011094 | 0.57692
7643 | 0.00012362 | 0.00016165 | 0.00011416 | 0.00011619 | 0.69231
7644 | 0.00011704 | 8.0463e-05 | 0.00011416 | 0.00012262 | 0.61538
7645 | 0.00011615 | 0.00010473 | 0.00011416 | 0.00011794 | 0.53846
7646 | 0.00012061 | 0.00010133 | 0.00011416 | 0.00012145 | 0.61538
7647 | 0.00012033 | 0.0001094 | 0.00011416 | 0.00013313 | 0.69231
7648 | 0.00012252 | 0.00013448 | 0.00011416 | 0.0001448 | 0.76923
7649 | 0.00012534 | 0.00015996 | 0.00011416 | 0.00015882 | 0.69231
7650 | 0.00012618 | 0.00013096 | 0.00011416 | 0.00014831 | 0.57692
7651 | 0.00012435 | 0.00012623 | 0.00011416 | 0.00012612 | 0.46154
7652 | 0.00012062 | 0.0001808 | 0.00011416 | 0.00010568 | 0.30769
7653 | 0.00011771 | 1.3538e-05 | 0.00011416 | 8.6998e-05 | 0.23077
7654 | 0.00011743 | 7.5684e-06 | 0.00011416 | 7.3569e-05 | 0.15385
7655 | 0.00011735 | 5.7858e-06 | 0.00011416 | 6.4811e-05 | 0.076923
7656 | 0.00011477 | 2.482e-06 | 0.00011416 | 4.8428e-05 | 0.038462
7657 | 0.00010809 | 2.7273e-06 | 0.00011416 | 3.1427e-05 | 0.038462
7658 | 0.00010648 | 1.8081e-06 | 0.00011416 | 2.7305e-05 | 0.038462
7659 | 0.00010491 | 1.2834e-06 | 0.00011416 | 2.2668e-05 | 0.038462
7660 | 0.00010588 | 1.7356e-06 | 0.00011416 | 2.9881e-05 | 0.038462
7661 | 0.00010777 | 4.9014e-06 | 0.00011416 | 5.2549e-05 | 0.076923
7662 | 0.00011255 | 0.00034045 | 0.00011416 | 8.7582e-05 | 0.15385
7663 | 0.00011726 | 0.00036119 | 0.00011416 | 0.00012365 | 0.23077
7664 | 0.0001217 | 0.00031342 | 0.00011416 | 0.00013704 | 0.38462
7665 | 0.00012853 | 0.00024681 | 0.00011416 | 0.00011746 | 0.46154
7666 | 0.00012696 | 0.00018611 | 0.00011416 | 9.7886e-05 | 0.57692
7667 | 0.00012588 | 0.00014078 | 0.00011416 | 0.00010252 | 0.69231
7668 | 0.00012004 | 4.7872e-05 | 0.00011416 | 0.00010819 | 0.61538
7669 | 0.00011781 | 7.0244e-05 | 0.00011416 | 0.00010407 | 0.53846
7670 | 0.00012276 | 7.0299e-05 | 0.00011416 | 0.00010716 | 0.61538
7671 | 0.00012316 | 8.0058e-05 | 0.00011416 | 0.00011746 | 0.69231
7672 | 0.00012525 | 0.00011263 | 0.00011416 | 0.00012777 | 0.76923
7673 | 0.00012838 | 0.00014071 | 0.00011416 | 0.00014013 | 0.69231
7674 | 0.0001283 | 0.00011944 | 0.00011416 | 0.00013086 | 0.57692
7675 | 0.00012713 | 0.00011886 | 0.00011416 | 0.00011128 | 0.46154
7676 | 0.00012493 | 0.00017963 | 0.00011416 | 9.3249e-05 | 0.30769
7677 | 0.00012125 | 1.1102e-05 | 0.00011416 | 7.6763e-05 | 0.23077
7678 | 0.00012215 | 9.0587e-06 | 0.00011416 | 6.4914e-05 | 0.15385
7679 | 0.00012221 | 5.49e-06 | 0.00011416 | 5.7186e-05 | 0.076923
7680 | 0.00011833 | 3.2702e-06 | 0.00011416 | 6.7799e-05 | 0.076923
7681 | 0.00011296 | 2.6587e-06 | 0.00011416 | 4.3997e-05 | 0.076923
7682 | 0.00010978 | 5.0966e-06 | 0.00011416 | 3.8227e-05 | 0.057692
7683 | 0.00010976 | 2.0698e-05 | 0.00011416 | 3.1736e-05 | 0.057692
7684 | 0.00011075 | 4.7871e-05 | 0.00011416 | 4.1833e-05 | 0.076923
7685 | 0.00011299 | 6.5031e-05 | 0.00011416 | 7.3569e-05 | 0.11538
7686 | 0.00011614 | 0.00042122 | 0.00011416 | 0.00012262 | 0.19231
7687 | 0.0001186 | 0.00044033 | 0.00011416 | 0.0001731 | 0.30769
7688 | 0.00012391 | 0.0003993 | 0.00011416 | 0.00019186 | 0.46154
7689 | 0.00013209 | 0.00034679 | 0.00011416 | 0.00016445 | 0.57692
7690 | 0.00013408 | 0.0002962 | 0.00011416 | 0.00013704 | 0.69231
7691 | 0.00013294 | 0.0002602 | 0.00011416 | 0.00014353 | 0.76923
7692 | 0.00012841 | 0.00017455 | 0.00011416 | 0.00015147 | 0.73077
7693 | 0.00012628 | 0.00019945 | 0.00011416 | 0.0001457 | 0.69231
7694 | 0.00013226 | 0.0001982 | 0.00011416 | 0.00015002 | 0.84615
7695 | 0.00013085 | 0.00020308 | 0.00011416 | 0.00016445 | 0.96154
7696 | 0.00013139 | 0.00021696 | 0.00011416 | 0.00017887 | 1
7697 | 0.00013019 | 0.00023763 | 0.00011416 | 0.00019618 | 0.92308
7698 | 0.00012895 | 0.00021008 | 0.00011416 | 0.0001832 | 0.76923
7699 | 0.0001248 | 0.00020786 | 0.00011416 | 0.00015579 | 0.57692
7700 | 0.000123 | 0.00025582 | 0.00011416 | 0.00013055 | 0.46154
7701 | 0.0001196 | 1.0571e-05 | 0.00011416 | 0.00010747 | 0.30769
7702 | 0.00011816 | 9.7385e-06 | 0.00011416 | 9.0879e-05 | 0.23077
7703 | 0.00011743 | 5.7462e-06 | 0.00011416 | 8.006e-05 | 0.15385
7704 | 0.00011448 | 4.8948e-06 | 0.00011416 | 6.457e-05 | 0.076923
7705 | 0.00010783 | 1.5545e-05 | 0.00011416 | 4.1902e-05 | 0.076923
7706 | 0.00010627 | 4.1508e-05 | 0.00011416 | 3.6407e-05 | 0.057692
7707 | 0.00010667 | 5.999e-05 | 0.00011416 | 3.0224e-05 | 0.057692
7708 | 0.00010619 | 7.9399e-05 | 0.00011416 | 3.9841e-05 | 0.076923
7709 | 0.00010787 | 9.9359e-05 | 0.00011416 | 7.0066e-05 | 0.11538
7710 | 0.00010986 | 0.00046131 | 0.00011416 | 0.00011678 | 0.19231
7711 | 0.00010953 | 0.00046892 | 0.00011416 | 0.00016486 | 0.30769
7712 | 0.00011112 | 0.00041442 | 0.00011416 | 0.00018272 | 0.46154
7713 | 0.00011367 | 0.00034785 | 0.00011416 | 0.00015662 | 0.57692
7714 | 0.00011493 | 0.00029334 | 0.00011416 | 0.00013051 | 0.69231
7715 | 0.00011377 | 0.00025074 | 0.00011416 | 0.0001367 | 0.76923
7716 | 0.00010907 | 0.00017255 | 0.00011416 | 0.00014425 | 0.73077
7717 | 0.00010821 | 0.00019416 | 0.00011416 | 0.00013876 | 0.69231
7718 | 0.00011001 | 0.00019007 | 0.00011416 | 0.00014288 | 0.84615
7719 | 0.00011001 | 0.0001959 | 0.00011416 | 0.00015662 | 0.96154
7720 | 0.00011171 | 0.00021528 | 0.00011416 | 0.00017036 | 1
7721 | 0.00011274 | 0.00023476 | 0.00011416 | 0.00018684 | 0.92308
7722 | 0.00011552 | 0.00021308 | 0.00011416 | 0.00017448 | 0.76923
7723 | 0.00011382 | 0.00021694 | 0.00011416 | 0.00014837 | 0.57692
7724 | 0.00011344 | 0.00027465 | 0.00011416 | 0.00012433 | 0.46154
7725 | 0.00011179 | 1.3566e-05 | 0.00011416 | 0.00010235 | 0.30769
7726 | 0.00011155 | 7.6717e-06 | 0.00011416 | 8.6552e-05 | 0.23077
7727 | 0.00011187 | 8.0188e-06 | 0.00011416 | 7.6248e-05 | 0.15385
7728 | 0.00011114 | 2.7486e-05 | 0.00011416 | 6.5862e-05 | 0.076923
7729 | 0.0001085 | 6.7023e-05 | 0.00011416 | 4.274e-05 | 0.076923
7730 | 0.00010752 | 0.00010643 | 0.00011416 | 3.7135e-05 | 0.057692
7731 | 0.00010637 | 0.00013376 | 0.00011416 | 3.0829e-05 | 0.057692
7732 | 0.00010582 | 0.00015954 | 0.00011416 | 4.0638e-05 | 0.076923
7733 | 0.00010613 | 0.00018337 | 0.00011416 | 7.1467e-05 | 0.11538
7734 | 0.00010604 | 0.00054813 | 0.00011416 | 0.00011911 | 0.19231
7735 | 0.00010636 | 0.00055548 | 0.00011416 | 0.00016816 | 0.30769
7736 | 0.00010513 | 0.00050458 | 0.00011416 | 0.00018638 | 0.46154
7737 | 0.00010554 | 0.0004426 | 0.00011416 | 0.00015975 | 0.57692
7738 | 0.0001045 | 0.00039258 | 0.00011416 | 0.00013313 | 0.69231
7739 | 0.00010434 | 0.00035098 | 0.00011416 | 0.00013943 | 0.76923
7740 | 0.00010456 | 0.00027827 | 0.00011416 | 0.00014714 | 0.73077
7741 | 0.00010566 | 0.00029813 | 0.00011416 | 0.00014153 | 0.69231
7742 | 0.00010643 | 0.00029155 | 0.00011416 | 0.00014574 | 0.84615
7743 | 0.00010568 | 0.00029626 | 0.00011416 | 0.00015975 | 0.96154
7744 | 0.00010466 | 0.0003166 | 0.00011416 | 0.00017376 | 1
7745 | 0.00010558 | 0.00033587 | 0.00011416 | 0.00019058 | 0.92308
7746 | 0.00011126 | 0.00030352 | 0.00011416 | 0.00017797 | 0.76923
7747 | 0.00011058 | 0.00029413 | 0.00011416 | 0.00015134 | 0.57692
7748 | 0.00010993 | 0.00033799 | 0.00011416 | 0.00012682 | 0.46154
7749 | 0.00010866 | 1.3972e-05 | 0.00011416 | 0.0001044 | 0.30769
7750 | 0.00010924 | 1.1425e-05 | 0.00011416 | 8.8283e-05 | 0.23077
7751 | 0.00011121 | 3.4868e-05 | 0.00011416 | 7.7773e-05 | 0.15385
7752 | 0.00010974 | 5.0345e-05 | 0.00011416 | 6.6508e-05 | 0.076923
7753 | 0.00010515 | 6.57e-05 | 0.00011416 | 4.3159e-05 | 0.076923
7754 | 0.00010315 | 7.8847e-05 | 0.00011416 | 3.7499e-05 | 0.057692
7755 | 0.00010543 | 9.3964e-05 | 0.00011416 | 3.1131e-05 | 0.057692
7756 | 0.00010542 | 0.00010808 | 0.00011416 | 4.1037e-05 | 0.076923
7757 | 0.00010694 | 0.00012396 | 0.00011416 | 7.2168e-05 | 0.11538
7758 | 0.00011163 | 0.00047974 | 0.00011416 | 0.00012028 | 0.19231
7759 | 0.00011609 | 0.00048511 | 0.00011416 | 0.00016981 | 0.30769
7760 | 0.00012232 | 0.00042653 | 0.00011416 | 0.0001882 | 0.46154
7761 | 0.00013177 | 0.0003543 | 0.00011416 | 0.00016132 | 0.57692
7762 | 0.00013303 | 0.00029647 | 0.00011416 | 0.00013443 | 0.69231
7763 | 0.00013194 | 0.00024849 | 0.00011416 | 0.0001408 | 0.76923
7764 | 0.00012493 | 0.0001691 | 0.00011416 | 0.00014858 | 0.73077
7765 | 0.00012423 | 0.00019002 | 0.00011416 | 0.00014292 | 0.69231
7766 | 0.00013098 | 0.00018342 | 0.00011416 | 0.00014717 | 0.84615
7767 | 0.00013089 | 0.00019322 | 0.00011416 | 0.00016132 | 0.96154
7768 | 0.00013139 | 0.00021648 | 0.00011416 | 0.00017547 | 1
7769 | 0.00013315 | 0.0002399 | 0.00011416 | 0.00019245 | 0.92308
7770 | 0.00013285 | 0.00020566 | 0.00011416 | 0.00017971 | 0.76923
7771 | 0.00012819 | 0.00019519 | 0.00011416 | 0.00015283 | 0.57692
7772 | 0.00012561 | 0.00024321 | 0.00011416 | 0.00012806 | 0.46154
7773 | 0.00012155 | 1.3555e-05 | 0.00011416 | 0.00010542 | 0.30769
7774 | 0.00011961 | 7.5787e-06 | 0.00011416 | 8.9148e-05 | 0.23077
7775 | 0.00011927 | 5.8121e-06 | 0.00011416 | 7.8536e-05 | 0.15385
7776 | 0.00011836 | 2.6773e-06 | 0.00011416 | 6.9736e-05 | 0.076923
7777 | 0.00011186 | 2.0837e-06 | 0.00011416 | 4.5254e-05 | 0.076923
7778 | 0.00011048 | 4.8353e-06 | 0.00011416 | 3.9319e-05 | 0.057692
7779 | 0.00011012 | 1.2315e-05 | 0.00011416 | 3.2642e-05 | 0.057692
7780 | 0.00011068 | 3.4033e-05 | 0.00011416 | 4.3029e-05 | 0.076923
7781 | 0.00011285 | 5.4912e-05 | 0.00011416 | 7.5671e-05 | 0.11538
7782 | 0.00011813 | 0.00042313 | 0.00011416 | 0.00012612 | 0.19231
7783 | 0.0001218 | 0.00043258 | 0.00011416 | 0.00017805 | 0.30769
7784 | 0.00012685 | 0.00038626 | 0.00011416 | 0.00019734 | 0.46154
7785 | 0.00013717 | 0.00032694 | 0.00011416 | 0.00016915 | 0.57692
7786 | 0.00013597 | 0.00031759 | 0.00011416 | 0.00014096 | 0.69231
7787 | 0.00013403 | 0.00026518 | 0.00011416 | 0.00014763 | 0.76923
7788 | 0.00012522 | 0.00021166 | 0.00011416 | 0.00015579 | 0.73077
7789 | 0.00012172 | 0.00022331 | 0.00011416 | 0.00014986 | 0.69231
7790 | 0.00012742 | 0.00024337 | 0.00011416 | 0.00015431 | 0.84615
7791 | 0.00012746 | 0.00024618 | 0.00011416 | 0.00016915 | 0.96154
7792 | 0.00012919 | 0.00025407 | 0.00011416 | 0.00018398 | 1
7793 | 0.00013056 | 0.00025601 | 0.00011416 | 0.00020179 | 0.92308
7794 | 0.00013272 | 0.00022845 | 0.00011416 | 0.00018844 | 0.76923
7795 | 0.00012992 | 0.0002207 | 0.00011416 | 0.00016024 | 0.57692
7796 | 0.00012592 | 0.00027163 | 0.00011416 | 0.00013428 | 0.46154
7797 | 0.00012182 | 1.3564e-05 | 0.00011416 | 0.00011054 | 0.30769
7798 | 0.00011973 | 7.6133e-06 | 0.00011416 | 9.3476e-05 | 0.23077
7799 | 0.00011933 | 6.2957e-06 | 0.00011416 | 8.2348e-05 | 0.15385
7800 | 0.00011773 | 6.2283e-06 | 0.00011416 | 5.4885e-05 | 0.038462
7801 | 0.00011064 | 2.2205e-05 | 0.00011416 | 3.5617e-05 | 0.038462
7802 | 0.00010898 | 5.3246e-05 | 0.00011416 | 3.0946e-05 | 0.038462
7803 | 0.00010853 | 7.6768e-05 | 0.00011416 | 2.5691e-05 | 0.038462
7804 | 0.00010933 | 9.8242e-05 | 0.00011416 | 3.3865e-05 | 0.038462
7805 | 0.00011131 | 0.00012002 | 0.00011416 | 5.9556e-05 | 0.076923
7806 | 0.00011657 | 0.00048244 | 0.00011416 | 9.926e-05 | 0.15385
7807 | 0.00011986 | 0.00049162 | 0.00011416 | 0.00014013 | 0.23077
7808 | 0.00012583 | 0.00045353 | 0.00011416 | 0.00015531 | 0.38462
7809 | 0.00013693 | 0.00039609 | 0.00011416 | 0.00013313 | 0.46154
7810 | 0.00013752 | 0.00034615 | 0.00011416 | 0.00011094 | 0.57692
7811 | 0.00013573 | 0.00031885 | 0.00011416 | 0.00011619 | 0.69231
7812 | 0.00012833 | 0.00026763 | 0.00011416 | 0.00012262 | 0.61538
7813 | 0.00012629 | 0.0003095 | 0.00011416 | 0.00011794 | 0.53846
7814 | 0.00013059 | 0.00030736 | 0.00011416 | 0.00012145 | 0.61538
7815 | 0.00012978 | 0.0003094 | 0.00011416 | 0.00013313 | 0.69231
7816 | 0.00013095 | 0.00031681 | 0.00011416 | 0.0001448 | 0.76923
7817 | 0.00013055 | 0.00032 | 0.00011416 | 0.00015882 | 0.69231
7818 | 0.00012965 | 0.0002847 | 0.00011416 | 0.00014831 | 0.57692
7819 | 0.00012655 | 0.00027184 | 0.00011416 | 0.00012612 | 0.46154
7820 | 0.00012172 | 0.00031537 | 0.00011416 | 0.00010568 | 0.30769
7821 | 0.00011846 | 1.3619e-05 | 0.00011416 | 8.6998e-05 | 0.23077
7822 | 0.0001196 | 8.6333e-06 | 0.00011416 | 7.3569e-05 | 0.15385
7823 | 0.00011896 | 9.2626e-06 | 0.00011416 | 6.4811e-05 | 0.076923
7824 | 0.00011698 | 1.626e-05 | 0.00011416 | 4.8428e-05 | 0.038462
7825 | 0.00011105 | 3.4119e-05 | 0.00011416 | 3.1427e-05 | 0.038462
7826 | 0.00010921 | 5.3863e-05 | 0.00011416 | 2.7305e-05 | 0.038462
7827 | 0.00010796 | 7.0108e-05 | 0.00011416 | 2.2668e-05 | 0.038462
7828 | 0.000109 | 8.5265e-05 | 0.00011416 | 2.9881e-05 | 0.038462
7829 | 0.000111 | 9.4546e-05 | 0.00011416 | 5.2549e-05 | 0.076923
7830 | 0.00011338 | 0.0004407 | 0.00011416 | 8.7582e-05 | 0.15385
7831 | 0.00011873 | 0.00046392 | 0.00011416 | 0.00012365 | 0.23077
7832 | 0.00012491 | 0.00044224 | 0.00011416 | 0.00013704 | 0.38462
7833 | 0.00013425 | 0.00040277 | 0.00011416 | 0.00011746 | 0.46154
7834 | 0.00013506 | 0.00034486 | 0.00011416 | 9.7886e-05 | 0.57692
7835 | 0.00013462 | 0.00030504 | 0.00011416 | 0.00010252 | 0.69231
7836 | 0.00012704 | 0.00022768 | 0.00011416 | 0.00010819 | 0.61538
7837 | 0.00012569 | 0.00025376 | 0.00011416 | 0.00010407 | 0.53846
7838 | 0.00013095 | 0.00025117 | 0.00011416 | 0.00010716 | 0.61538
7839 | 0.00013129 | 0.00025201 | 0.00011416 | 0.00011746 | 0.69231
7840 | 0.00013219 | 0.00026024 | 0.00011416 | 0.00012777 | 0.76923
7841 | 0.00013304 | 0.00026887 | 0.00011416 | 0.00014013 | 0.69231
7842 | 0.00013405 | 0.0002422 | 0.00011416 | 0.00013086 | 0.57692
7843 | 0.00013036 | 0.00021087 | 0.00011416 | 0.00011128 | 0.46154
7844 | 0.00012705 | 0.00025022 | 0.00011416 | 9.3249e-05 | 0.30769
7845 | 0.00012203 | 1.1117e-05 | 0.00011416 | 7.6763e-05 | 0.23077
7846 | 0.00012198 | 9.0692e-06 | 0.00011416 | 6.4914e-05 | 0.15385
7847 | 0.00012141 | 5.5025e-06 | 0.00011416 | 5.7186e-05 | 0.076923
7848 | 0.00012241 | 4.3502e-06 | 0.00011416 | 6.7799e-05 | 0.076923
7849 | 0.00011645 | 3.5024e-06 | 0.00011416 | 4.3997e-05 | 0.076923
7850 | 0.00011274 | 4.0656e-06 | 0.00011416 | 3.8227e-05 | 0.057692
7851 | 0.00011423 | 5.677e-06 | 0.00011416 | 3.1736e-05 | 0.057692
7852 | 0.00011458 | 7.8323e-06 | 0.00011416 | 4.1833e-05 | 0.076923
7853 | 0.00011676 | 1.5867e-05 | 0.00011416 | 7.3569e-05 | 0.11538
7854 | 0.00011864 | 0.00036338 | 0.00011416 | 0.00012262 | 0.19231
7855 | 0.00012138 | 0.00038743 | 0.00011416 | 0.0001731 | 0.30769
7856 | 0.00012682 | 0.00038711 | 0.00011416 | 0.00019186 | 0.46154
7857 | 0.0001356 | 0.00036755 | 0.00011416 | 0.00016445 | 0.57692
7858 | 0.00013762 | 0.00035403 | 0.00011416 | 0.00013704 | 0.69231
7859 | 0.00013581 | 0.00033689 | 0.00011416 | 0.00014353 | 0.76923
7860 | 0.00012961 | 0.00026848 | 0.00011416 | 0.00015147 | 0.73077
7861 | 0.00012631 | 0.00024803 | 0.00011416 | 0.0001457 | 0.69231
7862 | 0.00013186 | 0.0002209 | 0.00011416 | 0.00015002 | 0.84615
7863 | 0.00013098 | 0.00019974 | 0.00011416 | 0.00016445 | 0.96154
7864 | 0.00013333 | 0.00019794 | 0.00011416 | 0.00017887 | 1
7865 | 0.00013397 | 0.00020912 | 0.00011416 | 0.00019618 | 0.92308
7866 | 0.00013348 | 0.00017992 | 0.00011416 | 0.0001832 | 0.76923
7867 | 0.00012845 | 0.00017658 | 0.00011416 | 0.00015579 | 0.57692
7868 | 0.00012492 | 0.00022126 | 0.00011416 | 0.00013055 | 0.46154
7869 | 0.00012159 | 1.0562e-05 | 0.00011416 | 0.00010747 | 0.30769
7870 | 0.00011912 | 9.7168e-06 | 0.00011416 | 9.0879e-05 | 0.23077
7871 | 0.00012021 | 5.4901e-06 | 0.00011416 | 8.006e-05 | 0.15385
7872 | 0.00011748 | 2.6904e-06 | 0.00011416 | 6.457e-05 | 0.076923
7873 | 0.00011236 | 2.8986e-06 | 0.00011416 | 4.1902e-05 | 0.076923
7874 | 0.00011097 | 1.2935e-05 | 0.00011416 | 3.6407e-05 | 0.057692
7875 | 0.00011137 | 3.961e-05 | 0.00011416 | 3.0224e-05 | 0.057692
7876 | 0.00011262 | 6.6175e-05 | 0.00011416 | 3.9841e-05 | 0.076923
7877 | 0.00011388 | 9.0054e-05 | 0.00011416 | 7.0066e-05 | 0.11538
7878 | 0.0001148 | 0.00045608 | 0.00011416 | 0.00011678 | 0.19231
7879 | 0.00011247 | 0.00047036 | 0.00011416 | 0.00016486 | 0.30769
7880 | 0.0001136 | 0.00044102 | 0.00011416 | 0.00018272 | 0.46154
7881 | 0.00011608 | 0.00039632 | 0.00011416 | 0.00015662 | 0.57692
7882 | 0.00011669 | 0.00035711 | 0.00011416 | 0.00013051 | 0.69231
7883 | 0.00011716 | 0.00032108 | 0.00011416 | 0.0001367 | 0.76923
7884 | 0.00011226 | 0.00026283 | 0.00011416 | 0.00014425 | 0.73077
7885 | 0.00011006 | 0.00028082 | 0.00011416 | 0.00013876 | 0.69231
7886 | 0.00011282 | 0.00027551 | 0.00011416 | 0.00014288 | 0.84615
7887 | 0.00011307 | 0.00027472 | 0.00011416 | 0.00015662 | 0.96154
7888 | 0.00011364 | 0.00028553 | 0.00011416 | 0.00017036 | 1
7889 | 0.00011273 | 0.00029133 | 0.00011416 | 0.00018684 | 0.92308
7890 | 0.00011491 | 0.00026876 | 0.00011416 | 0.00017448 | 0.76923
7891 | 0.00011295 | 0.00026614 | 0.00011416 | 0.00014837 | 0.57692
7892 | 0.00011129 | 0.0003205 | 0.00011416 | 0.00012433 | 0.46154
7893 | 0.00010957 | 1.3819e-05 | 0.00011416 | 0.00010235 | 0.30769
7894 | 0.00010933 | 1.0768e-05 | 0.00011416 | 8.6552e-05 | 0.23077
7895 | 0.00011156 | 3.8868e-05 | 0.00011416 | 7.6248e-05 | 0.15385
7896 | 0.00011055 | 6.7947e-05 | 0.00011416 | 6.5862e-05 | 0.076923
7897 | 0.00010588 | 9.9423e-05 | 0.00011416 | 4.274e-05 | 0.076923
7898 | 0.00010259 | 0.00012551 | 0.00011416 | 3.7135e-05 | 0.057692
7899 | 0.00010302 | 0.00014697 | 0.00011416 | 3.0829e-05 | 0.057692
7900 | 0.00010339 | 0.00016716 | 0.00011416 | 4.0638e-05 | 0.076923
7901 | 0.00010416 | 0.00018606 | 0.00011416 | 7.1467e-05 | 0.11538
7902 | 0.00010382 | 0.00054499 | 0.00011416 | 0.00011911 | 0.19231
7903 | 0.00010267 | 0.00055285 | 0.00011416 | 0.00016816 | 0.30769
7904 | 0.00010182 | 0.00049302 | 0.00011416 | 0.00018638 | 0.46154
7905 | 0.00010205 | 0.00041627 | 0.00011416 | 0.00015975 | 0.57692
7906 | 0.00010252 | 0.00035303 | 0.00011416 | 0.00013313 | 0.69231
7907 | 0.00010331 | 0.00030081 | 0.00011416 | 0.00013943 | 0.76923
7908 | 0.00010231 | 0.00021803 | 0.00011416 | 0.00014714 | 0.73077
7909 | 0.00010261 | 0.00023283 | 0.00011416 | 0.00014153 | 0.69231
7910 | 0.00010289 | 0.00022474 | 0.00011416 | 0.00014574 | 0.84615
7911 | 0.00010182 | 0.00023391 | 0.00011416 | 0.00015975 | 0.96154
7912 | 0.00010453 | 0.0002624 | 0.00011416 | 0.00017376 | 1
7913 | 0.00010458 | 0.00029198 | 0.00011416 | 0.00019058 | 0.92308
7914 | 0.00010859 | 0.00026725 | 0.00011416 | 0.00017797 | 0.76923
7915 | 0.00010897 | 0.00026663 | 0.00011416 | 0.00015134 | 0.57692
7916 | 0.00010864 | 0.00032033 | 0.00011416 | 0.00012682 | 0.46154
7917 | 0.0001053 | 1.3824e-05 | 0.00011416 | 0.0001044 | 0.30769
7918 | 0.00010672 | 1.0365e-05 | 0.00011416 | 8.8283e-05 | 0.23077
7919 | 0.00010875 | 3.575e-05 | 0.00011416 | 7.7773e-05 | 0.15385
7920 | 0.00010809 | 6.8008e-05 | 0.00011416 | 6.6508e-05 | 0.076923
7921 | 0.00010348 | 0.00010344 | 0.00011416 | 4.3159e-05 | 0.076923
7922 | 0.00010269 | 0.00013505 | 0.00011416 | 3.7499e-05 | 0.057692
7923 | 0.00010304 | 0.00015624 | 0.00011416 | 3.1131e-05 | 0.057692
7924 | 0.00010504 | 0.00017801 | 0.00011416 | 4.1037e-05 | 0.076923
7925 | 0.00010824 | 0.00020028 | 0.00011416 | 7.2168e-05 | 0.11538
7926 | 0.00011233 | 0.00056003 | 0.00011416 | 0.00012028 | 0.19231
7927 | 0.00011822 | 0.00056717 | 0.00011416 | 0.00016981 | 0.30769
7928 | 0.00012773 | 0.00052752 | 0.00011416 | 0.0001882 | 0.46154
7929 | 0.00013609 | 0.00047083 | 0.00011416 | 0.00016132 | 0.57692
7930 | 0.00013644 | 0.00041501 | 0.00011416 | 0.00013443 | 0.69231
7931 | 0.0001334 | 0.00036042 | 0.00011416 | 0.0001408 | 0.76923
7932 | 0.00012628 | 0.00029023 | 0.00011416 | 0.00014858 | 0.73077
7933 | 0.00012315 | 0.00031596 | 0.00011416 | 0.00014292 | 0.69231
7934 | 0.00012855 | 0.00031034 | 0.00011416 | 0.00014717 | 0.84615
7935 | 0.00012777 | 0.00031019 | 0.00011416 | 0.00016132 | 0.96154
7936 | 0.00012983 | 0.00032545 | 0.00011416 | 0.00017547 | 1
7937 | 0.00013107 | 0.00034389 | 0.00011416 | 0.00019245 | 0.92308
7938 | 0.00013169 | 0.00031255 | 0.00011416 | 0.00017971 | 0.76923
7939 | 0.00012782 | 0.00030589 | 0.00011416 | 0.00015283 | 0.57692
7940 | 0.00012397 | 0.00035322 | 0.00011416 | 0.00012806 | 0.46154
7941 | 0.00012009 | 1.5337e-05 | 0.00011416 | 0.00010542 | 0.30769
7942 | 0.00011728 | 1.9438e-05 | 0.00011416 | 8.9148e-05 | 0.23077
7943 | 0.00011683 | 5.3149e-05 | 0.00011416 | 7.8536e-05 | 0.15385
7944 | 0.00011687 | 7.423e-05 | 0.00011416 | 6.9736e-05 | 0.076923
7945 | 0.00010912 | 9.4889e-05 | 0.00011416 | 4.5254e-05 | 0.076923
7946 | 0.00010791 | 0.00011388 | 0.00011416 | 3.9319e-05 | 0.057692
7947 | 0.00010777 | 0.00012944 | 0.00011416 | 3.2642e-05 | 0.057692
7948 | 0.00010874 | 0.00014588 | 0.00011416 | 4.3029e-05 | 0.076923
7949 | 0.00011123 | 0.00016167 | 0.00011416 | 7.5671e-05 | 0.11538
7950 | 0.00011619 | 0.00051704 | 0.00011416 | 0.00012612 | 0.19231
7951 | 0.00012144 | 0.00052345 | 0.00011416 | 0.00017805 | 0.30769
7952 | 0.00012591 | 0.00048729 | 0.00011416 | 0.00019734 | 0.46154
7953 | 0.00013494 | 0.00043175 | 0.00011416 | 0.00016915 | 0.57692
7954 | 0.00013598 | 0.00037194 | 0.00011416 | 0.00014096 | 0.69231
7955 | 0.00013509 | 0.00031212 | 0.00011416 | 0.00014763 | 0.76923
7956 | 0.00012787 | 0.00023553 | 0.00011416 | 0.00015579 | 0.73077
7957 | 0.00012429 | 0.0002434 | 0.00011416 | 0.00014986 | 0.69231
7958 | 0.00012853 | 0.00023 | 0.00011416 | 0.00015431 | 0.84615
7959 | 0.00012832 | 0.00022644 | 0.00011416 | 0.00016915 | 0.96154
7960 | 0.00012853 | 0.00025006 | 0.00011416 | 0.00018398 | 1
7961 | 0.00012952 | 0.00027146 | 0.00011416 | 0.00020179 | 0.92308
7962 | 0.00013137 | 0.00024187 | 0.00011416 | 0.00018844 | 0.76923
7963 | 0.00012713 | 0.00023359 | 0.00011416 | 0.00016024 | 0.57692
7964 | 0.00012413 | 0.00028072 | 0.00011416 | 0.00013428 | 0.46154
7965 | 0.00011929 | 1.3572e-05 | 0.00011416 | 0.00011054 | 0.30769
7966 | 0.00011888 | 7.6457e-06 | 0.00011416 | 9.3476e-05 | 0.23077
7967 | 0.00011748 | 6.4037e-06 | 0.00011416 | 8.2348e-05 | 0.15385
7968 | 0.00011667 | 7.801e-06 | 0.00011416 | 5.4885e-05 | 0.038462
7969 | 0.00011064 | 2.4844e-05 | 0.00011416 | 3.5617e-05 | 0.038462
7970 | 0.00011011 | 5.4807e-05 | 0.00011416 | 3.0946e-05 | 0.038462
7971 | 0.00011013 | 7.9004e-05 | 0.00011416 | 2.5691e-05 | 0.038462
7972 | 0.00010913 | 9.9199e-05 | 0.00011416 | 3.3865e-05 | 0.038462
7973 | 0.00011127 | 0.00012087 | 0.00011416 | 5.9556e-05 | 0.076923
7974 | 0.00011526 | 0.00048226 | 0.00011416 | 9.926e-05 | 0.15385
7975 | 0.00012067 | 0.00049211 | 0.00011416 | 0.00014013 | 0.23077
7976 | 0.0001267 | 0.00044241 | 0.00011416 | 0.00015531 | 0.38462
7977 | 0.00013202 | 0.00037872 | 0.00011416 | 0.00013313 | 0.46154
7978 | 0.00013142 | 0.00032416 | 0.00011416 | 0.00011094 | 0.57692
7979 | 0.00012895 | 0.00027822 | 0.00011416 | 0.00011619 | 0.69231
7980 | 0.00012253 | 0.00020642 | 0.00011416 | 0.00012262 | 0.61538
7981 | 0.00012213 | 0.00022947 | 0.00011416 | 0.00011794 | 0.53846
7982 | 0.00012806 | 0.00022779 | 0.00011416 | 0.00012145 | 0.61538
7983 | 0.00012913 | 0.00023425 | 0.00011416 | 0.00013313 | 0.69231
7984 | 0.0001309 | 0.0002525 | 0.00011416 | 0.0001448 | 0.76923
7985 | 0.00013207 | 0.00027269 | 0.00011416 | 0.00015882 | 0.69231
7986 | 0.00013187 | 0.00024019 | 0.00011416 | 0.00014831 | 0.57692
7987 | 0.00012728 | 0.00023197 | 0.00011416 | 0.00012612 | 0.46154
7988 | 0.00012281 | 0.00027863 | 0.00011416 | 0.00010568 | 0.30769
7989 | 0.00011959 | 1.3566e-05 | 0.00011416 | 8.6998e-05 | 0.23077
7990 | 0.00011773 | 7.6284e-06 | 0.00011416 | 7.3569e-05 | 0.15385
7991 | 0.00011763 | 6.1631e-06 | 0.00011416 | 6.4811e-05 | 0.076923
7992 | 0.00011754 | 4.376e-06 | 0.00011416 | 4.8428e-05 | 0.038462
7993 | 0.00011055 | 9.8319e-06 | 0.00011416 | 3.1427e-05 | 0.038462
7994 | 0.00010945 | 2.1746e-05 | 0.00011416 | 2.7305e-05 | 0.038462
7995 | 0.00010907 | 3.8758e-05 | 0.00011416 | 2.2668e-05 | 0.038462
7996 | 0.00010988 | 5.7193e-05 | 0.00011416 | 2.9881e-05 | 0.038462
7997 | 0.00011169 | 6.8207e-05 | 0.00011416 | 5.2549e-05 | 0.076923
7998 | 0.0001172 | 0.00041679 | 0.00011416 | 8.7582e-05 | 0.15385
7999 | 0.00012246 | 0.0004386 | 0.00011416 | 0.00012365 | 0.23077
8000 | 0.00012681 | 0.00040143 | 0.00011416 | 0.00013704 | 0.38462
8001 | 0.00013683 | 0.00033883 | 0.00011416 | 0.00011746 | 0.46154
8002 | 0.0001362 | 0.00027329 | 0.00011416 | 9.7886e-05 | 0.57692
8003 | 0.00013405 | 0.00022429 | 0.00011416 | 0.00010252 | 0.69231
8004 | 0.00012609 | 0.00013839 | 0.00011416 | 0.00010819 | 0.61538
8005 | 0.00012428 | 0.00015796 | 0.00011416 | 0.00010407 | 0.53846
8006 | 0.00012971 | 0.00015409 | 0.00011416 | 0.00010716 | 0.61538
8007 | 0.00012803 | 0.00016322 | 0.00011416 | 0.00011746 | 0.69231
8008 | 0.00013183 | 0.00019189 | 0.00011416 | 0.00012777 | 0.76923
8009 | 0.00013423 | 0.00021117 | 0.00011416 | 0.00014013 | 0.69231
8010 | 0.00013495 | 0.00017903 | 0.00011416 | 0.00013086 | 0.57692
8011 | 0.00013208 | 0.00016522 | 0.00011416 | 0.00011128 | 0.46154
8012 | 0.00012768 | 0.00020928 | 0.00011416 | 9.3249e-05 | 0.30769
8013 | 0.00012348 | 1.1107e-05 | 0.00011416 | 7.6763e-05 | 0.23077
8014 | 0.00012119 | 9.0618e-06 | 0.00011416 | 6.4914e-05 | 0.15385
8015 | 0.00012047 | 5.4906e-06 | 0.00011416 | 5.7186e-05 | 0.076923
8016 | 0.00012081 | 3.2587e-06 | 0.00011416 | 6.1152e-05 | 0.076923
8017 | 0.00011365 | 2.4917e-06 | 0.00011416 | 3.9684e-05 | 0.076923
8018 | 0.00011323 | 2.1856e-06 | 0.00011416 | 3.4479e-05 | 0.057692
8019 | 0.0001124 | 2.2056e-06 | 0.00011416 | 2.8624e-05 | 0.057692
8020 | 0.00011352 | 4.9184e-06 | 0.00011416 | 3.7732e-05 | 0.076923
8021 | 0.00011585 | 8.8572e-06 | 0.00011416 | 6.6356e-05 | 0.11538
8022 | 0.00012057 | 0.00035902 | 0.00011416 | 0.00011059 | 0.19231
8023 | 0.00012608 | 0.00038391 | 0.00011416 | 0.00015613 | 0.30769
8024 | 0.00012973 | 0.00036199 | 0.00011416 | 0.00017305 | 0.46154
8025 | 0.0001369 | 0.00032281 | 0.00011416 | 0.00014833 | 0.57692
8026 | 0.0001352 | 0.00028087 | 0.00011416 | 0.00012361 | 0.69231
8027 | 0.00013479 | 0.00024491 | 0.00011416 | 0.00012946 | 0.76923
8028 | 0.00012766 | 0.00015778 | 0.00011416 | 0.00013662 | 0.73077
8029 | 0.00012422 | 0.00015016 | 0.00011416 | 0.00013141 | 0.69231
8030 | 0.00012921 | 0.00013969 | 0.00011416 | 0.00013532 | 0.84615
8031 | 0.00012957 | 0.00013682 | 0.00011416 | 0.00014833 | 0.96154
8032 | 0.00013207 | 0.00015323 | 0.00011416 | 0.00016134 | 1
8033 | 0.00013395 | 0.00017428 | 0.00011416 | 0.00017695 | 0.92308
8034 | 0.00013351 | 0.00014302 | 0.00011416 | 0.00016524 | 0.76923
8035 | 0.00012942 | 0.00014047 | 0.00011416 | 0.00014052 | 0.57692
8036 | 0.00012656 | 0.00018731 | 0.00011416 | 0.00011775 | 0.46154
8037 | 0.00012279 | 1.0554e-05 | 0.00011416 | 9.6932e-05 | 0.30769
8038 | 0.00012156 | 9.7085e-06 | 0.00011416 | 8.197e-05 | 0.23077
8039 | 0.00012214 | 5.4832e-06 | 0.00011416 | 7.2211e-05 | 0.15385
8040 | 0.0001208 | 2.5654e-06 | 0.00011416 | 5.824e-05 | 0.076923
8041 | 0.00011315 | 1.493e-06 | 0.00011416 | 3.7794e-05 | 0.076923
8042 | 0.00011138 | 1.3417e-06 | 0.00011416 | 3.2837e-05 | 0.057692
8043 | 0.00010988 | 1.5551e-06 | 0.00011416 | 2.7261e-05 | 0.057692
8044 | 0.00011078 | 2.326e-06 | 0.00011416 | 3.5935e-05 | 0.076923
8045 | 0.00011185 | 1.454e-05 | 0.00011416 | 6.3197e-05 | 0.11538
8046 | 0.00011283 | 0.00037 | 0.00011416 | 0.00010533 | 0.19231
8047 | 0.00011278 | 0.00038142 | 0.00011416 | 0.0001487 | 0.30769
8048 | 0.00011423 | 0.00033921 | 0.00011416 | 0.00016481 | 0.46154
8049 | 0.0001175 | 0.0003065 | 0.00011416 | 0.00014126 | 0.57692
8050 | 0.00011821 | 0.00025471 | 0.00011416 | 0.00011772 | 0.69231
8051 | 0.00011821 | 0.00023097 | 0.00011416 | 0.0001233 | 0.76923
8052 | 0.00011515 | 0.00018249 | 0.00011416 | 0.00013011 | 0.73077
8053 | 0.00011169 | 0.00020366 | 0.00011416 | 0.00012515 | 0.69231
8054 | 0.00011385 | 0.00018248 | 0.00011416 | 0.00012887 | 0.84615
8055 | 0.00011307 | 0.00018406 | 0.00011416 | 0.00014126 | 0.96154
8056 | 0.00011362 | 0.00019296 | 0.00011416 | 0.00015365 | 1
8057 | 0.00011399 | 0.00020602 | 0.00011416 | 0.00016852 | 0.92308
8058 | 0.00011582 | 0.00017843 | 0.00011416 | 0.00015737 | 0.76923
8059 | 0.00011487 | 0.00017489 | 0.00011416 | 0.00013383 | 0.57692
8060 | 0.00011382 | 0.00022985 | 0.00011416 | 0.00011214 | 0.46154
8061 | 0.00011231 | 1.3552e-05 | 0.00011416 | 9.2317e-05 | 0.30769
8062 | 0.00011302 | 7.5774e-06 | 0.00011416 | 7.8066e-05 | 0.23077
8063 | 0.00011406 | 5.7938e-06 | 0.00011416 | 6.8773e-05 | 0.15385
8064 | 0.00011371 | 2.641e-06 | 0.00011416 | 5.9405e-05 | 0.076923
8065 | 0.0001091 | 2.1235e-06 | 0.00011416 | 3.855e-05 | 0.076923
8066 | 0.00010476 | 6.008e-06 | 0.00011416 | 3.3494e-05 | 0.057692
8067 | 0.00010455 | 1.6731e-05 | 0.00011416 | 2.7807e-05 | 0.057692
8068 | 0.0001057 | 3.9463e-05 | 0.00011416 | 3.6654e-05 | 0.076923
8069 | 0.00010677 | 6.3331e-05 | 0.00011416 | 6.4461e-05 | 0.11538
8070 | 0.00010511 | 0.00042816 | 0.00011416 | 0.00010743 | 0.19231
8071 | 0.00010576 | 0.00044174 | 0.00011416 | 0.00015167 | 0.30769
8072 | 0.00010558 | 0.00039086 | 0.00011416 | 0.0001681 | 0.46154
8073 | 0.0001052 | 0.00033251 | 0.00011416 | 0.00014409 | 0.57692
8074 | 0.00010706 | 0.00028001 | 0.00011416 | 0.00012007 | 0.69231
8075 | 0.00010758 | 0.00023223 | 0.00011416 | 0.00012576 | 0.76923
8076 | 0.00010616 | 0.00014425 | 0.00011416 | 0.00013271 | 0.73077
8077 | 0.00010703 | 0.00015894 | 0.00011416 | 0.00012766 | 0.69231
8078 | 0.0001068 | 0.00015416 | 0.00011416 | 0.00013145 | 0.84615
8079 | 0.00010603 | 0.0001596 | 0.00011416 | 0.00014409 | 0.96154
8080 | 0.00010781 | 0.00018387 | 0.00011416 | 0.00015673 | 1
8081 | 0.00010869 | 0.00020888 | 0.00011416 | 0.00017189 | 0.92308
8082 | 0.00011272 | 0.00018183 | 0.00011416 | 0.00016052 | 0.76923
8083 | 0.00011198 | 0.00017874 | 0.00011416 | 0.0001365 | 0.57692
8084 | 0.00011201 | 0.00023145 | 0.00011416 | 0.00011439 | 0.46154
8085 | 0.00011073 | 1.3552e-05 | 0.00011416 | 9.4163e-05 | 0.30769
8086 | 0.0001113 | 7.5776e-06 | 0.00011416 | 7.9628e-05 | 0.23077
8087 | 0.00011414 | 5.8124e-06 | 0.00011416 | 7.0148e-05 | 0.15385
8088 | 0.00011238 | 2.7055e-06 | 0.00011416 | 5.9987e-05 | 0.076923
8089 | 0.00010654 | 2.5264e-06 | 0.00011416 | 3.8928e-05 | 0.076923
8090 | 0.00010435 | 8.6562e-06 | 0.00011416 | 3.3823e-05 | 0.057692
8091 | 0.00010467 | 2.7643e-05 | 0.00011416 | 2.8079e-05 | 0.057692
8092 | 0.00010536 | 5.2446e-05 | 0.00011416 | 3.7013e-05 | 0.076923
8093 | 0.00010693 | 7.4436e-05 | 0.00011416 | 6.5092e-05 | 0.11538
8094 | 0.00011191 | 0.00043998 | 0.00011416 | 0.00010849 | 0.19231
8095 | 0.00011709 | 0.00045259 | 0.00011416 | 0.00015316 | 0.30769
8096 | 0.00012577 | 0.00042629 | 0.00011416 | 0.00016975 | 0.46154
8097 | 0.00013724 | 0.0004026 | 0.00011416 | 0.0001455 | 0.57692
8098 | 0.00013856 | 0.00032236 | 0.00011416 | 0.00012125 | 0.69231
8099 | 0.00013735 | 0.00028431 | 0.00011416 | 0.00012699 | 0.76923
8100 | 0.00013043 | 0.00021394 | 0.00011416 | 0.00013401 | 0.73077
8101 | 0.00012664 | 0.00022761 | 0.00011416 | 0.00012891 | 0.69231
8102 | 0.00013207 | 0.00020813 | 0.00011416 | 0.00013274 | 0.84615
8103 | 0.00013293 | 0.00020867 | 0.00011416 | 0.0001455 | 0.96154
8104 | 0.00013618 | 0.00023436 | 0.00011416 | 0.00015826 | 1
8105 | 0.0001398 | 0.00024576 | 0.00011416 | 0.00017358 | 0.92308
8106 | 0.0001404 | 0.00021807 | 0.00011416 | 0.00016209 | 0.76923
8107 | 0.00013599 | 0.0002137 | 0.00011416 | 0.00013784 | 0.57692
8108 | 0.00013275 | 0.00026587 | 0.00011416 | 0.00011551 | 0.46154
8109 | 0.00012795 | 1.3562e-05 | 0.00011416 | 9.5086e-05 | 0.30769
8110 | 0.00012506 | 7.6109e-06 | 0.00011416 | 8.0408e-05 | 0.23077
8111 | 0.00012719 | 6.1675e-06 | 0.00011416 | 7.0836e-05 | 0.15385
8112 | 0.00012399 | 5.2099e-06 | 0.00011416 | 6.2899e-05 | 0.076923
8113 | 0.00011639 | 1.7403e-05 | 0.00011416 | 4.0818e-05 | 0.076923
8114 | 0.00011419 | 4.5236e-05 | 0.00011416 | 3.5464e-05 | 0.057692
8115 | 0.00011602 | 6.8793e-05 | 0.00011416 | 2.9442e-05 | 0.057692
8116 | 0.00011755 | 9.0132e-05 | 0.00011416 | 3.881e-05 | 0.076923
8117 | 0.00012205 | 0.00011098 | 0.00011416 | 6.8252e-05 | 0.11538
8118 | 0.00012609 | 0.00047319 | 0.00011416 | 0.00011375 | 0.19231
8119 | 0.0001308 | 0.00048454 | 0.00011416 | 0.00016059 | 0.30769
8120 | 0.00013531 | 0.00043169 | 0.00011416 | 0.00017799 | 0.46154
8121 | 0.00014504 | 0.00035895 | 0.00011416 | 0.00015256 | 0.57692
8122 | 0.00014407 | 0.00030636 | 0.00011416 | 0.00012714 | 0.69231
8123 | 0.00014258 | 0.00026016 | 0.00011416 | 0.00013316 | 0.76923
8124 | 0.00013561 | 0.00021864 | 0.00011416 | 0.00014052 | 0.73077
8125 | 0.00013354 | 0.00023834 | 0.00011416 | 0.00013517 | 0.69231
8126 | 0.00013839 | 0.00022541 | 0.00011416 | 0.00013918 | 0.84615
8127 | 0.00013823 | 0.00022436 | 0.00011416 | 0.00015256 | 0.96154
8128 | 0.00014057 | 0.00025294 | 0.00011416 | 0.00016595 | 1
8129 | 0.000143 | 0.0002682 | 0.00011416 | 0.00018201 | 0.92308
8130 | 0.00014184 | 0.00024039 | 0.00011416 | 0.00016996 | 0.76923
8131 | 0.00013805 | 0.00023616 | 0.00011416 | 0.00014453 | 0.57692
8132 | 0.00013445 | 0.00028687 | 0.00011416 | 0.00012111 | 0.46154
8133 | 0.00013089 | 1.3572e-05 | 0.00011416 | 9.9702e-05 | 0.30769
8134 | 0.00012821 | 7.7452e-06 | 0.00011416 | 8.4312e-05 | 0.23077
8135 | 0.00012751 | 8.2703e-06 | 0.00011416 | 7.4275e-05 | 0.15385
8136 | 0.00012558 | 2.2407e-05 | 0.00011416 | 4.9504e-05 | 0.038462
8137 | 0.00011934 | 5.3252e-05 | 0.00011416 | 3.2125e-05 | 0.038462
8138 | 0.0001186 | 7.4468e-05 | 0.00011416 | 2.7912e-05 | 0.038462
8139 | 0.00011743 | 9.4192e-05 | 0.00011416 | 2.3172e-05 | 0.038462
8140 | 0.00011674 | 0.00011402 | 0.00011416 | 3.0545e-05 | 0.038462
8141 | 0.00011748 | 0.00013268 | 0.00011416 | 5.3717e-05 | 0.076923
8142 | 0.00012142 | 0.00049381 | 0.00011416 | 8.9529e-05 | 0.15385
8143 | 0.00012836 | 0.00050435 | 0.00011416 | 0.00012639 | 0.23077
8144 | 0.00013435 | 0.00048581 | 0.00011416 | 0.00014009 | 0.38462
8145 | 0.00014475 | 0.00042008 | 0.00011416 | 0.00012007 | 0.46154
8146 | 0.00014435 | 0.00039283 | 0.00011416 | 0.00010006 | 0.57692
8147 | 0.00014334 | 0.00034717 | 0.00011416 | 0.0001048 | 0.69231
8148 | 0.00013508 | 0.00027433 | 0.00011416 | 0.00011059 | 0.61538
8149 | 0.00013282 | 0.00032234 | 0.00011416 | 0.00010638 | 0.53846
8150 | 0.00013659 | 0.00032653 | 0.00011416 | 0.00010954 | 0.61538
8151 | 0.00013631 | 0.00032891 | 0.00011416 | 0.00012007 | 0.69231
8152 | 0.00013719 | 0.00033754 | 0.00011416 | 0.00013061 | 0.76923
8153 | 0.00013832 | 0.00033586 | 0.00011416 | 0.00014325 | 0.69231
8154 | 0.00013765 | 0.00030247 | 0.00011416 | 0.00013377 | 0.57692
8155 | 0.00013383 | 0.0002904 | 0.00011416 | 0.00011375 | 0.46154
8156 | 0.00013022 | 0.00033678 | 0.00011416 | 9.5322e-05 | 0.30769
8157 | 0.00012621 | 1.409e-05 | 0.00011416 | 7.8469e-05 | 0.23077
8158 | 0.0001256 | 1.3883e-05 | 0.00011416 | 6.6356e-05 | 0.15385
8159 | 0.00012527 | 2.7853e-05 | 0.00011416 | 5.8457e-05 | 0.076923
8160 | 0.00012584 | 5.1611e-05 | 0.00011416 | 4.368e-05 | 0.038462
8161 | 0.00011861 | 7.8225e-05 | 0.00011416 | 2.8346e-05 | 0.038462
8162 | 0.00011566 | 0.00010093 | 0.00011416 | 2.4628e-05 | 0.038462
8163 | 0.00011636 | 0.00011816 | 0.00011416 | 2.0446e-05 | 0.038462
8164 | 0.00011676 | 0.00013384 | 0.00011416 | 2.6951e-05 | 0.038462
8165 | 0.00011825 | 0.00014454 | 0.00011416 | 4.7397e-05 | 0.076923
8166 | 0.00012191 | 0.00048973 | 0.00011416 | 7.8996e-05 | 0.15385
8167 | 0.00012796 | 0.00051017 | 0.00011416 | 0.00011152 | 0.23077
8168 | 0.00013509 | 0.00046729 | 0.00011416 | 0.00012361 | 0.38462
8169 | 0.00014317 | 0.0003935 | 0.00011416 | 0.00010595 | 0.46154
8170 | 0.00014436 | 0.00032842 | 0.00011416 | 8.8289e-05 | 0.57692
8171 | 0.00014309 | 0.00027441 | 0.00011416 | 9.2471e-05 | 0.69231
8172 | 0.00013468 | 0.00018247 | 0.00011416 | 9.7583e-05 | 0.61538
8173 | 0.00013333 | 0.00019661 | 0.00011416 | 9.3866e-05 | 0.53846
8174 | 0.00013689 | 0.00019042 | 0.00011416 | 9.6654e-05 | 0.61538
8175 | 0.00013688 | 0.00019563 | 0.00011416 | 0.00010595 | 0.69231
8176 | 0.00013803 | 0.0002261 | 0.00011416 | 0.00011524 | 0.76923
8177 | 0.00014042 | 0.00025098 | 0.00011416 | 0.00012639 | 0.69231
8178 | 0.00013999 | 0.00022457 | 0.00011416 | 0.00011803 | 0.57692
8179 | 0.00013553 | 0.00021378 | 0.00011416 | 0.00010037 | 0.46154
8180 | 0.00013157 | 0.00026044 | 0.00011416 | 8.4107e-05 | 0.30769
8181 | 0.00012828 | 1.1122e-05 | 0.00011416 | 6.9237e-05 | 0.23077
8182 | 0.00012752 | 9.1072e-06 | 0.00011416 | 5.855e-05 | 0.15385
8183 | 0.00012926 | 5.767e-06 | 0.00011416 | 5.158e-05 | 0.076923
8184 | 0.00012641 | 5.3924e-06 | 0.00011416 | 6.1152e-05 | 0.076923
8185 | 0.00012101 | 1.7746e-05 | 0.00011416 | 3.9684e-05 | 0.076923
8186 | 0.000119 | 4.6556e-05 | 0.00011416 | 3.4479e-05 | 0.057692
8187 | 0.00011675 | 6.8927e-05 | 0.00011416 | 2.8624e-05 | 0.057692
8188 | 0.0001174 | 9.2685e-05 | 0.00011416 | 3.7732e-05 | 0.076923
8189 | 0.00011956 | 0.00010566 | 0.00011416 | 6.6356e-05 | 0.11538
8190 | 0.00012172 | 0.00045472 | 0.00011416 | 0.00011059 | 0.19231
8191 | 0.00012698 | 0.00047681 | 0.00011416 | 0.00015613 | 0.30769
8192 | 0.00013619 | 0.00043428 | 0.00011416 | 0.00017305 | 0.46154
8193 | 0.00014426 | 0.00037516 | 0.00011416 | 0.00014833 | 0.57692
8194 | 0.0001447 | 0.00031438 | 0.00011416 | 0.00012361 | 0.69231
8195 | 0.00014348 | 0.00026495 | 0.00011416 | 0.00012946 | 0.76923
8196 | 0.00013679 | 0.00018101 | 0.00011416 | 0.00013662 | 0.73077
8197 | 0.00013461 | 0.0002101 | 0.00011416 | 0.00013141 | 0.69231
8198 | 0.00013915 | 0.00021355 | 0.00011416 | 0.00013532 | 0.84615
8199 | 0.00013961 | 0.00022519 | 0.00011416 | 0.00014833 | 0.96154
8200 | 0.00014095 | 0.00024344 | 0.00011416 | 0.00016134 | 1
8201 | 0.00014276 | 0.00025977 | 0.00011416 | 0.00017695 | 0.92308
8202 | 0.00014051 | 0.0002272 | 0.00011416 | 0.00016524 | 0.76923
8203 | 0.0001359 | 0.00021914 | 0.00011416 | 0.00014052 | 0.57692
8204 | 0.00013143 | 0.00025958 | 0.00011416 | 0.00011775 | 0.46154
8205 | 0.00012776 | 1.057e-05 | 0.00011416 | 9.6932e-05 | 0.30769
8206 | 0.00012508 | 9.7336e-06 | 0.00011416 | 8.197e-05 | 0.23077
8207 | 0.00012538 | 5.6441e-06 | 0.00011416 | 7.2211e-05 | 0.15385
8208 | 0.000123 | 3.2364e-06 | 0.00011416 | 5.824e-05 | 0.076923
8209 | 0.00011807 | 4.8448e-06 | 0.00011416 | 3.7794e-05 | 0.076923
8210 | 0.00011543 | 1.2143e-05 | 0.00011416 | 3.2837e-05 | 0.057692
8211 | 0.00011534 | 3.0568e-05 | 0.00011416 | 2.7261e-05 | 0.057692
8212 | 0.00011448 | 5.2159e-05 | 0.00011416 | 3.5935e-05 | 0.076923
8213 | 0.00011583 | 6.9454e-05 | 0.00011416 | 6.3197e-05 | 0.11538
8214 | 0.00011745 | 0.00043189 | 0.00011416 | 0.00010533 | 0.19231
8215 | 0.00011896 | 0.00044226 | 0.00011416 | 0.0001487 | 0.30769
8216 | 0.00011897 | 0.00040059 | 0.00011416 | 0.00016481 | 0.46154
8217 | 0.00012166 | 0.00036036 | 0.00011416 | 0.00014126 | 0.57692
8218 | 0.00012318 | 0.00031436 | 0.00011416 | 0.00011772 | 0.69231
8219 | 0.00012316 | 0.00029871 | 0.00011416 | 0.0001233 | 0.76923
8220 | 0.00011687 | 0.00024627 | 0.00011416 | 0.00013011 | 0.73077
8221 | 0.00011618 | 0.00023161 | 0.00011416 | 0.00012515 | 0.69231
8222 | 0.00011728 | 0.0002107 | 0.00011416 | 0.00012887 | 0.84615
8223 | 0.00011549 | 0.00019949 | 0.00011416 | 0.00014126 | 0.96154
8224 | 0.00011599 | 0.00022147 | 0.00011416 | 0.00015365 | 1
8225 | 0.0001178 | 0.00023278 | 0.00011416 | 0.00016852 | 0.92308
8226 | 0.00011835 | 0.00020202 | 0.00011416 | 0.00015737 | 0.76923
8227 | 0.00011543 | 0.0001945 | 0.00011416 | 0.00013383 | 0.57692
8228 | 0.0001138 | 0.00024227 | 0.00011416 | 0.00011214 | 0.46154
8229 | 0.00011324 | 1.3555e-05 | 0.00011416 | 9.2317e-05 | 0.30769
8230 | 0.00011317 | 7.5789e-06 | 0.00011416 | 7.8066e-05 | 0.23077
8231 | 0.00011474 | 5.8099e-06 | 0.00011416 | 6.8773e-05 | 0.15385
8232 | 0.0001161 | 2.7309e-06 | 0.00011416 | 5.9405e-05 | 0.076923
8233 | 0.00011138 | 2.2925e-06 | 0.00011416 | 3.855e-05 | 0.076923
8234 | 0.00011017 | 6.1976e-06 | 0.00011416 | 3.3494e-05 | 0.057692
8235 | 0.00010894 | 1.6397e-05 | 0.00011416 | 2.7807e-05 | 0.057692
8236 | 0.00010892 | 3.6415e-05 | 0.00011416 | 3.6654e-05 | 0.076923
8237 | 0.00010951 | 5.974e-05 | 0.00011416 | 6.4461e-05 | 0.11538
8238 | 0.00010949 | 0.00042543 | 0.00011416 | 0.00010743 | 0.19231
8239 | 0.00010922 | 0.00043877 | 0.00011416 | 0.00015167 | 0.30769
8240 | 0.00010854 | 0.00040135 | 0.00011416 | 0.0001681 | 0.46154
8241 | 0.00010852 | 0.00034736 | 0.00011416 | 0.00014409 | 0.57692
8242 | 0.00011191 | 0.00029782 | 0.00011416 | 0.00012007 | 0.69231
8243 | 0.00011137 | 0.00025463 | 0.00011416 | 0.00012576 | 0.76923
8244 | 0.0001109 | 0.00016901 | 0.00011416 | 0.00013271 | 0.73077
8245 | 0.00010956 | 0.00018381 | 0.00011416 | 0.00012766 | 0.69231
8246 | 0.00010996 | 0.00017469 | 0.00011416 | 0.00013145 | 0.84615
8247 | 0.0001109 | 0.00018036 | 0.00011416 | 0.00014409 | 0.96154
8248 | 0.0001124 | 0.00019875 | 0.00011416 | 0.00015673 | 1
8249 | 0.00011285 | 0.00021761 | 0.00011416 | 0.00017189 | 0.92308
8250 | 0.00011498 | 0.00018819 | 0.00011416 | 0.00016052 | 0.76923
8251 | 0.00011236 | 0.00018331 | 0.00011416 | 0.0001365 | 0.57692
8252 | 0.00011172 | 0.00023429 | 0.00011416 | 0.00011439 | 0.46154
8253 | 0.00011034 | 1.3554e-05 | 0.00011416 | 9.4163e-05 | 0.30769
8254 | 0.00011206 | 7.5782e-06 | 0.00011416 | 7.9628e-05 | 0.23077
8255 | 0.00011467 | 5.8106e-06 | 0.00011416 | 7.0148e-05 | 0.15385
8256 | 0.00011321 | 2.7336e-06 | 0.00011416 | 5.9987e-05 | 0.076923
8257 | 0.00010813 | 2.5294e-06 | 0.00011416 | 3.8928e-05 | 0.076923
8258 | 0.00010599 | 8.0297e-06 | 0.00011416 | 3.3823e-05 | 0.057692
8259 | 0.00010665 | 2.6674e-05 | 0.00011416 | 2.8079e-05 | 0.057692
8260 | 0.00010908 | 4.9501e-05 | 0.00011416 | 3.7013e-05 | 0.076923
8261 | 0.00011339 | 7.2731e-05 | 0.00011416 | 6.5092e-05 | 0.11538
8262 | 0.00011947 | 0.00043655 | 0.00011416 | 0.00010849 | 0.19231
8263 | 0.00012724 | 0.00044832 | 0.00011416 | 0.00015316 | 0.30769
8264 | 0.00013249 | 0.00040936 | 0.00011416 | 0.00016975 | 0.46154
8265 | 0.00014659 | 0.00035463 | 0.00011416 | 0.0001455 | 0.57692
8266 | 0.00014789 | 0.00030114 | 0.00011416 | 0.00012125 | 0.69231
8267 | 0.00014793 | 0.00025837 | 0.00011416 | 0.00012699 | 0.76923
8268 | 0.00014038 | 0.00017923 | 0.00011416 | 0.00013401 | 0.73077
8269 | 0.00013846 | 0.00019736 | 0.00011416 | 0.00012891 | 0.69231
8270 | 0.00014457 | 0.00018657 | 0.00011416 | 0.00013274 | 0.84615
8271 | 0.00014542 | 0.00018944 | 0.00011416 | 0.0001455 | 0.96154
8272 | 0.00014784 | 0.0002096 | 0.00011416 | 0.00015826 | 1
8273 | 0.00014971 | 0.00022578 | 0.00011416 | 0.00017358 | 0.92308
8274 | 0.00014821 | 0.00019866 | 0.00011416 | 0.00016209 | 0.76923
8275 | 0.00014246 | 0.0001952 | 0.00011416 | 0.00013784 | 0.57692
8276 | 0.00013651 | 0.00024717 | 0.00011416 | 0.00011551 | 0.46154
8277 | 0.00013205 | 1.3557e-05 | 0.00011416 | 9.5086e-05 | 0.30769
8278 | 0.00012927 | 7.5808e-06 | 0.00011416 | 8.0408e-05 | 0.23077
8279 | 0.00012928 | 5.8382e-06 | 0.00011416 | 7.0836e-05 | 0.15385
8280 | 0.00012754 | 2.9746e-06 | 0.00011416 | 6.2899e-05 | 0.076923
8281 | 0.000123 | 4.6859e-06 | 0.00011416 | 4.0818e-05 | 0.076923
8282 | 0.00012118 | 2.04e-05 | 0.00011416 | 3.5464e-05 | 0.057692
8283 | 0.00012031 | 4.3931e-05 | 0.00011416 | 2.9442e-05 | 0.057692
8284 | 0.0001202 | 6.5809e-05 | 0.00011416 | 3.881e-05 | 0.076923
8285 | 0.00012212 | 8.6695e-05 | 0.00011416 | 6.8252e-05 | 0.11538
8286 | 0.00012618 | 0.00045184 | 0.00011416 | 0.00011375 | 0.19231
8287 | 0.00013283 | 0.00046372 | 0.00011416 | 0.00016059 | 0.30769
8288 | 0.00014084 | 0.00042463 | 0.00011416 | 0.00017799 | 0.46154
8289 | 0.00015145 | 0.00036715 | 0.00011416 | 0.00015256 | 0.57692
8290 | 0.0001525 | 0.00031835 | 0.00011416 | 0.00012714 | 0.69231
8291 | 0.00015021 | 0.00027786 | 0.00011416 | 0.00013316 | 0.76923
8292 | 0.00014343 | 0.00019867 | 0.00011416 | 0.00014052 | 0.73077
8293 | 0.00014051 | 0.00021741 | 0.00011416 | 0.00013517 | 0.69231
8294 | 0.00014686 | 0.00021283 | 0.00011416 | 0.00013918 | 0.84615
8295 | 0.00014654 | 0.00021292 | 0.00011416 | 0.00015256 | 0.96154
8296 | 0.00015089 | 0.0002291 | 0.00011416 | 0.00016595 | 1
8297 | 0.00015288 | 0.00024501 | 0.00011416 | 0.00018201 | 0.92308
8298 | 0.00015206 | 0.00022007 | 0.00011416 | 0.00016996 | 0.76923
8299 | 0.000146 | 0.00021793 | 0.00011416 | 0.00014453 | 0.57692
8300 | 0.00014066 | 0.00027116 | 0.00011416 | 0.00012111 | 0.46154
8301 | 0.00013465 | 1.3565e-05 | 0.00011416 | 9.9702e-05 | 0.30769
8302 | 0.00013272 | 7.6189e-06 | 0.00011416 | 8.4312e-05 | 0.23077
8303 | 0.00013173 | 6.453e-06 | 0.00011416 | 7.4275e-05 | 0.15385
8304 | 0.00013251 | 8.7561e-06 | 0.00011416 | 4.9504e-05 | 0.038462
8305 | 0.00012746 | 3.5932e-05 | 0.00011416 | 3.2125e-05 | 0.038462
8306 | 0.00012727 | 6.612e-05 | 0.00011416 | 2.7912e-05 | 0.038462
8307 | 0.00012635 | 9.0504e-05 | 0.00011416 | 2.3172e-05 | 0.038462
8308 | 0.00012557 | 0.00011112 | 0.00011416 | 3.0545e-05 | 0.038462
8309 | 0.00012605 | 0.00013408 | 0.00011416 | 5.3717e-05 | 0.076923
8310 | 0.00012875 | 0.00049531 | 0.00011416 | 8.9529e-05 | 0.15385
8311 | 0.00013093 | 0.00050681 | 0.00011416 | 0.00012639 | 0.23077
8312 | 0.00014278 | 0.00046572 | 0.00011416 | 0.00014009 | 0.38462
8313 | 0.00015139 | 0.00040239 | 0.00011416 | 0.00012007 | 0.46154
8314 | 0.00015128 | 0.00034815 | 0.00011416 | 0.00010006 | 0.57692
8315 | 0.00015019 | 0.00030079 | 0.00011416 | 0.0001048 | 0.69231
8316 | 0.00014295 | 0.00023369 | 0.00011416 | 0.00011059 | 0.61538
8317 | 0.00014094 | 0.00027247 | 0.00011416 | 0.00010638 | 0.53846
8318 | 0.0001462 | 0.00027639 | 0.00011416 | 0.00010954 | 0.61538
8319 | 0.00014626 | 0.00028904 | 0.00011416 | 0.00012007 | 0.69231
8320 | 0.00014828 | 0.00030219 | 0.00011416 | 0.00013061 | 0.76923
8321 | 0.00014939 | 0.00031032 | 0.00011416 | 0.00014325 | 0.69231
8322 | 0.00014783 | 0.00028086 | 0.00011416 | 0.00013377 | 0.57692
8323 | 0.00014404 | 0.00027486 | 0.00011416 | 0.00011375 | 0.46154
8324 | 0.00013963 | 0.00032304 | 0.00011416 | 9.5322e-05 | 0.30769
8325 | 0.00013546 | 1.3741e-05 | 0.00011416 | 7.8469e-05 | 0.23077
8326 | 0.00013201 | 9.6934e-06 | 0.00011416 | 6.6356e-05 | 0.15385
8327 | 0.00013424 | 2.5463e-05 | 0.00011416 | 5.8457e-05 | 0.076923
8328 | 0.0001329 | 5.2306e-05 | 0.00011416 | 4.368e-05 | 0.038462
8329 | 0.00012664 | 8.226e-05 | 0.00011416 | 2.8346e-05 | 0.038462
8330 | 0.00012667 | 0.00010687 | 0.00011416 | 2.4628e-05 | 0.038462
8331 | 0.00012804 | 0.00012746 | 0.00011416 | 2.0446e-05 | 0.038462
8332 | 0.00012698 | 0.00014488 | 0.00011416 | 2.6951e-05 | 0.038462
8333 | 0.00012814 | 0.00015737 | 0.00011416 | 4.7397e-05 | 0.076923
8334 | 0.00013106 | 0.00050291 | 0.00011416 | 7.8996e-05 | 0.15385
8335 | 0.00013297 | 0.00052478 | 0.00011416 | 0.00011152 | 0.23077
8336 | 0.00014275 | 0.00049022 | 0.00011416 | 0.00012361 | 0.38462
8337 | 0.00015099 | 0.00044755 | 0.00011416 | 0.00010595 | 0.46154
8338 | 0.0001522 | 0.00038978 | 0.00011416 | 8.8289e-05 | 0.57692
8339 | 0.00015141 | 0.00033111 | 0.00011416 | 9.2471e-05 | 0.69231
8340 | 0.00014633 | 0.00026436 | 0.00011416 | 9.7583e-05 | 0.61538
8341 | 0.00014327 | 0.00031084 | 0.00011416 | 9.3866e-05 | 0.53846
8342 | 0.00014822 | 0.00030183 | 0.00011416 | 9.6654e-05 | 0.61538
8343 | 0.00014877 | 0.0002846 | 0.00011416 | 0.00010595 | 0.69231
8344 | 0.00015091 | 0.00030263 | 0.00011416 | 0.00011524 | 0.76923
8345 | 0.00015212 | 0.00031711 | 0.00011416 | 0.00012639 | 0.69231
8346 | 0.0001504 | 0.0002871 | 0.00011416 | 0.00011803 | 0.57692
8347 | 0.00014456 | 0.00027137 | 0.00011416 | 0.00010037 | 0.46154
8348 | 0.00013965 | 0.000314 | 0.00011416 | 8.4107e-05 | 0.30769
8349 | 0.0001353 | 1.1293e-05 | 0.00011416 | 6.9237e-05 | 0.23077
8350 | 0.0001332 | 1.0428e-05 | 0.00011416 | 5.855e-05 | 0.15385
8351 | 0.00013452 | 1.696e-05 | 0.00011416 | 5.158e-05 | 0.076923
8352 | 0.00013375 | 4.0351e-05 | 0.00011416 | 6.1152e-05 | 0.076923
8353 | 0.00012924 | 6.4253e-05 | 0.00011416 | 3.9684e-05 | 0.076923
8354 | 0.00012728 | 8.6505e-05 | 0.00011416 | 3.4479e-05 | 0.057692
8355 | 0.00012546 | 0.00010449 | 0.00011416 | 2.8624e-05 | 0.057692
8356 | 0.00012481 | 0.00012222 | 0.00011416 | 3.7732e-05 | 0.076923
8357 | 0.00012653 | 0.00012957 | 0.00011416 | 6.6356e-05 | 0.11538
8358 | 0.00012918 | 0.00047364 | 0.00011416 | 0.00011059 | 0.19231
8359 | 0.00013091 | 0.00049878 | 0.00011416 | 0.00015613 | 0.30769
8360 | 0.00014064 | 0.00048394 | 0.00011416 | 0.00017305 | 0.46154
8361 | 0.00015002 | 0.00044206 | 0.00011416 | 0.00014833 | 0.57692
8362 | 0.00015037 | 0.00038906 | 0.00011416 | 0.00012361 | 0.69231
8363 | 0.00014992 | 0.0003281 | 0.00011416 | 0.00012946 | 0.76923
8364 | 0.00014263 | 0.00025771 | 0.00011416 | 0.00013662 | 0.73077
8365 | 0.00013985 | 0.0002733 | 0.00011416 | 0.00013141 | 0.69231
8366 | 0.00014472 | 0.00027188 | 0.00011416 | 0.00013532 | 0.84615
8367 | 0.00014374 | 0.00027266 | 0.00011416 | 0.00014833 | 0.96154
8368 | 0.00014586 | 0.00028596 | 0.00011416 | 0.00016134 | 1
8369 | 0.00014553 | 0.00029493 | 0.00011416 | 0.00017695 | 0.92308
8370 | 0.00014173 | 0.00026847 | 0.00011416 | 0.00016524 | 0.76923
8371 | 0.00013579 | 0.00026567 | 0.00011416 | 0.00014052 | 0.57692
8372 | 0.0001318 | 0.00031238 | 0.00011416 | 0.00011775 | 0.46154
8373 | 0.0001279 | 1.0779e-05 | 0.00011416 | 9.6932e-05 | 0.30769
8374 | 0.0001277 | 1.2333e-05 | 0.00011416 | 8.197e-05 | 0.23077
8375 | 0.00012833 | 2.9601e-05 | 0.00011416 | 7.2211e-05 | 0.15385
8376 | 0.00012803 | 6.7826e-05 | 0.00011416 | 5.824e-05 | 0.076923
8377 | 0.00012325 | 0.0001043 | 0.00011416 | 3.7794e-05 | 0.076923
8378 | 0.00011896 | 0.00014068 | 0.00011416 | 3.2837e-05 | 0.057692
8379 | 0.00011812 | 0.00016597 | 0.00011416 | 2.7261e-05 | 0.057692
8380 | 0.00011712 | 0.00018888 | 0.00011416 | 3.5935e-05 | 0.076923
8381 | 0.00011809 | 0.00021122 | 0.00011416 | 6.3197e-05 | 0.11538
8382 | 0.00012004 | 0.0005717 | 0.00011416 | 0.00010533 | 0.19231
8383 | 0.00011991 | 0.00058021 | 0.00011416 | 0.0001487 | 0.30769
8384 | 0.00012125 | 0.00054138 | 0.00011416 | 0.00016481 | 0.46154
8385 | 0.00012504 | 0.00048471 | 0.00011416 | 0.00014126 | 0.57692
8386 | 0.00012731 | 0.0004376 | 0.00011416 | 0.00011772 | 0.69231
8387 | 0.00012752 | 0.0003981 | 0.00011416 | 0.0001233 | 0.76923
8388 | 0.00012208 | 0.00032323 | 0.00011416 | 0.00013011 | 0.73077
8389 | 0.00012052 | 0.00033951 | 0.00011416 | 0.00012515 | 0.69231
8390 | 0.00012073 | 0.00033095 | 0.00011416 | 0.00012887 | 0.84615
8391 | 0.00012064 | 0.00033193 | 0.00011416 | 0.00014126 | 0.96154
8392 | 0.00012256 | 0.00035108 | 0.00011416 | 0.00015365 | 1
8393 | 0.00012281 | 0.00036385 | 0.00011416 | 0.00016852 | 0.92308
8394 | 0.00012475 | 0.00033341 | 0.00011416 | 0.00015737 | 0.76923
8395 | 0.00012358 | 0.00032572 | 0.00011416 | 0.00013383 | 0.57692
8396 | 0.00012207 | 0.00037106 | 0.00011416 | 0.00011214 | 0.46154
8397 | 0.00012046 | 1.8496e-05 | 0.00011416 | 9.2317e-05 | 0.30769
8398 | 0.00012071 | 3.578e-05 | 0.00011416 | 7.8066e-05 | 0.23077
8399 | 0.00012262 | 7.307e-05 | 0.00011416 | 6.8773e-05 | 0.15385
8400 | 0.00012151 | 9.3723e-05 | 0.00011416 | 5.9405e-05 | 0.076923
8401 | 0.00011855 | 0.00011153 | 0.00011416 | 3.855e-05 | 0.076923
8402 | 0.00011622 | 0.00012854 | 0.00011416 | 3.3494e-05 | 0.057692
8403 | 0.00011345 | 0.00014687 | 0.00011416 | 2.7807e-05 | 0.057692
8404 | 0.00011386 | 0.00016084 | 0.00011416 | 3.6654e-05 | 0.076923
8405 | 0.00011395 | 0.00017794 | 0.00011416 | 6.4461e-05 | 0.11538
8406 | 0.00011349 | 0.0005311 | 0.00011416 | 0.00010743 | 0.19231
8407 | 0.00011402 | 0.00054221 | 0.00011416 | 0.00015167 | 0.30769
8408 | 0.00011366 | 0.00050516 | 0.00011416 | 0.0001681 | 0.46154
8409 | 0.00011173 | 0.00044803 | 0.00011416 | 0.00014409 | 0.57692
8410 | 0.00011197 | 0.00040777 | 0.00011416 | 0.00012007 | 0.69231
8411 | 0.00011198 | 0.00035606 | 0.00011416 | 0.00012576 | 0.76923
8412 | 0.00011151 | 0.0002958 | 0.00011416 | 0.00013271 | 0.73077
8413 | 0.00011207 | 0.00032805 | 0.00011416 | 0.00012766 | 0.69231
8414 | 0.00011327 | 0.00033416 | 0.00011416 | 0.00013145 | 0.84615
8415 | 0.00011412 | 0.0003364 | 0.00011416 | 0.00014409 | 0.96154
8416 | 0.00011586 | 0.00034923 | 0.00011416 | 0.00015673 | 1
8417 | 0.00011808 | 0.00035208 | 0.00011416 | 0.00017189 | 0.92308
8418 | 0.00012235 | 0.00032127 | 0.00011416 | 0.00016052 | 0.76923
8419 | 0.000122 | 0.00030113 | 0.00011416 | 0.0001365 | 0.57692
8420 | 0.00012202 | 0.00033929 | 0.00011416 | 0.00011439 | 0.46154
8421 | 0.00011977 | 1.4072e-05 | 0.00011416 | 9.4163e-05 | 0.30769
8422 | 0.00012102 | 9.9601e-06 | 0.00011416 | 7.9628e-05 | 0.23077
8423 | 0.00012228 | 1.5953e-05 | 0.00011416 | 7.0148e-05 | 0.15385
8424 | 0.00012038 | 3.9056e-05 | 0.00011416 | 5.9987e-05 | 0.076923
8425 | 0.00011384 | 5.8608e-05 | 0.00011416 | 3.8928e-05 | 0.076923
8426 | 0.00011198 | 7.9052e-05 | 0.00011416 | 3.3823e-05 | 0.057692
8427 | 0.00011317 | 9.7607e-05 | 0.00011416 | 2.8079e-05 | 0.057692
8428 | 0.00011484 | 0.00011239 | 0.00011416 | 3.7013e-05 | 0.076923
8429 | 0.00011796 | 0.00013011 | 0.00011416 | 6.5092e-05 | 0.11538
8430 | 0.00012074 | 0.00048971 | 0.00011416 | 0.00010849 | 0.19231
8431 | 0.00012922 | 0.00049963 | 0.00011416 | 0.00015316 | 0.30769
8432 | 0.0001362 | 0.00046895 | 0.00011416 | 0.00016975 | 0.46154
8433 | 0.00014816 | 0.00041746 | 0.00011416 | 0.0001455 | 0.57692
8434 | 0.00015198 | 0.00035229 | 0.00011416 | 0.00012125 | 0.69231
8435 | 0.00015175 | 0.00030743 | 0.00011416 | 0.00012699 | 0.76923
8436 | 0.00014488 | 0.00023732 | 0.00011416 | 0.00013401 | 0.73077
8437 | 0.00014228 | 0.00025534 | 0.00011416 | 0.00012891 | 0.69231
8438 | 0.000147 | 0.00024444 | 0.00011416 | 0.00013274 | 0.84615
8439 | 0.00014594 | 0.0002343 | 0.00011416 | 0.0001455 | 0.96154
8440 | 0.0001456 | 0.00025353 | 0.00011416 | 0.00015826 | 1
8441 | 0.00014689 | 0.00027087 | 0.00011416 | 0.00017358 | 0.92308
8442 | 0.000145 | 0.00024294 | 0.00011416 | 0.00016209 | 0.76923
8443 | 0.00013933 | 0.00023499 | 0.00011416 | 0.00013784 | 0.57692
8444 | 0.00013502 | 0.0002821 | 0.00011416 | 0.00011551 | 0.46154
8445 | 0.0001305 | 1.3568e-05 | 0.00011416 | 9.5086e-05 | 0.30769
8446 | 0.00013028 | 7.6603e-06 | 0.00011416 | 8.0408e-05 | 0.23077
8447 | 0.00013034 | 6.8959e-06 | 0.00011416 | 7.0836e-05 | 0.15385
8448 | 0.00012985 | 1.0089e-05 | 0.00011416 | 6.2899e-05 | 0.076923
8449 | 0.00012417 | 3.5281e-05 | 0.00011416 | 4.0818e-05 | 0.076923
8450 | 0.00012214 | 6.4366e-05 | 0.00011416 | 3.5464e-05 | 0.057692
8451 | 0.00012182 | 8.7189e-05 | 0.00011416 | 2.9442e-05 | 0.057692
8452 | 0.00012102 | 0.00010778 | 0.00011416 | 3.881e-05 | 0.076923
8453 | 0.00012274 | 0.00012958 | 0.00011416 | 6.8252e-05 | 0.11538
8454 | 0.00012531 | 0.00048867 | 0.00011416 | 0.00011375 | 0.19231
8455 | 0.00012741 | 0.00050251 | 0.00011416 | 0.00016059 | 0.30769
8456 | 0.00013862 | 0.00046233 | 0.00011416 | 0.00017799 | 0.46154
8457 | 0.00014895 | 0.00040602 | 0.00011416 | 0.00015256 | 0.57692
8458 | 0.00015054 | 0.0003535 | 0.00011416 | 0.00012714 | 0.69231
8459 | 0.00014996 | 0.00031208 | 0.00011416 | 0.00013316 | 0.76923
8460 | 0.00014186 | 0.00023361 | 0.00011416 | 0.00014052 | 0.73077
8461 | 0.00013741 | 0.00025125 | 0.00011416 | 0.00013517 | 0.69231
8462 | 0.00014309 | 0.00024287 | 0.00011416 | 0.00013918 | 0.84615
8463 | 0.00014302 | 0.00024409 | 0.00011416 | 0.00015256 | 0.96154
8464 | 0.00014432 | 0.00025965 | 0.00011416 | 0.00016595 | 1
8465 | 0.00014679 | 0.00027664 | 0.00011416 | 0.00018201 | 0.92308
8466 | 0.00014588 | 0.00024727 | 0.00011416 | 0.00016996 | 0.76923
8467 | 0.00014182 | 0.00023952 | 0.00011416 | 0.00014453 | 0.57692
8468 | 0.00013966 | 0.00028845 | 0.00011416 | 0.00012111 | 0.46154
8469 | 0.00013646 | 1.3573e-05 | 0.00011416 | 9.9702e-05 | 0.30769
8470 | 0.00013384 | 7.6975e-06 | 0.00011416 | 8.4312e-05 | 0.23077
8471 | 0.00013322 | 7.0102e-06 | 0.00011416 | 7.4275e-05 | 0.15385
8472 | 0.00013283 | 9.9362e-06 | 0.00011416 | 4.9504e-05 | 0.038462
8473 | 0.00012806 | 3.0981e-05 | 0.00011416 | 3.2125e-05 | 0.038462
8474 | 0.00012566 | 5.5832e-05 | 0.00011416 | 2.7912e-05 | 0.038462
8475 | 0.00012537 | 7.667e-05 | 0.00011416 | 2.3172e-05 | 0.038462
8476 | 0.0001262 | 9.3735e-05 | 0.00011416 | 3.0545e-05 | 0.038462
8477 | 0.00012717 | 0.00011386 | 0.00011416 | 5.3717e-05 | 0.076923
8478 | 0.00012977 | 0.00047478 | 0.00011416 | 8.9529e-05 | 0.15385
8479 | 0.00013299 | 0.00048644 | 0.00011416 | 0.00012639 | 0.23077
8480 | 0.00014282 | 0.00045376 | 0.00011416 | 0.00014009 | 0.38462
8481 | 0.0001523 | 0.00039305 | 0.00011416 | 0.00012007 | 0.46154
8482 | 0.00015239 | 0.00034368 | 0.00011416 | 0.00010006 | 0.57692
8483 | 0.00015059 | 0.00030902 | 0.00011416 | 0.0001048 | 0.69231
8484 | 0.00014379 | 0.00021729 | 0.00011416 | 0.00011059 | 0.61538
8485 | 0.00014114 | 0.00022386 | 0.00011416 | 0.00010638 | 0.53846
8486 | 0.00014596 | 0.00020624 | 0.00011416 | 0.00010954 | 0.61538
8487 | 0.00014617 | 0.00020633 | 0.00011416 | 0.00012007 | 0.69231
8488 | 0.00014825 | 0.00022653 | 0.00011416 | 0.00013061 | 0.76923
8489 | 0.00014786 | 0.00024666 | 0.00011416 | 0.00014325 | 0.69231
8490 | 0.00014524 | 0.0002235 | 0.00011416 | 0.00013377 | 0.57692
8491 | 0.00014038 | 0.00022412 | 0.00011416 | 0.00011375 | 0.46154
8492 | 0.0001364 | 0.00027972 | 0.00011416 | 9.5322e-05 | 0.30769
8493 | 0.00013387 | 1.3578e-05 | 0.00011416 | 7.8469e-05 | 0.23077
8494 | 0.00013232 | 7.8003e-06 | 0.00011416 | 6.6356e-05 | 0.15385
8495 | 0.00013271 | 9.5129e-06 | 0.00011416 | 5.8457e-05 | 0.076923
8496 | 0.0001303 | 3.3709e-05 | 0.00011416 | 4.368e-05 | 0.038462
8497 | 0.00012311 | 7.5486e-05 | 0.00011416 | 2.8346e-05 | 0.038462
8498 | 0.00012186 | 0.00011352 | 0.00011416 | 2.4628e-05 | 0.038462
8499 | 0.00012308 | 0.00013866 | 0.00011416 | 2.0446e-05 | 0.038462
8500 | 0.00012321 | 0.0001625 | 0.00011416 | 2.6951e-05 | 0.038462
8501 | 0.00012498 | 0.00017811 | 0.00011416 | 4.7397e-05 | 0.076923
8502 | 0.0001278 | 0.00052785 | 0.00011416 | 7.8996e-05 | 0.15385
8503 | 0.0001323 | 0.0005513 | 0.00011416 | 0.00011152 | 0.23077
8504 | 0.00014038 | 0.00052555 | 0.00011416 | 0.00012361 | 0.38462
8505 | 0.00015088 | 0.00047499 | 0.00011416 | 0.00010595 | 0.46154
8506 | 0.00015123 | 0.0004258 | 0.00011416 | 8.8289e-05 | 0.57692
8507 | 0.00014984 | 0.0003813 | 0.00011416 | 9.2471e-05 | 0.69231
8508 | 0.00014108 | 0.0003003 | 0.00011416 | 9.7583e-05 | 0.61538
8509 | 0.00013803 | 0.00031326 | 0.00011416 | 9.3866e-05 | 0.53846
8510 | 0.00014087 | 0.00030921 | 0.00011416 | 9.6654e-05 | 0.61538
8511 | 0.00014062 | 0.00030876 | 0.00011416 | 0.00010595 | 0.69231
8512 | 0.00014315 | 0.0003292 | 0.00011416 | 0.00011524 | 0.76923
8513 | 0.00014402 | 0.00034013 | 0.00011416 | 0.00012639 | 0.69231
8514 | 0.00014319 | 0.00031416 | 0.00011416 | 0.00011803 | 0.57692
8515 | 0.00013967 | 0.00030555 | 0.00011416 | 0.00010037 | 0.46154
8516 | 0.00013741 | 0.0003536 | 0.00011416 | 8.4107e-05 | 0.30769
8517 | 0.00013277 | 1.4869e-05 | 0.00011416 | 6.9237e-05 | 0.23077
8518 | 0.00013132 | 3.8088e-05 | 0.00011416 | 5.855e-05 | 0.15385
8519 | 0.0001317 | 7.5008e-05 | 0.00011416 | 5.158e-05 | 0.076923
8520 | 0.00012973 | 9.779e-05 | 0.00011416 | 6.1152e-05 | 0.076923
8521 | 0.00012284 | 0.00012148 | 0.00011416 | 3.9684e-05 | 0.076923
8522 | 0.00012238 | 0.00014194 | 0.00011416 | 3.4479e-05 | 0.057692
8523 | 0.00012236 | 0.00015745 | 0.00011416 | 2.8624e-05 | 0.057692
8524 | 0.00012263 | 0.00017652 | 0.00011416 | 3.7732e-05 | 0.076923
8525 | 0.00012385 | 0.00018291 | 0.00011416 | 6.6356e-05 | 0.11538
8526 | 0.00012625 | 0.00052437 | 0.00011416 | 0.00011059 | 0.19231
8527 | 0.00012861 | 0.00054445 | 0.00011416 | 0.00015613 | 0.30769
8528 | 0.0001364 | 0.00051005 | 0.00011416 | 0.00017305 | 0.46154
8529 | 0.00014839 | 0.00045522 | 0.00011416 | 0.00014833 | 0.57692
8530 | 0.00014789 | 0.00039488 | 0.00011416 | 0.00012361 | 0.69231
8531 | 0.00014573 | 0.0003401 | 0.00011416 | 0.00012946 | 0.76923
8532 | 0.0001375 | 0.00024686 | 0.00011416 | 0.00013662 | 0.73077
8533 | 0.00013472 | 0.00025642 | 0.00011416 | 0.00013141 | 0.69231
8534 | 0.00013846 | 0.00025423 | 0.00011416 | 0.00013532 | 0.84615
8535 | 0.00013817 | 0.00025801 | 0.00011416 | 0.00014833 | 0.96154
8536 | 0.00013923 | 0.0002728 | 0.00011416 | 0.00016134 | 1
8537 | 0.00013914 | 0.00029648 | 0.00011416 | 0.00017695 | 0.92308
8538 | 0.00013742 | 0.00027286 | 0.00011416 | 0.00016524 | 0.76923
8539 | 0.00013439 | 0.0002738 | 0.00011416 | 0.00014052 | 0.57692
8540 | 0.0001301 | 0.00032249 | 0.00011416 | 0.00011775 | 0.46154
8541 | 0.00012712 | 1.1062e-05 | 0.00011416 | 9.6932e-05 | 0.30769
8542 | 0.00012574 | 1.6336e-05 | 0.00011416 | 8.197e-05 | 0.23077
8543 | 0.00012654 | 5.01e-05 | 0.00011416 | 7.2211e-05 | 0.15385
8544 | 0.0001248 | 9.1177e-05 | 0.00011416 | 5.824e-05 | 0.076923
8545 | 0.00011867 | 0.00012692 | 0.00011416 | 3.7794e-05 | 0.076923
8546 | 0.00011558 | 0.00016342 | 0.00011416 | 3.2837e-05 | 0.057692
8547 | 0.00011326 | 0.00018746 | 0.00011416 | 2.7261e-05 | 0.057692
8548 | 0.00011383 | 0.00021273 | 0.00011416 | 3.5935e-05 | 0.076923
8549 | 0.00011495 | 0.00023693 | 0.00011416 | 6.3197e-05 | 0.11538
8550 | 0.00011528 | 0.00059595 | 0.00011416 | 0.00010533 | 0.19231
8551 | 0.00011426 | 0.00060748 | 0.00011416 | 0.0001487 | 0.30769
8552 | 0.00011552 | 0.00056444 | 0.00011416 | 0.00016481 | 0.46154
8553 | 0.00011965 | 0.00050032 | 0.00011416 | 0.00014126 | 0.57692
8554 | 0.00012034 | 0.0004404 | 0.00011416 | 0.00011772 | 0.69231
8555 | 0.00011845 | 0.00038869 | 0.00011416 | 0.0001233 | 0.76923
8556 | 0.00011392 | 0.000307 | 0.00011416 | 0.00013011 | 0.73077
8557 | 0.00011135 | 0.00032052 | 0.00011416 | 0.00012515 | 0.69231
8558 | 0.00011231 | 0.00031145 | 0.00011416 | 0.00012887 | 0.84615
8559 | 0.00011249 | 0.00031931 | 0.00011416 | 0.00014126 | 0.96154
8560 | 0.00011327 | 0.00034508 | 0.00011416 | 0.00015365 | 1
8561 | 0.00011421 | 0.00036341 | 0.00011416 | 0.00016852 | 0.92308
8562 | 0.00011646 | 0.00034096 | 0.00011416 | 0.00015737 | 0.76923
8563 | 0.00011474 | 0.0003391 | 0.00011416 | 0.00013383 | 0.57692
8564 | 0.00011374 | 0.00039249 | 0.00011416 | 0.00011214 | 0.46154
8565 | 0.00011132 | 3.7104e-05 | 0.00011416 | 9.2317e-05 | 0.30769
8566 | 0.00011247 | 7.2142e-05 | 0.00011416 | 7.8066e-05 | 0.23077
8567 | 0.00011403 | 0.0001132 | 0.00011416 | 6.8773e-05 | 0.15385
8568 | 0.00011286 | 0.00014071 | 0.00011416 | 5.9405e-05 | 0.076923
8569 | 0.00010831 | 0.00016719 | 0.00011416 | 3.855e-05 | 0.076923
8570 | 0.00010674 | 0.00019197 | 0.00011416 | 3.3494e-05 | 0.057692
8571 | 0.00010761 | 0.00021087 | 0.00011416 | 2.7807e-05 | 0.057692
8572 | 0.00010821 | 0.00022768 | 0.00011416 | 3.6654e-05 | 0.076923
8573 | 0.00010869 | 0.00024769 | 0.00011416 | 6.4461e-05 | 0.11538
8574 | 0.0001091 | 0.00060135 | 0.00011416 | 0.00010743 | 0.19231
8575 | 0.00010908 | 0.00061178 | 0.00011416 | 0.00015167 | 0.30769
8576 | 0.00010719 | 0.00057838 | 0.00011416 | 0.0001681 | 0.46154
8577 | 0.00010805 | 0.00053995 | 0.00011416 | 0.00014409 | 0.57692
8578 | 0.00011078 | 0.00049593 | 0.00011416 | 0.00012007 | 0.69231
8579 | 0.00011222 | 0.00043328 | 0.00011416 | 0.00012576 | 0.76923
8580 | 0.00011122 | 0.00034377 | 0.00011416 | 0.00013271 | 0.73077
8581 | 0.00010962 | 0.00035006 | 0.00011416 | 0.00012766 | 0.69231
8582 | 0.00010795 | 0.00032974 | 0.00011416 | 0.00013145 | 0.84615
8583 | 0.00010861 | 0.00033687 | 0.00011416 | 0.00014409 | 0.96154
8584 | 0.00010951 | 0.00035369 | 0.00011416 | 0.00015673 | 1
8585 | 0.00010977 | 0.00037372 | 0.00011416 | 0.00017189 | 0.92308
8586 | 0.00011257 | 0.00034249 | 0.00011416 | 0.00016052 | 0.76923
8587 | 0.00011179 | 0.00033622 | 0.00011416 | 0.0001365 | 0.57692
8588 | 0.00011175 | 0.0003829 | 0.00011416 | 0.00011439 | 0.46154
8589 | 0.00011025 | 2.3505e-05 | 0.00011416 | 9.4163e-05 | 0.30769
8590 | 0.0001119 | 5.082e-05 | 0.00011416 | 7.9628e-05 | 0.23077
8591 | 0.00011537 | 8.9111e-05 | 0.00011416 | 7.0148e-05 | 0.15385
8592 | 0.00011348 | 0.0001148 | 0.00011416 | 5.9987e-05 | 0.076923
8593 | 0.0001072 | 0.00013861 | 0.00011416 | 3.8928e-05 | 0.076923
8594 | 0.00010455 | 0.00016458 | 0.00011416 | 3.3823e-05 | 0.057692
8595 | 0.00010355 | 0.00018078 | 0.00011416 | 2.8079e-05 | 0.057692
8596 | 0.00010499 | 0.00019877 | 0.00011416 | 3.7013e-05 | 0.076923
8597 | 0.00010662 | 0.00021688 | 0.00011416 | 6.5092e-05 | 0.11538
8598 | 0.00010644 | 0.00057201 | 0.00011416 | 0.00010849 | 0.19231
8599 | 0.00010835 | 0.00058136 | 0.00011416 | 0.00015316 | 0.30769
8600 | 0.00011072 | 0.00053998 | 0.00011416 | 0.00016975 | 0.46154
8601 | 0.00011096 | 0.00047128 | 0.00011416 | 0.0001455 | 0.57692
8602 | 0.00011084 | 0.00041063 | 0.00011416 | 0.00012125 | 0.69231
8603 | 0.00010976 | 0.00036973 | 0.00011416 | 0.00012699 | 0.76923
8604 | 0.00010868 | 0.00028305 | 0.00011416 | 0.00013401 | 0.73077
8605 | 0.00010876 | 0.0002985 | 0.00011416 | 0.00012891 | 0.69231
8606 | 0.00010922 | 0.00030184 | 0.00011416 | 0.00013274 | 0.84615
8607 | 0.00010994 | 0.00031284 | 0.00011416 | 0.0001455 | 0.96154
8608 | 0.00011302 | 0.00033516 | 0.00011416 | 0.00015826 | 1
8609 | 0.00011532 | 0.00034976 | 0.00011416 | 0.00017358 | 0.92308
8610 | 0.00011959 | 0.0003231 | 0.00011416 | 0.00016209 | 0.76923
8611 | 0.00011808 | 0.00032042 | 0.00011416 | 0.00013784 | 0.57692
8612 | 0.00011752 | 0.00037133 | 0.00011416 | 0.00011551 | 0.46154
8613 | 0.0001164 | 2.0676e-05 | 0.00011416 | 9.5086e-05 | 0.30769
8614 | 0.0001162 | 4.854e-05 | 0.00011416 | 8.0408e-05 | 0.23077
8615 | 0.00011974 | 9.0732e-05 | 0.00011416 | 7.0836e-05 | 0.15385
8616 | 0.00011633 | 0.00012502 | 0.00011416 | 6.2899e-05 | 0.076923
8617 | 0.00011342 | 0.00016035 | 0.00011416 | 4.0818e-05 | 0.076923
8618 | 0.00011123 | 0.00019139 | 0.00011416 | 3.5464e-05 | 0.057692
8619 | 0.0001112 | 0.00021369 | 0.00011416 | 2.9442e-05 | 0.057692
8620 | 0.00011214 | 0.00023488 | 0.00011416 | 3.881e-05 | 0.076923
8621 | 0.00011538 | 0.00025744 | 0.00011416 | 6.8252e-05 | 0.11538
8622 | 0.00011833 | 0.00061269 | 0.00011416 | 0.00011375 | 0.19231
8623 | 0.00012485 | 0.00062085 | 0.00011416 | 0.00016059 | 0.30769
8624 | 0.00013238 | 0.00058438 | 0.00011416 | 0.00017799 | 0.46154
8625 | 0.00014411 | 0.00052504 | 0.00011416 | 0.00015256 | 0.57692
8626 | 0.00014525 | 0.0004666 | 0.00011416 | 0.00012714 | 0.69231
8627 | 0.00014354 | 0.00043113 | 0.00011416 | 0.00013316 | 0.76923
8628 | 0.00013685 | 0.0003706 | 0.00011416 | 0.00014052 | 0.73077
8629 | 0.00013318 | 0.00038689 | 0.00011416 | 0.00013517 | 0.69231
8630 | 0.00013865 | 0.00039404 | 0.00011416 | 0.00013918 | 0.84615
8631 | 0.00013893 | 0.00040718 | 0.00011416 | 0.00015256 | 0.96154
8632 | 0.0001408 | 0.00042093 | 0.00011416 | 0.00016595 | 1
8633 | 0.00014382 | 0.00042216 | 0.00011416 | 0.00018201 | 0.92308
8634 | 0.00014433 | 0.00039454 | 0.00011416 | 0.00016996 | 0.76923
8635 | 0.00013984 | 0.0003884 | 0.00011416 | 0.00014453 | 0.57692
8636 | 0.00013469 | 0.00043542 | 0.00011416 | 0.00012111 | 0.46154
8637 | 0.00013008 | 7.8557e-05 | 0.00011416 | 9.9702e-05 | 0.30769
8638 | 0.00012998 | 0.00010969 | 0.00011416 | 8.4312e-05 | 0.23077
8639 | 0.00012992 | 0.00014807 | 0.00011416 | 7.4275e-05 | 0.15385
8640 | 0.00013064 | 0.00017384 | 0.00011416 | 4.9504e-05 | 0.038462
8641 | 0.00012395 | 0.00020114 | 0.00011416 | 3.2125e-05 | 0.038462
8642 | 0.00012248 | 0.00022608 | 0.00011416 | 2.7912e-05 | 0.038462
8643 | 0.00012247 | 0.0002461 | 0.00011416 | 2.3172e-05 | 0.038462
8644 | 0.00012308 | 0.00026511 | 0.00011416 | 3.0545e-05 | 0.038462
8645 | 0.00012467 | 0.00028535 | 0.00011416 | 5.3717e-05 | 0.076923
8646 | 0.00012848 | 0.00064131 | 0.00011416 | 8.9529e-05 | 0.15385
8647 | 0.0001331 | 0.00065164 | 0.00011416 | 0.00012639 | 0.23077
8648 | 0.00013984 | 0.00062049 | 0.00011416 | 0.00014009 | 0.38462
8649 | 0.00015027 | 0.00056474 | 0.00011416 | 0.00012007 | 0.46154
8650 | 0.00014879 | 0.00051786 | 0.00011416 | 0.00010006 | 0.57692
8651 | 0.0001472 | 0.00047521 | 0.00011416 | 0.0001048 | 0.69231
8652 | 0.00013884 | 0.00039862 | 0.00011416 | 0.00011059 | 0.61538
8653 | 0.00013601 | 0.00041495 | 0.00011416 | 0.00010638 | 0.53846
8654 | 0.00014156 | 0.00040742 | 0.00011416 | 0.00010954 | 0.61538
8655 | 0.00014173 | 0.00040868 | 0.00011416 | 0.00012007 | 0.69231
8656 | 0.00014291 | 0.0004259 | 0.00011416 | 0.00013061 | 0.76923
8657 | 0.00014491 | 0.00044296 | 0.00011416 | 0.00014325 | 0.69231
8658 | 0.00014384 | 0.00040949 | 0.00011416 | 0.00013377 | 0.57692
8659 | 0.00013915 | 0.00040123 | 0.00011416 | 0.00011375 | 0.46154
8660 | 0.0001349 | 0.00044287 | 0.00011416 | 9.5322e-05 | 0.30769
8661 | 0.00013163 | 8.3813e-05 | 0.00011416 | 7.8469e-05 | 0.23077
8662 | 0.00013187 | 0.00011087 | 0.00011416 | 6.6356e-05 | 0.15385
8663 | 0.00013127 | 0.00014312 | 0.00011416 | 5.8457e-05 | 0.076923
8664 | 0.00013175 | 0.00015944 | 0.00011416 | 4.368e-05 | 0.038462
8665 | 0.00012448 | 0.00017751 | 0.00011416 | 2.8346e-05 | 0.038462
8666 | 0.00012323 | 0.00019124 | 0.00011416 | 2.4628e-05 | 0.038462
8667 | 0.00012328 | 0.00020467 | 0.00011416 | 2.0446e-05 | 0.038462
8668 | 0.00012336 | 0.00021658 | 0.00011416 | 2.6951e-05 | 0.038462
8669 | 0.00012447 | 0.00022342 | 0.00011416 | 4.7397e-05 | 0.076923
8670 | 0.00012726 | 0.00056344 | 0.00011416 | 7.8996e-05 | 0.15385
8671 | 0.00013191 | 0.00058652 | 0.00011416 | 0.00011152 | 0.23077
8672 | 0.00013803 | 0.00056079 | 0.00011416 | 0.00012361 | 0.38462
8673 | 0.00014928 | 0.00052479 | 0.00011416 | 0.00010595 | 0.46154
8674 | 0.00014891 | 0.00050203 | 0.00011416 | 8.8289e-05 | 0.57692
8675 | 0.00014673 | 0.00043353 | 0.00011416 | 9.2471e-05 | 0.69231
8676 | 0.00013916 | 0.00039052 | 0.00011416 | 9.7583e-05 | 0.61538
8677 | 0.00013632 | 0.00039265 | 0.00011416 | 9.3866e-05 | 0.53846
8678 | 0.00014217 | 0.00038103 | 0.00011416 | 9.6654e-05 | 0.61538
8679 | 0.00014094 | 0.00035735 | 0.00011416 | 0.00010595 | 0.69231
8680 | 0.00014246 | 0.00037178 | 0.00011416 | 0.00011524 | 0.76923
8681 | 0.00014273 | 0.00038224 | 0.00011416 | 0.00012639 | 0.69231
8682 | 0.00014154 | 0.00035066 | 0.00011416 | 0.00011803 | 0.57692
8683 | 0.00013664 | 0.00033713 | 0.00011416 | 0.00010037 | 0.46154
8684 | 0.00013154 | 0.00037624 | 0.00011416 | 8.4107e-05 | 0.30769
8685 | 0.00012846 | 2.0946e-05 | 0.00011416 | 6.9237e-05 | 0.23077
8686 | 0.0001264 | 4.8716e-05 | 0.00011416 | 5.855e-05 | 0.15385
8687 | 0.00012759 | 8.1948e-05 | 0.00011416 | 5.158e-05 | 0.076923
8688 | 0.00012542 | 0.00011251 | 0.00011416 | 6.1152e-05 | 0.076923
8689 | 0.00012098 | 0.00013996 | 0.00011416 | 3.9684e-05 | 0.076923
8690 | 0.0001205 | 0.00016686 | 0.00011416 | 3.4479e-05 | 0.057692
8691 | 0.00011856 | 0.00018755 | 0.00011416 | 2.8624e-05 | 0.057692
8692 | 0.00012005 | 0.00020632 | 0.00011416 | 3.7732e-05 | 0.076923
8693 | 0.00012003 | 0.00021751 | 0.00011416 | 6.6356e-05 | 0.11538
8694 | 0.00012185 | 0.00055751 | 0.00011416 | 0.00011059 | 0.19231
8695 | 0.00012293 | 0.00057937 | 0.00011416 | 0.00015613 | 0.30769
8696 | 0.00013061 | 0.00055923 | 0.00011416 | 0.00017305 | 0.46154
8697 | 0.00014025 | 0.00051596 | 0.00011416 | 0.00014833 | 0.57692
8698 | 0.00013974 | 0.00047345 | 0.00011416 | 0.00012361 | 0.69231
8699 | 0.00014005 | 0.00042471 | 0.00011416 | 0.00012946 | 0.76923
8700 | 0.00013243 | 0.00033665 | 0.00011416 | 0.00013662 | 0.73077
8701 | 0.00012851 | 0.00034573 | 0.00011416 | 0.00013141 | 0.69231
8702 | 0.00013232 | 0.00034071 | 0.00011416 | 0.00013532 | 0.84615
8703 | 0.00013065 | 0.00033942 | 0.00011416 | 0.00014833 | 0.96154
8704 | 0.00013184 | 0.00034881 | 0.00011416 | 0.00016134 | 1
8705 | 0.00013175 | 0.00036516 | 0.00011416 | 0.00017695 | 0.92308
8706 | 0.00013022 | 0.00033412 | 0.00011416 | 0.00016524 | 0.76923
8707 | 0.00012714 | 0.00032608 | 0.00011416 | 0.00014052 | 0.57692
8708 | 0.0001238 | 0.0003672 | 0.00011416 | 0.00011775 | 0.46154
8709 | 0.00012286 | 1.7839e-05 | 0.00011416 | 9.6932e-05 | 0.30769
8710 | 0.00012121 | 4.4326e-05 | 0.00011416 | 8.197e-05 | 0.23077
8711 | 0.00012291 | 8.0527e-05 | 0.00011416 | 7.2211e-05 | 0.15385
8712 | 0.00012281 | 0.00010555 | 0.00011416 | 5.824e-05 | 0.076923
8713 | 0.00011619 | 0.00013078 | 0.00011416 | 3.7794e-05 | 0.076923
8714 | 0.00011204 | 0.00015197 | 0.00011416 | 3.2837e-05 | 0.057692
8715 | 0.00011139 | 0.00016963 | 0.00011416 | 2.7261e-05 | 0.057692
8716 | 0.00011286 | 0.00018484 | 0.00011416 | 3.5935e-05 | 0.076923
8717 | 0.00011265 | 0.00020473 | 0.00011416 | 6.3197e-05 | 0.11538
8718 | 0.0001135 | 0.00055877 | 0.00011416 | 0.00010533 | 0.19231
8719 | 0.00011375 | 0.00056916 | 0.00011416 | 0.0001487 | 0.30769
8720 | 0.00011494 | 0.00052892 | 0.00011416 | 0.00016481 | 0.46154
8721 | 0.00011852 | 0.00047069 | 0.00011416 | 0.00014126 | 0.57692
8722 | 0.00012033 | 0.00041012 | 0.00011416 | 0.00011772 | 0.69231
8723 | 0.00012036 | 0.00035717 | 0.00011416 | 0.0001233 | 0.76923
8724 | 0.00011528 | 0.00027383 | 0.00011416 | 0.00013011 | 0.73077
8725 | 0.00011362 | 0.00027988 | 0.00011416 | 0.00012515 | 0.69231
8726 | 0.00011515 | 0.00026824 | 0.00011416 | 0.00012887 | 0.84615
8727 | 0.00011458 | 0.00026961 | 0.00011416 | 0.00014126 | 0.96154
8728 | 0.00011457 | 0.00029113 | 0.00011416 | 0.00015365 | 1
8729 | 0.00011527 | 0.00031196 | 0.00011416 | 0.00016852 | 0.92308
8730 | 0.00011791 | 0.00029142 | 0.00011416 | 0.00015737 | 0.76923
8731 | 0.00011625 | 0.00029226 | 0.00011416 | 0.00013383 | 0.57692
8732 | 0.00011503 | 0.00034959 | 0.00011416 | 0.00011214 | 0.46154
8733 | 0.00011252 | 1.5855e-05 | 0.00011416 | 9.2317e-05 | 0.30769
8734 | 0.00011294 | 3.3377e-05 | 0.00011416 | 7.8066e-05 | 0.23077
8735 | 0.00011513 | 8.0103e-05 | 0.00011416 | 6.8773e-05 | 0.15385
8736 | 0.0001145 | 0.00011944 | 0.00011416 | 5.9405e-05 | 0.076923
8737 | 0.00010832 | 0.00016204 | 0.00011416 | 3.855e-05 | 0.076923
8738 | 0.00010515 | 0.00019998 | 0.00011416 | 3.3494e-05 | 0.057692
8739 | 0.00010526 | 0.00022879 | 0.00011416 | 2.7807e-05 | 0.057692
8740 | 0.00010479 | 0.00025536 | 0.00011416 | 3.6654e-05 | 0.076923
8741 | 0.00010606 | 0.00028105 | 0.00011416 | 6.4461e-05 | 0.11538
8742 | 0.00010697 | 0.00064236 | 0.00011416 | 0.00010743 | 0.19231
8743 | 0.00010525 | 0.00065367 | 0.00011416 | 0.00015167 | 0.30769
8744 | 0.00010405 | 0.00062114 | 0.00011416 | 0.0001681 | 0.46154
8745 | 0.00010286 | 0.00056855 | 0.00011416 | 0.00014409 | 0.57692
8746 | 0.00010133 | 0.00052255 | 0.00011416 | 0.00012007 | 0.69231
8747 | 0.00010199 | 0.00048014 | 0.00011416 | 0.00012576 | 0.76923
8748 | 9.9337e-05 | 0.00040546 | 0.00011416 | 0.00013271 | 0.73077
8749 | 0.00010037 | 0.00041854 | 0.00011416 | 0.00012766 | 0.69231
8750 | 9.9834e-05 | 0.00040953 | 0.00011416 | 0.00013145 | 0.84615
8751 | 0.00010012 | 0.00041033 | 0.00011416 | 0.00014409 | 0.96154
8752 | 0.00010139 | 0.00043027 | 0.00011416 | 0.00015673 | 1
8753 | 0.00010548 | 0.00045017 | 0.00011416 | 0.00017189 | 0.92308
8754 | 0.00011167 | 0.00040569 | 0.00011416 | 0.00016052 | 0.76923
8755 | 0.00011076 | 0.000387 | 0.00011416 | 0.0001365 | 0.57692
8756 | 0.00011056 | 0.00042174 | 0.00011416 | 0.00011439 | 0.46154
8757 | 0.00010936 | 5.3651e-05 | 0.00011416 | 9.4163e-05 | 0.30769
8758 | 0.00011106 | 7.2392e-05 | 0.00011416 | 7.9628e-05 | 0.23077
8759 | 0.00011427 | 9.7958e-05 | 0.00011416 | 7.0148e-05 | 0.15385

## regional_load_patterns (hidden)
지역별 부하 패턴 설정
각 지역별 부하 패턴을 정의합니다. 입력하지 않은 지역은 기본 국가 패턴이 적용됩니다.
지역 코드와 에너지 유형을 선택한 후, 해당 지역의 패턴을 입력하세요.
지역 코드 | 에너지 유형 | 패턴 적용 | 시간 | 패턴값
SEL | electricity | O | 0
JBD | heat | O | 1
2
3
4
5
6
7
8
9
10
11
12
13
14
15
16
17
18
19
20
21
22
23
24
25
26
27
28
29
30
31
32
33
34
35
36
37
38
39
40
41
42
43
44
45
46
47
48
49
50
51
52
53
54
55
56
57
58
59
60
61
62
63
64
65
66
67
68
69
70
71
72
73
74
75
76
77
78
79
80
81
82
83
84
85
86
87
88
89
90
91
92
93
94
95
96
97
98
99
100
101
102
103
104
105
106
107
108
109
110
111
112
113
114
115
116
117
118
119
120
121
122
123
124
125
126
127
128
129
130
131
132
133
134
135
136
137
138
139
140
141
142
143
144
145
146
147
148
149
150
151
152
153
154
155
156
157
158
159
160
161
162
163
164
165
166
167
168
169
170
171
172
173
174
175
176
177
178
179
180
181
182
183
184
185
186
187
188
189
190
191
192
193
194
195
196
197
198
199
200
201
202
203
204
205
206
207
208
209
210
211
212
213
214
215
216
217
218
219
220
221
222
223
224
225
226
227
228
229
230
231
232
233
234
235
236
237
238
239
240
241
242
243
244
245
246
247
248
249
250
251
252
253
254
255
256
257
258
259
260
261
262
263
264
265
266
267
268
269
270
271
272
273
274
275
276
277
278
279
280
281
282
283
284
285
286
287
288
289
290
291
292
293
294
295
296
297
298
299
300
301
302
303
304
305
306
307
308
309
310
311
312
313
314
315
316
317
318
319
320
321
322
323
324
325
326
327
328
329
330
331
332
333
334
335
336
337
338
339
340
341
342
343
344
345
346
347
348
349
350
351
352
353
354
355
356
357
358
359
360
361
362
363
364
365
366
367
368
369
370
371
372
373
374
375
376
377
378
379
380
381
382
383
384
385
386
387
388
389
390
391
392
393
394
395
396
397
398
399
400
401
402
403
404
405
406
407
408
409
410
411
412
413
414
415
416
417
418
419
420
421
422
423
424
425
426
427
428
429
430
431
432
433
434
435
436
437
438
439
440
441
442
443
444
445
446
447
448
449
450
451
452
453
454
455
456
457
458
459
460
461
462
463
464
465
466
467
468
469
470
471
472
473
474
475
476
477
478
479
480
481
482
483
484
485
486
487
488
489
490
491
492
493
494
495
496
497
498
499
500
501
502
503
504
505
506
507
508
509
510
511
512
513
514
515
516
517
518
519
520
521
522
523
524
525
526
527
528
529
530
531
532
533
534
535
536
537
538
539
540
541
542
543
544
545
546
547
548
549
550
551
552
553
554
555
556
557
558
559
560
561
562
563
564
565
566
567
568
569
570
571
572
573
574
575
576
577
578
579
580
581
582
583
584
585
586
587
588
589
590
591
592
593
594
595
596
597
598
599
600
601
602
603
604
605
606
607
608
609
610
611
612
613
614
615
616
617
618
619
620
621
622
623
624
625
626
627
628
629
630
631
632
633
634
635
636
637
638
639
640
641
642
643
644
645
646
647
648
649
650
651
652
653
654
655
656
657
658
659
660
661
662
663
664
665
666
667
668
669
670
671
672
673
674
675
676
677
678
679
680
681
682
683
684
685
686
687
688
689
690
691
692
693
694
695
696
697
698
699
700
701
702
703
704
705
706
707
708
709
710
711
712
713
714
715
716
717
718
719
720
721
722
723
724
725
726
727
728
729
730
731
732
733
734
735
736
737
738
739
740
741
742
743
744
745
746
747
748
749
750
751
752
753
754
755
756
757
758
759
760
761
762
763
764
765
766
767
768
769
770
771
772
773
774
775
776
777
778
779
780
781
782
783
784
785
786
787
788
789
790
791
792
793
794
795
796
797
798
799
800
801
802
803
804
805
806
807
808
809
810
811
812
813
814
815
816
817
818
819
820
821
822
823
824
825
826
827
828
829
830
831
832
833
834
835
836
837
838
839
840
841
842
843
844
845
846
847
848
849
850
851
852
853
854
855
856
857
858
859
860
861
862
863
864
865
866
867
868
869
870
871
872
873
874
875
876
877
878
879
880
881
882
883
884
885
886
887
888
889
890
891
892
893
894
895
896
897
898
899
900
901
902
903
904
905
906
907
908
909
910
911
912
913
914
915
916
917
918
919
920
921
922
923
924
925
926
927
928
929
930
931
932
933
934
935
936
937
938
939
940
941
942
943
944
945
946
947
948
949
950
951
952
953
954
955
956
957
958
959
960
961
962
963
964
965
966
967
968
969
970
971
972
973
974
975
976
977
978
979
980
981
982
983
984
985
986
987
988
989
990
991
992
993
994
995
996
997
998
999
1000
1001
1002
1003
1004
1005
1006
1007
1008
1009
1010
1011
1012
1013
1014
1015
1016
1017
1018
1019
1020
1021
1022
1023
1024
1025
1026
1027
1028
1029
1030
1031
1032
1033
1034
1035
1036
1037
1038
1039
1040
1041
1042
1043
1044
1045
1046
1047
1048
1049
1050
1051
1052
1053
1054
1055
1056
1057
1058
1059
1060
1061
1062
1063
1064
1065
1066
1067
1068
1069
1070
1071
1072
1073
1074
1075
1076
1077
1078
1079
1080
1081
1082
1083
1084
1085
1086
1087
1088
1089
1090
1091
1092
1093
1094
1095
1096
1097
1098
1099
1100
1101
1102
1103
1104
1105
1106
1107
1108
1109
1110
1111
1112
1113
1114
1115
1116
1117
1118
1119
1120
1121
1122
1123
1124
1125
1126
1127
1128
1129
1130
1131
1132
1133
1134
1135
1136
1137
1138
1139
1140
1141
1142
1143
1144
1145
1146
1147
1148
1149
1150
1151
1152
1153
1154
1155
1156
1157
1158
1159
1160
1161
1162
1163
1164
1165
1166
1167
1168
1169
1170
1171
1172
1173
1174
1175
1176
1177
1178
1179
1180
1181
1182
1183
1184
1185
1186
1187
1188
1189
1190
1191
1192
1193
1194
1195
1196
1197
1198
1199
1200
1201
1202
1203
1204
1205
1206
1207
1208
1209
1210
1211
1212
1213
1214
1215
1216
1217
1218
1219
1220
1221
1222
1223
1224
1225
1226
1227
1228
1229
1230
1231
1232
1233
1234
1235
1236
1237
1238
1239
1240
1241
1242
1243
1244
1245
1246
1247
1248
1249
1250
1251
1252
1253
1254
1255
1256
1257
1258
1259
1260
1261
1262
1263
1264
1265
1266
1267
1268
1269
1270
1271
1272
1273
1274
1275
1276
1277
1278
1279
1280
1281
1282
1283
1284
1285
1286
1287
1288
1289
1290
1291
1292
1293
1294
1295
1296
1297
1298
1299
1300
1301
1302
1303
1304
1305
1306
1307
1308
1309
1310
1311
1312
1313
1314
1315
1316
1317
1318
1319
1320
1321
1322
1323
1324
1325
1326
1327
1328
1329
1330
1331
1332
1333
1334
1335
1336
1337
1338
1339
1340
1341
1342
1343
1344
1345
1346
1347
1348
1349
1350
1351
1352
1353
1354
1355
1356
1357
1358
1359
1360
1361
1362
1363
1364
1365
1366
1367
1368
1369
1370
1371
1372
1373
1374
1375
1376
1377
1378
1379
1380
1381
1382
1383
1384
1385
1386
1387
1388
1389
1390
1391
1392
1393
1394
1395
1396
1397
1398
1399
1400
1401
1402
1403
1404
1405
1406
1407
1408
1409
1410
1411
1412
1413
1414
1415
1416
1417
1418
1419
1420
1421
1422
1423
1424
1425
1426
1427
1428
1429
1430
1431
1432
1433
1434
1435
1436
1437
1438
1439
1440
1441
1442
1443
1444
1445
1446
1447
1448
1449
1450
1451
1452
1453
1454
1455
1456
1457
1458
1459
1460
1461
1462
1463
1464
1465
1466
1467
1468
1469
1470
1471
1472
1473
1474
1475
1476
1477
1478
1479
1480
1481
1482
1483
1484
1485
1486
1487
1488
1489
1490
1491
1492
1493
1494
1495
1496
1497
1498
1499
1500
1501
1502
1503
1504
1505
1506
1507
1508
1509
1510
1511
1512
1513
1514
1515
1516
1517
1518
1519
1520
1521
1522
1523
1524
1525
1526
1527
1528
1529
1530
1531
1532
1533
1534
1535
1536
1537
1538
1539
1540
1541
1542
1543
1544
1545
1546
1547
1548
1549
1550
1551
1552
1553
1554
1555
1556
1557
1558
1559
1560
1561
1562
1563
1564
1565
1566
1567
1568
1569
1570
1571
1572
1573
1574
1575
1576
1577
1578
1579
1580
1581
1582
1583
1584
1585
1586
1587
1588
1589
1590
1591
1592
1593
1594
1595
1596
1597
1598
1599
1600
1601
1602
1603
1604
1605
1606
1607
1608
1609
1610
1611
1612
1613
1614
1615
1616
1617
1618
1619
1620
1621
1622
1623
1624
1625
1626
1627
1628
1629
1630
1631
1632
1633
1634
1635
1636
1637
1638
1639
1640
1641
1642
1643
1644
1645
1646
1647
1648
1649
1650
1651
1652
1653
1654
1655
1656
1657
1658
1659
1660
1661
1662
1663
1664
1665
1666
1667
1668
1669
1670
1671
1672
1673
1674
1675
1676
1677
1678
1679
1680
1681
1682
1683
1684
1685
1686
1687
1688
1689
1690
1691
1692
1693
1694
1695
1696
1697
1698
1699
1700
1701
1702
1703
1704
1705
1706
1707
1708
1709
1710
1711
1712
1713
1714
1715
1716
1717
1718
1719
1720
1721
1722
1723
1724
1725
1726
1727
1728
1729
1730
1731
1732
1733
1734
1735
1736
1737
1738
1739
1740
1741
1742
1743
1744
1745
1746
1747
1748
1749
1750
1751
1752
1753
1754
1755
1756
1757
1758
1759
1760
1761
1762
1763
1764
1765
1766
1767
1768
1769
1770
1771
1772
1773
1774
1775
1776
1777
1778
1779
1780
1781
1782
1783
1784
1785
1786
1787
1788
1789
1790
1791
1792
1793
1794
1795
1796
1797
1798
1799
1800
1801
1802
1803
1804
1805
1806
1807
1808
1809
1810
1811
1812
1813
1814
1815
1816
1817
1818
1819
1820
1821
1822
1823
1824
1825
1826
1827
1828
1829
1830
1831
1832
1833
1834
1835
1836
1837
1838
1839
1840
1841
1842
1843
1844
1845
1846
1847
1848
1849
1850
1851
1852
1853
1854
1855
1856
1857
1858
1859
1860
1861
1862
1863
1864
1865
1866
1867
1868
1869
1870
1871
1872
1873
1874
1875
1876
1877
1878
1879
1880
1881
1882
1883
1884
1885
1886
1887
1888
1889
1890
1891
1892
1893
1894
1895
1896
1897
1898
1899
1900
1901
1902
1903
1904
1905
1906
1907
1908
1909
1910
1911
1912
1913
1914
1915
1916
1917
1918
1919
1920
1921
1922
1923
1924
1925
1926
1927
1928
1929
1930
1931
1932
1933
1934
1935
1936
1937
1938
1939
1940
1941
1942
1943
1944
1945
1946
1947
1948
1949
1950
1951
1952
1953
1954
1955
1956
1957
1958
1959
1960
1961
1962
1963
1964
1965
1966
1967
1968
1969
1970
1971
1972
1973
1974
1975
1976
1977
1978
1979
1980
1981
1982
1983
1984
1985
1986
1987
1988
1989
1990
1991
1992
1993
1994
1995
1996
1997
1998
1999
2000
2001
2002
2003
2004
2005
2006
2007
2008
2009
2010
2011
2012
2013
2014
2015
2016
2017
2018
2019
2020
2021
2022
2023
2024
2025
2026
2027
2028
2029
2030
2031
2032
2033
2034
2035
2036
2037
2038
2039
2040
2041
2042
2043
2044
2045
2046
2047
2048
2049
2050
2051
2052
2053
2054
2055
2056
2057
2058
2059
2060
2061
2062
2063
2064
2065
2066
2067
2068
2069
2070
2071
2072
2073
2074
2075
2076
2077
2078
2079
2080
2081
2082
2083
2084
2085
2086
2087
2088
2089
2090
2091
2092
2093
2094
2095
2096
2097
2098
2099
2100
2101
2102
2103
2104
2105
2106
2107
2108
2109
2110
2111
2112
2113
2114
2115
2116
2117
2118
2119
2120
2121
2122
2123
2124
2125
2126
2127
2128
2129
2130
2131
2132
2133
2134
2135
2136
2137
2138
2139
2140
2141
2142
2143
2144
2145
2146
2147
2148
2149
2150
2151
2152
2153
2154
2155
2156
2157
2158
2159
2160
2161
2162
2163
2164
2165
2166
2167
2168
2169
2170
2171
2172
2173
2174
2175
2176
2177
2178
2179
2180
2181
2182
2183
2184
2185
2186
2187
2188
2189
2190
2191
2192
2193
2194
2195
2196
2197
2198
2199
2200
2201
2202
2203
2204
2205
2206
2207
2208
2209
2210
2211
2212
2213
2214
2215
2216
2217
2218
2219
2220
2221
2222
2223
2224
2225
2226
2227
2228
2229
2230
2231
2232
2233
2234
2235
2236
2237
2238
2239
2240
2241
2242
2243
2244
2245
2246
2247
2248
2249
2250
2251
2252
2253
2254
2255
2256
2257
2258
2259
2260
2261
2262
2263
2264
2265
2266
2267
2268
2269
2270
2271
2272
2273
2274
2275
2276
2277
2278
2279
2280
2281
2282
2283
2284
2285
2286
2287
2288
2289
2290
2291
2292
2293
2294
2295
2296
2297
2298
2299
2300
2301
2302
2303
2304
2305
2306
2307
2308
2309
2310
2311
2312
2313
2314
2315
2316
2317
2318
2319
2320
2321
2322
2323
2324
2325
2326
2327
2328
2329
2330
2331
2332
2333
2334
2335
2336
2337
2338
2339
2340
2341
2342
2343
2344
2345
2346
2347
2348
2349
2350
2351
2352
2353
2354
2355
2356
2357
2358
2359
2360
2361
2362
2363
2364
2365
2366
2367
2368
2369
2370
2371
2372
2373
2374
2375
2376
2377
2378
2379
2380
2381
2382
2383
2384
2385
2386
2387
2388
2389
2390
2391
2392
2393
2394
2395
2396
2397
2398
2399
2400
2401
2402
2403
2404
2405
2406
2407
2408
2409
2410
2411
2412
2413
2414
2415
2416
2417
2418
2419
2420
2421
2422
2423
2424
2425
2426
2427
2428
2429
2430
2431
2432
2433
2434
2435
2436
2437
2438
2439
2440
2441
2442
2443
2444
2445
2446
2447
2448
2449
2450
2451
2452
2453
2454
2455
2456
2457
2458
2459
2460
2461
2462
2463
2464
2465
2466
2467
2468
2469
2470
2471
2472
2473
2474
2475
2476
2477
2478
2479
2480
2481
2482
2483
2484
2485
2486
2487
2488
2489
2490
2491
2492
2493
2494
2495
2496
2497
2498
2499
2500
2501
2502
2503
2504
2505
2506
2507
2508
2509
2510
2511
2512
2513
2514
2515
2516
2517
2518
2519
2520
2521
2522
2523
2524
2525
2526
2527
2528
2529
2530
2531
2532
2533
2534
2535
2536
2537
2538
2539
2540
2541
2542
2543
2544
2545
2546
2547
2548
2549
2550
2551
2552
2553
2554
2555
2556
2557
2558
2559
2560
2561
2562
2563
2564
2565
2566
2567
2568
2569
2570
2571
2572
2573
2574
2575
2576
2577
2578
2579
2580
2581
2582
2583
2584
2585
2586
2587
2588
2589
2590
2591
2592
2593
2594
2595
2596
2597
2598
2599
2600
2601
2602
2603
2604
2605
2606
2607
2608
2609
2610
2611
2612
2613
2614
2615
2616
2617
2618
2619
2620
2621
2622
2623
2624
2625
2626
2627
2628
2629
2630
2631
2632
2633
2634
2635
2636
2637
2638
2639
2640
2641
2642
2643
2644
2645
2646
2647
2648
2649
2650
2651
2652
2653
2654
2655
2656
2657
2658
2659
2660
2661
2662
2663
2664
2665
2666
2667
2668
2669
2670
2671
2672
2673
2674
2675
2676
2677
2678
2679
2680
2681
2682
2683
2684
2685
2686
2687
2688
2689
2690
2691
2692
2693
2694
2695
2696
2697
2698
2699
2700
2701
2702
2703
2704
2705
2706
2707
2708
2709
2710
2711
2712
2713
2714
2715
2716
2717
2718
2719
2720
2721
2722
2723
2724
2725
2726
2727
2728
2729
2730
2731
2732
2733
2734
2735
2736
2737
2738
2739
2740
2741
2742
2743
2744
2745
2746
2747
2748
2749
2750
2751
2752
2753
2754
2755
2756
2757
2758
2759
2760
2761
2762
2763
2764
2765
2766
2767
2768
2769
2770
2771
2772
2773
2774
2775
2776
2777
2778
2779
2780
2781
2782
2783
2784
2785
2786
2787
2788
2789
2790
2791
2792
2793
2794
2795
2796
2797
2798
2799
2800
2801
2802
2803
2804
2805
2806
2807
2808
2809
2810
2811
2812
2813
2814
2815
2816
2817
2818
2819
2820
2821
2822
2823
2824
2825
2826
2827
2828
2829
2830
2831
2832
2833
2834
2835
2836
2837
2838
2839
2840
2841
2842
2843
2844
2845
2846
2847
2848
2849
2850
2851
2852
2853
2854
2855
2856
2857
2858
2859
2860
2861
2862
2863
2864
2865
2866
2867
2868
2869
2870
2871
2872
2873
2874
2875
2876
2877
2878
2879
2880
2881
2882
2883
2884
2885
2886
2887
2888
2889
2890
2891
2892
2893
2894
2895
2896
2897
2898
2899
2900
2901
2902
2903
2904
2905
2906
2907
2908
2909
2910
2911
2912
2913
2914
2915
2916
2917
2918
2919
2920
2921
2922
2923
2924
2925
2926
2927
2928
2929
2930
2931
2932
2933
2934
2935
2936
2937
2938
2939
2940
2941
2942
2943
2944
2945
2946
2947
2948
2949
2950
2951
2952
2953
2954
2955
2956
2957
2958
2959
2960
2961
2962
2963
2964
2965
2966
2967
2968
2969
2970
2971
2972
2973
2974
2975
2976
2977
2978
2979
2980
2981
2982
2983
2984
2985
2986
2987
2988
2989
2990
2991
2992
2993
2994
2995
2996
2997
2998
2999
3000
3001
3002
3003
3004
3005
3006
3007
3008
3009
3010
3011
3012
3013
3014
3015
3016
3017
3018
3019
3020
3021
3022
3023
3024
3025
3026
3027
3028
3029
3030
3031
3032
3033
3034
3035
3036
3037
3038
3039
3040
3041
3042
3043
3044
3045
3046
3047
3048
3049
3050
3051
3052
3053
3054
3055
3056
3057
3058
3059
3060
3061
3062
3063
3064
3065
3066
3067
3068
3069
3070
3071
3072
3073
3074
3075
3076
3077
3078
3079
3080
3081
3082
3083
3084
3085
3086
3087
3088
3089
3090
3091
3092
3093
3094
3095
3096
3097
3098
3099
3100
3101
3102
3103
3104
3105
3106
3107
3108
3109
3110
3111
3112
3113
3114
3115
3116
3117
3118
3119
3120
3121
3122
3123
3124
3125
3126
3127
3128
3129
3130
3131
3132
3133
3134
3135
3136
3137
3138
3139
3140
3141
3142
3143
3144
3145
3146
3147
3148
3149
3150
3151
3152
3153
3154
3155
3156
3157
3158
3159
3160
3161
3162
3163
3164
3165
3166
3167
3168
3169
3170
3171
3172
3173
3174
3175
3176
3177
3178
3179
3180
3181
3182
3183
3184
3185
3186
3187
3188
3189
3190
3191
3192
3193
3194
3195
3196
3197
3198
3199
3200
3201
3202
3203
3204
3205
3206
3207
3208
3209
3210
3211
3212
3213
3214
3215
3216
3217
3218
3219
3220
3221
3222
3223
3224
3225
3226
3227
3228
3229
3230
3231
3232
3233
3234
3235
3236
3237
3238
3239
3240
3241
3242
3243
3244
3245
3246
3247
3248
3249
3250
3251
3252
3253
3254
3255
3256
3257
3258
3259
3260
3261
3262
3263
3264
3265
3266
3267
3268
3269
3270
3271
3272
3273
3274
3275
3276
3277
3278
3279
3280
3281
3282
3283
3284
3285
3286
3287
3288
3289
3290
3291
3292
3293
3294
3295
3296
3297
3298
3299
3300
3301
3302
3303
3304
3305
3306
3307
3308
3309
3310
3311
3312
3313
3314
3315
3316
3317
3318
3319
3320
3321
3322
3323
3324
3325
3326
3327
3328
3329
3330
3331
3332
3333
3334
3335
3336
3337
3338
3339
3340
3341
3342
3343
3344
3345
3346
3347
3348
3349
3350
3351
3352
3353
3354
3355
3356
3357
3358
3359
3360
3361
3362
3363
3364
3365
3366
3367
3368
3369
3370
3371
3372
3373
3374
3375
3376
3377
3378
3379
3380
3381
3382
3383
3384
3385
3386
3387
3388
3389
3390
3391
3392
3393
3394
3395
3396
3397
3398
3399
3400
3401
3402
3403
3404
3405
3406
3407
3408
3409
3410
3411
3412
3413
3414
3415
3416
3417
3418
3419
3420
3421
3422
3423
3424
3425
3426
3427
3428
3429
3430
3431
3432
3433
3434
3435
3436
3437
3438
3439
3440
3441
3442
3443
3444
3445
3446
3447
3448
3449
3450
3451
3452
3453
3454
3455
3456
3457
3458
3459
3460
3461
3462
3463
3464
3465
3466
3467
3468
3469
3470
3471
3472
3473
3474
3475
3476
3477
3478
3479
3480
3481
3482
3483
3484
3485
3486
3487
3488
3489
3490
3491
3492
3493
3494
3495
3496
3497
3498
3499
3500
3501
3502
3503
3504
3505
3506
3507
3508
3509
3510
3511
3512
3513
3514
3515
3516
3517
3518
3519
3520
3521
3522
3523
3524
3525
3526
3527
3528
3529
3530
3531
3532
3533
3534
3535
3536
3537
3538
3539
3540
3541
3542
3543
3544
3545
3546
3547
3548
3549
3550
3551
3552
3553
3554
3555
3556
3557
3558
3559
3560
3561
3562
3563
3564
3565
3566
3567
3568
3569
3570
3571
3572
3573
3574
3575
3576
3577
3578
3579
3580
3581
3582
3583
3584
3585
3586
3587
3588
3589
3590
3591
3592
3593
3594
3595
3596
3597
3598
3599
3600
3601
3602
3603
3604
3605
3606
3607
3608
3609
3610
3611
3612
3613
3614
3615
3616
3617
3618
3619
3620
3621
3622
3623
3624
3625
3626
3627
3628
3629
3630
3631
3632
3633
3634
3635
3636
3637
3638
3639
3640
3641
3642
3643
3644
3645
3646
3647
3648
3649
3650
3651
3652
3653
3654
3655
3656
3657
3658
3659
3660
3661
3662
3663
3664
3665
3666
3667
3668
3669
3670
3671
3672
3673
3674
3675
3676
3677
3678
3679
3680
3681
3682
3683
3684
3685
3686
3687
3688
3689
3690
3691
3692
3693
3694
3695
3696
3697
3698
3699
3700
3701
3702
3703
3704
3705
3706
3707
3708
3709
3710
3711
3712
3713
3714
3715
3716
3717
3718
3719
3720
3721
3722
3723
3724
3725
3726
3727
3728
3729
3730
3731
3732
3733
3734
3735
3736
3737
3738
3739
3740
3741
3742
3743
3744
3745
3746
3747
3748
3749
3750
3751
3752
3753
3754
3755
3756
3757
3758
3759
3760
3761
3762
3763
3764
3765
3766
3767
3768
3769
3770
3771
3772
3773
3774
3775
3776
3777
3778
3779
3780
3781
3782
3783
3784
3785
3786
3787
3788
3789
3790
3791
3792
3793
3794
3795
3796
3797
3798
3799
3800
3801
3802
3803
3804
3805
3806
3807
3808
3809
3810
3811
3812
3813
3814
3815
3816
3817
3818
3819
3820
3821
3822
3823
3824
3825
3826
3827
3828
3829
3830
3831
3832
3833
3834
3835
3836
3837
3838
3839
3840
3841
3842
3843
3844
3845
3846
3847
3848
3849
3850
3851
3852
3853
3854
3855
3856
3857
3858
3859
3860
3861
3862
3863
3864
3865
3866
3867
3868
3869
3870
3871
3872
3873
3874
3875
3876
3877
3878
3879
3880
3881
3882
3883
3884
3885
3886
3887
3888
3889
3890
3891
3892
3893
3894
3895
3896
3897
3898
3899
3900
3901
3902
3903
3904
3905
3906
3907
3908
3909
3910
3911
3912
3913
3914
3915
3916
3917
3918
3919
3920
3921
3922
3923
3924
3925
3926
3927
3928
3929
3930
3931
3932
3933
3934
3935
3936
3937
3938
3939
3940
3941
3942
3943
3944
3945
3946
3947
3948
3949
3950
3951
3952
3953
3954
3955
3956
3957
3958
3959
3960
3961
3962
3963
3964
3965
3966
3967
3968
3969
3970
3971
3972
3973
3974
3975
3976
3977
3978
3979
3980
3981
3982
3983
3984
3985
3986
3987
3988
3989
3990
3991
3992
3993
3994
3995
3996
3997
3998
3999
4000
4001
4002
4003
4004
4005
4006
4007
4008
4009
4010
4011
4012
4013
4014
4015
4016
4017
4018
4019
4020
4021
4022
4023
4024
4025
4026
4027
4028
4029
4030
4031
4032
4033
4034
4035
4036
4037
4038
4039
4040
4041
4042
4043
4044
4045
4046
4047
4048
4049
4050
4051
4052
4053
4054
4055
4056
4057
4058
4059
4060
4061
4062
4063
4064
4065
4066
4067
4068
4069
4070
4071
4072
4073
4074
4075
4076
4077
4078
4079
4080
4081
4082
4083
4084
4085
4086
4087
4088
4089
4090
4091
4092
4093
4094
4095
4096
4097
4098
4099
4100
4101
4102
4103
4104
4105
4106
4107
4108
4109
4110
4111
4112
4113
4114
4115
4116
4117
4118
4119
4120
4121
4122
4123
4124
4125
4126
4127
4128
4129
4130
4131
4132
4133
4134
4135
4136
4137
4138
4139
4140
4141
4142
4143
4144
4145
4146
4147
4148
4149
4150
4151
4152
4153
4154
4155
4156
4157
4158
4159
4160
4161
4162
4163
4164
4165
4166
4167
4168
4169
4170
4171
4172
4173
4174
4175
4176
4177
4178
4179
4180
4181
4182
4183
4184
4185
4186
4187
4188
4189
4190
4191
4192
4193
4194
4195
4196
4197
4198
4199
4200
4201
4202
4203
4204
4205
4206
4207
4208
4209
4210
4211
4212
4213
4214
4215
4216
4217
4218
4219
4220
4221
4222
4223
4224
4225
4226
4227
4228
4229
4230
4231
4232
4233
4234
4235
4236
4237
4238
4239
4240
4241
4242
4243
4244
4245
4246
4247
4248
4249
4250
4251
4252
4253
4254
4255
4256
4257
4258
4259
4260
4261
4262
4263
4264
4265
4266
4267
4268
4269
4270
4271
4272
4273
4274
4275
4276
4277
4278
4279
4280
4281
4282
4283
4284
4285
4286
4287
4288
4289
4290
4291
4292
4293
4294
4295
4296
4297
4298
4299
4300
4301
4302
4303
4304
4305
4306
4307
4308
4309
4310
4311
4312
4313
4314
4315
4316
4317
4318
4319
4320
4321
4322
4323
4324
4325
4326
4327
4328
4329
4330
4331
4332
4333
4334
4335
4336
4337
4338
4339
4340
4341
4342
4343
4344
4345
4346
4347
4348
4349
4350
4351
4352
4353
4354
4355
4356
4357
4358
4359
4360
4361
4362
4363
4364
4365
4366
4367
4368
4369
4370
4371
4372
4373
4374
4375
4376
4377
4378
4379
4380
4381
4382
4383
4384
4385
4386
4387
4388
4389
4390
4391
4392
4393
4394
4395
4396
4397
4398
4399
4400
4401
4402
4403
4404
4405
4406
4407
4408
4409
4410
4411
4412
4413
4414
4415
4416
4417
4418
4419
4420
4421
4422
4423
4424
4425
4426
4427
4428
4429
4430
4431
4432
4433
4434
4435
4436
4437
4438
4439
4440
4441
4442
4443
4444
4445
4446
4447
4448
4449
4450
4451
4452
4453
4454
4455
4456
4457
4458
4459
4460
4461
4462
4463
4464
4465
4466
4467
4468
4469
4470
4471
4472
4473
4474
4475
4476
4477
4478
4479
4480
4481
4482
4483
4484
4485
4486
4487
4488
4489
4490
4491
4492
4493
4494
4495
4496
4497
4498
4499
4500
4501
4502
4503
4504
4505
4506
4507
4508
4509
4510
4511
4512
4513
4514
4515
4516
4517
4518
4519
4520
4521
4522
4523
4524
4525
4526
4527
4528
4529
4530
4531
4532
4533
4534
4535
4536
4537
4538
4539
4540
4541
4542
4543
4544
4545
4546
4547
4548
4549
4550
4551
4552
4553
4554
4555
4556
4557
4558
4559
4560
4561
4562
4563
4564
4565
4566
4567
4568
4569
4570
4571
4572
4573
4574
4575
4576
4577
4578
4579
4580
4581
4582
4583
4584
4585
4586
4587
4588
4589
4590
4591
4592
4593
4594
4595
4596
4597
4598
4599
4600
4601
4602
4603
4604
4605
4606
4607
4608
4609
4610
4611
4612
4613
4614
4615
4616
4617
4618
4619
4620
4621
4622
4623
4624
4625
4626
4627
4628
4629
4630
4631
4632
4633
4634
4635
4636
4637
4638
4639
4640
4641
4642
4643
4644
4645
4646
4647
4648
4649
4650
4651
4652
4653
4654
4655
4656
4657
4658
4659
4660
4661
4662
4663
4664
4665
4666
4667
4668
4669
4670
4671
4672
4673
4674
4675
4676
4677
4678
4679
4680
4681
4682
4683
4684
4685
4686
4687
4688
4689
4690
4691
4692
4693
4694
4695
4696
4697
4698
4699
4700
4701
4702
4703
4704
4705
4706
4707
4708
4709
4710
4711
4712
4713
4714
4715
4716
4717
4718
4719
4720
4721
4722
4723
4724
4725
4726
4727
4728
4729
4730
4731
4732
4733
4734
4735
4736
4737
4738
4739
4740
4741
4742
4743
4744
4745
4746
4747
4748
4749
4750
4751
4752
4753
4754
4755
4756
4757
4758
4759
4760
4761
4762
4763
4764
4765
4766
4767
4768
4769
4770
4771
4772
4773
4774
4775
4776
4777
4778
4779
4780
4781
4782
4783
4784
4785
4786
4787
4788
4789
4790
4791
4792
4793
4794
4795
4796
4797
4798
4799
4800
4801
4802
4803
4804
4805
4806
4807
4808
4809
4810
4811
4812
4813
4814
4815
4816
4817
4818
4819
4820
4821
4822
4823
4824
4825
4826
4827
4828
4829
4830
4831
4832
4833
4834
4835
4836
4837
4838
4839
4840
4841
4842
4843
4844
4845
4846
4847
4848
4849
4850
4851
4852
4853
4854
4855
4856
4857
4858
4859
4860
4861
4862
4863
4864
4865
4866
4867
4868
4869
4870
4871
4872
4873
4874
4875
4876
4877
4878
4879
4880
4881
4882
4883
4884
4885
4886
4887
4888
4889
4890
4891
4892
4893
4894
4895
4896
4897
4898
4899
4900
4901
4902
4903
4904
4905
4906
4907
4908
4909
4910
4911
4912
4913
4914
4915
4916
4917
4918
4919
4920
4921
4922
4923
4924
4925
4926
4927
4928
4929
4930
4931
4932
4933
4934
4935
4936
4937
4938
4939
4940
4941
4942
4943
4944
4945
4946
4947
4948
4949
4950
4951
4952
4953
4954
4955
4956
4957
4958
4959
4960
4961
4962
4963
4964
4965
4966
4967
4968
4969
4970
4971
4972
4973
4974
4975
4976
4977
4978
4979
4980
4981
4982
4983
4984
4985
4986
4987
4988
4989
4990
4991
4992
4993
4994
4995
4996
4997
4998
4999
5000
5001
5002
5003
5004
5005
5006
5007
5008
5009
5010
5011
5012
5013
5014
5015
5016
5017
5018
5019
5020
5021
5022
5023
5024
5025
5026
5027
5028
5029
5030
5031
5032
5033
5034
5035
5036
5037
5038
5039
5040
5041
5042
5043
5044
5045
5046
5047
5048
5049
5050
5051
5052
5053
5054
5055
5056
5057
5058
5059
5060
5061
5062
5063
5064
5065
5066
5067
5068
5069
5070
5071
5072
5073
5074
5075
5076
5077
5078
5079
5080
5081
5082
5083
5084
5085
5086
5087
5088
5089
5090
5091
5092
5093
5094
5095
5096
5097
5098
5099
5100
5101
5102
5103
5104
5105
5106
5107
5108
5109
5110
5111
5112
5113
5114
5115
5116
5117
5118
5119
5120
5121
5122
5123
5124
5125
5126
5127
5128
5129
5130
5131
5132
5133
5134
5135
5136
5137
5138
5139
5140
5141
5142
5143
5144
5145
5146
5147
5148
5149
5150
5151
5152
5153
5154
5155
5156
5157
5158
5159
5160
5161
5162
5163
5164
5165
5166
5167
5168
5169
5170
5171
5172
5173
5174
5175
5176
5177
5178
5179
5180
5181
5182
5183
5184
5185
5186
5187
5188
5189
5190
5191
5192
5193
5194
5195
5196
5197
5198
5199
5200
5201
5202
5203
5204
5205
5206
5207
5208
5209
5210
5211
5212
5213
5214
5215
5216
5217
5218
5219
5220
5221
5222
5223
5224
5225
5226
5227
5228
5229
5230
5231
5232
5233
5234
5235
5236
5237
5238
5239
5240
5241
5242
5243
5244
5245
5246
5247
5248
5249
5250
5251
5252
5253
5254
5255
5256
5257
5258
5259
5260
5261
5262
5263
5264
5265
5266
5267
5268
5269
5270
5271
5272
5273
5274
5275
5276
5277
5278
5279
5280
5281
5282
5283
5284
5285
5286
5287
5288
5289
5290
5291
5292
5293
5294
5295
5296
5297
5298
5299
5300
5301
5302
5303
5304
5305
5306
5307
5308
5309
5310
5311
5312
5313
5314
5315
5316
5317
5318
5319
5320
5321
5322
5323
5324
5325
5326
5327
5328
5329
5330
5331
5332
5333
5334
5335
5336
5337
5338
5339
5340
5341
5342
5343
5344
5345
5346
5347
5348
5349
5350
5351
5352
5353
5354
5355
5356
5357
5358
5359
5360
5361
5362
5363
5364
5365
5366
5367
5368
5369
5370
5371
5372
5373
5374
5375
5376
5377
5378
5379
5380
5381
5382
5383
5384
5385
5386
5387
5388
5389
5390
5391
5392
5393
5394
5395
5396
5397
5398
5399
5400
5401
5402
5403
5404
5405
5406
5407
5408
5409
5410
5411
5412
5413
5414
5415
5416
5417
5418
5419
5420
5421
5422
5423
5424
5425
5426
5427
5428
5429
5430
5431
5432
5433
5434
5435
5436
5437
5438
5439
5440
5441
5442
5443
5444
5445
5446
5447
5448
5449
5450
5451
5452
5453
5454
5455
5456
5457
5458
5459
5460
5461
5462
5463
5464
5465
5466
5467
5468
5469
5470
5471
5472
5473
5474
5475
5476
5477
5478
5479
5480
5481
5482
5483
5484
5485
5486
5487
5488
5489
5490
5491
5492
5493
5494
5495
5496
5497
5498
5499
5500
5501
5502
5503
5504
5505
5506
5507
5508
5509
5510
5511
5512
5513
5514
5515
5516
5517
5518
5519
5520
5521
5522
5523
5524
5525
5526
5527
5528
5529
5530
5531
5532
5533
5534
5535
5536
5537
5538
5539
5540
5541
5542
5543
5544
5545
5546
5547
5548
5549
5550
5551
5552
5553
5554
5555
5556
5557
5558
5559
5560
5561
5562
5563
5564
5565
5566
5567
5568
5569
5570
5571
5572
5573
5574
5575
5576
5577
5578
5579
5580
5581
5582
5583
5584
5585
5586
5587
5588
5589
5590
5591
5592
5593
5594
5595
5596
5597
5598
5599
5600
5601
5602
5603
5604
5605
5606
5607
5608
5609
5610
5611
5612
5613
5614
5615
5616
5617
5618
5619
5620
5621
5622
5623
5624
5625
5626
5627
5628
5629
5630
5631
5632
5633
5634
5635
5636
5637
5638
5639
5640
5641
5642
5643
5644
5645
5646
5647
5648
5649
5650
5651
5652
5653
5654
5655
5656
5657
5658
5659
5660
5661
5662
5663
5664
5665
5666
5667
5668
5669
5670
5671
5672
5673
5674
5675
5676
5677
5678
5679
5680
5681
5682
5683
5684
5685
5686
5687
5688
5689
5690
5691
5692
5693
5694
5695
5696
5697
5698
5699
5700
5701
5702
5703
5704
5705
5706
5707
5708
5709
5710
5711
5712
5713
5714
5715
5716
5717
5718
5719
5720
5721
5722
5723
5724
5725
5726
5727
5728
5729
5730
5731
5732
5733
5734
5735
5736
5737
5738
5739
5740
5741
5742
5743
5744
5745
5746
5747
5748
5749
5750
5751
5752
5753
5754
5755
5756
5757
5758
5759
5760
5761
5762
5763
5764
5765
5766
5767
5768
5769
5770
5771
5772
5773
5774
5775
5776
5777
5778
5779
5780
5781
5782
5783
5784
5785
5786
5787
5788
5789
5790
5791
5792
5793
5794
5795
5796
5797
5798
5799
5800
5801
5802
5803
5804
5805
5806
5807
5808
5809
5810
5811
5812
5813
5814
5815
5816
5817
5818
5819
5820
5821
5822
5823
5824
5825
5826
5827
5828
5829
5830
5831
5832
5833
5834
5835
5836
5837
5838
5839
5840
5841
5842
5843
5844
5845
5846
5847
5848
5849
5850
5851
5852
5853
5854
5855
5856
5857
5858
5859
5860
5861
5862
5863
5864
5865
5866
5867
5868
5869
5870
5871
5872
5873
5874
5875
5876
5877
5878
5879
5880
5881
5882
5883
5884
5885
5886
5887
5888
5889
5890
5891
5892
5893
5894
5895
5896
5897
5898
5899
5900
5901
5902
5903
5904
5905
5906
5907
5908
5909
5910
5911
5912
5913
5914
5915
5916
5917
5918
5919
5920
5921
5922
5923
5924
5925
5926
5927
5928
5929
5930
5931
5932
5933
5934
5935
5936
5937
5938
5939
5940
5941
5942
5943
5944
5945
5946
5947
5948
5949
5950
5951
5952
5953
5954
5955
5956
5957
5958
5959
5960
5961
5962
5963
5964
5965
5966
5967
5968
5969
5970
5971
5972
5973
5974
5975
5976
5977
5978
5979
5980
5981
5982
5983
5984
5985
5986
5987
5988
5989
5990
5991
5992
5993
5994
5995
5996
5997
5998
5999
6000
6001
6002
6003
6004
6005
6006
6007
6008
6009
6010
6011
6012
6013
6014
6015
6016
6017
6018
6019
6020
6021
6022
6023
6024
6025
6026
6027
6028
6029
6030
6031
6032
6033
6034
6035
6036
6037
6038
6039
6040
6041
6042
6043
6044
6045
6046
6047
6048
6049
6050
6051
6052
6053
6054
6055
6056
6057
6058
6059
6060
6061
6062
6063
6064
6065
6066
6067
6068
6069
6070
6071
6072
6073
6074
6075
6076
6077
6078
6079
6080
6081
6082
6083
6084
6085
6086
6087
6088
6089
6090
6091
6092
6093
6094
6095
6096
6097
6098
6099
6100
6101
6102
6103
6104
6105
6106
6107
6108
6109
6110
6111
6112
6113
6114
6115
6116
6117
6118
6119
6120
6121
6122
6123
6124
6125
6126
6127
6128
6129
6130
6131
6132
6133
6134
6135
6136
6137
6138
6139
6140
6141
6142
6143
6144
6145
6146
6147
6148
6149
6150
6151
6152
6153
6154
6155
6156
6157
6158
6159
6160
6161
6162
6163
6164
6165
6166
6167
6168
6169
6170
6171
6172
6173
6174
6175
6176
6177
6178
6179
6180
6181
6182
6183
6184
6185
6186
6187
6188
6189
6190
6191
6192
6193
6194
6195
6196
6197
6198
6199
6200
6201
6202
6203
6204
6205
6206
6207
6208
6209
6210
6211
6212
6213
6214
6215
6216
6217
6218
6219
6220
6221
6222
6223
6224
6225
6226
6227
6228
6229
6230
6231
6232
6233
6234
6235
6236
6237
6238
6239
6240
6241
6242
6243
6244
6245
6246
6247
6248
6249
6250
6251
6252
6253
6254
6255
6256
6257
6258
6259
6260
6261
6262
6263
6264
6265
6266
6267
6268
6269
6270
6271
6272
6273
6274
6275
6276
6277
6278
6279
6280
6281
6282
6283
6284
6285
6286
6287
6288
6289
6290
6291
6292
6293
6294
6295
6296
6297
6298
6299
6300
6301
6302
6303
6304
6305
6306
6307
6308
6309
6310
6311
6312
6313
6314
6315
6316
6317
6318
6319
6320
6321
6322
6323
6324
6325
6326
6327
6328
6329
6330
6331
6332
6333
6334
6335
6336
6337
6338
6339
6340
6341
6342
6343
6344
6345
6346
6347
6348
6349
6350
6351
6352
6353
6354
6355
6356
6357
6358
6359
6360
6361
6362
6363
6364
6365
6366
6367
6368
6369
6370
6371
6372
6373
6374
6375
6376
6377
6378
6379
6380
6381
6382
6383
6384
6385
6386
6387
6388
6389
6390
6391
6392
6393
6394
6395
6396
6397
6398
6399
6400
6401
6402
6403
6404
6405
6406
6407
6408
6409
6410
6411
6412
6413
6414
6415
6416
6417
6418
6419
6420
6421
6422
6423
6424
6425
6426
6427
6428
6429
6430
6431
6432
6433
6434
6435
6436
6437
6438
6439
6440
6441
6442
6443
6444
6445
6446
6447
6448
6449
6450
6451
6452
6453
6454
6455
6456
6457
6458
6459
6460
6461
6462
6463
6464
6465
6466
6467
6468
6469
6470
6471
6472
6473
6474
6475
6476
6477
6478
6479
6480
6481
6482
6483
6484
6485
6486
6487
6488
6489
6490
6491
6492
6493
6494
6495
6496
6497
6498
6499
6500
6501
6502
6503
6504
6505
6506
6507
6508
6509
6510
6511
6512
6513
6514
6515
6516
6517
6518
6519
6520
6521
6522
6523
6524
6525
6526
6527
6528
6529
6530
6531
6532
6533
6534
6535
6536
6537
6538
6539
6540
6541
6542
6543
6544
6545
6546
6547
6548
6549
6550
6551
6552
6553
6554
6555
6556
6557
6558
6559
6560
6561
6562
6563
6564
6565
6566
6567
6568
6569
6570
6571
6572
6573
6574
6575
6576
6577
6578
6579
6580
6581
6582
6583
6584
6585
6586
6587
6588
6589
6590
6591
6592
6593
6594
6595
6596
6597
6598
6599
6600
6601
6602
6603
6604
6605
6606
6607
6608
6609
6610
6611
6612
6613
6614
6615
6616
6617
6618
6619
6620
6621
6622
6623
6624
6625
6626
6627
6628
6629
6630
6631
6632
6633
6634
6635
6636
6637
6638
6639
6640
6641
6642
6643
6644
6645
6646
6647
6648
6649
6650
6651
6652
6653
6654
6655
6656
6657
6658
6659
6660
6661
6662
6663
6664
6665
6666
6667
6668
6669
6670
6671
6672
6673
6674
6675
6676
6677
6678
6679
6680
6681
6682
6683
6684
6685
6686
6687
6688
6689
6690
6691
6692
6693
6694
6695
6696
6697
6698
6699
6700
6701
6702
6703
6704
6705
6706
6707
6708
6709
6710
6711
6712
6713
6714
6715
6716
6717
6718
6719
6720
6721
6722
6723
6724
6725
6726
6727
6728
6729
6730
6731
6732
6733
6734
6735
6736
6737
6738
6739
6740
6741
6742
6743
6744
6745
6746
6747
6748
6749
6750
6751
6752
6753
6754
6755
6756
6757
6758
6759
6760
6761
6762
6763
6764
6765
6766
6767
6768
6769
6770
6771
6772
6773
6774
6775
6776
6777
6778
6779
6780
6781
6782
6783
6784
6785
6786
6787
6788
6789
6790
6791
6792
6793
6794
6795
6796
6797
6798
6799
6800
6801
6802
6803
6804
6805
6806
6807
6808
6809
6810
6811
6812
6813
6814
6815
6816
6817
6818
6819
6820
6821
6822
6823
6824
6825
6826
6827
6828
6829
6830
6831
6832
6833
6834
6835
6836
6837
6838
6839
6840
6841
6842
6843
6844
6845
6846
6847
6848
6849
6850
6851
6852
6853
6854
6855
6856
6857
6858
6859
6860
6861
6862
6863
6864
6865
6866
6867
6868
6869
6870
6871
6872
6873
6874
6875
6876
6877
6878
6879
6880
6881
6882
6883
6884
6885
6886
6887
6888
6889
6890
6891
6892
6893
6894
6895
6896
6897
6898
6899
6900
6901
6902
6903
6904
6905
6906
6907
6908
6909
6910
6911
6912
6913
6914
6915
6916
6917
6918
6919
6920
6921
6922
6923
6924
6925
6926
6927
6928
6929
6930
6931
6932
6933
6934
6935
6936
6937
6938
6939
6940
6941
6942
6943
6944
6945
6946
6947
6948
6949
6950
6951
6952
6953
6954
6955
6956
6957
6958
6959
6960
6961
6962
6963
6964
6965
6966
6967
6968
6969
6970
6971
6972
6973
6974
6975
6976
6977
6978
6979
6980
6981
6982
6983
6984
6985
6986
6987
6988
6989
6990
6991
6992
6993
6994
6995
6996
6997
6998
6999
7000
7001
7002
7003
7004
7005
7006
7007
7008
7009
7010
7011
7012
7013
7014
7015
7016
7017
7018
7019
7020
7021
7022
7023
7024
7025
7026
7027
7028
7029
7030
7031
7032
7033
7034
7035
7036
7037
7038
7039
7040
7041
7042
7043
7044
7045
7046
7047
7048
7049
7050
7051
7052
7053
7054
7055
7056
7057
7058
7059
7060
7061
7062
7063
7064
7065
7066
7067
7068
7069
7070
7071
7072
7073
7074
7075
7076
7077
7078
7079
7080
7081
7082
7083
7084
7085
7086
7087
7088
7089
7090
7091
7092
7093
7094
7095
7096
7097
7098
7099
7100
7101
7102
7103
7104
7105
7106
7107
7108
7109
7110
7111
7112
7113
7114
7115
7116
7117
7118
7119
7120
7121
7122
7123
7124
7125
7126
7127
7128
7129
7130
7131
7132
7133
7134
7135
7136
7137
7138
7139
7140
7141
7142
7143
7144
7145
7146
7147
7148
7149
7150
7151
7152
7153
7154
7155
7156
7157
7158
7159
7160
7161
7162
7163
7164
7165
7166
7167
7168
7169
7170
7171
7172
7173
7174
7175
7176
7177
7178
7179
7180
7181
7182
7183
7184
7185
7186
7187
7188
7189
7190
7191
7192
7193
7194
7195
7196
7197
7198
7199
7200
7201
7202
7203
7204
7205
7206
7207
7208
7209
7210
7211
7212
7213
7214
7215
7216
7217
7218
7219
7220
7221
7222
7223
7224
7225
7226
7227
7228
7229
7230
7231
7232
7233
7234
7235
7236
7237
7238
7239
7240
7241
7242
7243
7244
7245
7246
7247
7248
7249
7250
7251
7252
7253
7254
7255
7256
7257
7258
7259
7260
7261
7262
7263
7264
7265
7266
7267
7268
7269
7270
7271
7272
7273
7274
7275
7276
7277
7278
7279
7280
7281
7282
7283
7284
7285
7286
7287
7288
7289
7290
7291
7292
7293
7294
7295
7296
7297
7298
7299
7300
7301
7302
7303
7304
7305
7306
7307
7308
7309
7310
7311
7312
7313
7314
7315
7316
7317
7318
7319
7320
7321
7322
7323
7324
7325
7326
7327
7328
7329
7330
7331
7332
7333
7334
7335
7336
7337
7338
7339
7340
7341
7342
7343
7344
7345
7346
7347
7348
7349
7350
7351
7352
7353
7354
7355
7356
7357
7358
7359
7360
7361
7362
7363
7364
7365
7366
7367
7368
7369
7370
7371
7372
7373
7374
7375
7376
7377
7378
7379
7380
7381
7382
7383
7384
7385
7386
7387
7388
7389
7390
7391
7392
7393
7394
7395
7396
7397
7398
7399
7400
7401
7402
7403
7404
7405
7406
7407
7408
7409
7410
7411
7412
7413
7414
7415
7416
7417
7418
7419
7420
7421
7422
7423
7424
7425
7426
7427
7428
7429
7430
7431
7432
7433
7434
7435
7436
7437
7438
7439
7440
7441
7442
7443
7444
7445
7446
7447
7448
7449
7450
7451
7452
7453
7454
7455
7456
7457
7458
7459
7460
7461
7462
7463
7464
7465
7466
7467
7468
7469
7470
7471
7472
7473
7474
7475
7476
7477
7478
7479
7480
7481
7482
7483
7484
7485
7486
7487
7488
7489
7490
7491
7492
7493
7494
7495
7496
7497
7498
7499
7500
7501
7502
7503
7504
7505
7506
7507
7508
7509
7510
7511
7512
7513
7514
7515
7516
7517
7518
7519
7520
7521
7522
7523
7524
7525
7526
7527
7528
7529
7530
7531
7532
7533
7534
7535
7536
7537
7538
7539
7540
7541
7542
7543
7544
7545
7546
7547
7548
7549
7550
7551
7552
7553
7554
7555
7556
7557
7558
7559
7560
7561
7562
7563
7564
7565
7566
7567
7568
7569
7570
7571
7572
7573
7574
7575
7576
7577
7578
7579
7580
7581
7582
7583
7584
7585
7586
7587
7588
7589
7590
7591
7592
7593
7594
7595
7596
7597
7598
7599
7600
7601
7602
7603
7604
7605
7606
7607
7608
7609
7610
7611
7612
7613
7614
7615
7616
7617
7618
7619
7620
7621
7622
7623
7624
7625
7626
7627
7628
7629
7630
7631
7632
7633
7634
7635
7636
7637
7638
7639
7640
7641
7642
7643
7644
7645
7646
7647
7648
7649
7650
7651
7652
7653
7654
7655
7656
7657
7658
7659
7660
7661
7662
7663
7664
7665
7666
7667
7668
7669
7670
7671
7672
7673
7674
7675
7676
7677
7678
7679
7680
7681
7682
7683
7684
7685
7686
7687
7688
7689
7690
7691
7692
7693
7694
7695
7696
7697
7698
7699
7700
7701
7702
7703
7704
7705
7706
7707
7708
7709
7710
7711
7712
7713
7714
7715
7716
7717
7718
7719
7720
7721
7722
7723
7724
7725
7726
7727
7728
7729
7730
7731
7732
7733
7734
7735
7736
7737
7738
7739
7740
7741
7742
7743
7744
7745
7746
7747
7748
7749
7750
7751
7752
7753
7754
7755
7756
7757
7758
7759
7760
7761
7762
7763
7764
7765
7766
7767
7768
7769
7770
7771
7772
7773
7774
7775
7776
7777
7778
7779
7780
7781
7782
7783
7784
7785
7786
7787
7788
7789
7790
7791
7792
7793
7794
7795
7796
7797
7798
7799
7800
7801
7802
7803
7804
7805
7806
7807
7808
7809
7810
7811
7812
7813
7814
7815
7816
7817
7818
7819
7820
7821
7822
7823
7824
7825
7826
7827
7828
7829
7830
7831
7832
7833
7834
7835
7836
7837
7838
7839
7840
7841
7842
7843
7844
7845
7846
7847
7848
7849
7850
7851
7852
7853
7854
7855
7856
7857
7858
7859
7860
7861
7862
7863
7864
7865
7866
7867
7868
7869
7870
7871
7872
7873
7874
7875
7876
7877
7878
7879
7880
7881
7882
7883
7884
7885
7886
7887
7888
7889
7890
7891
7892
7893
7894
7895
7896
7897
7898
7899
7900
7901
7902
7903
7904
7905
7906
7907
7908
7909
7910
7911
7912
7913
7914
7915
7916
7917
7918
7919
7920
7921
7922
7923
7924
7925
7926
7927
7928
7929
7930
7931
7932
7933
7934
7935
7936
7937
7938
7939
7940
7941
7942
7943
7944
7945
7946
7947
7948
7949
7950
7951
7952
7953
7954
7955
7956
7957
7958
7959
7960
7961
7962
7963
7964
7965
7966
7967
7968
7969
7970
7971
7972
7973
7974
7975
7976
7977
7978
7979
7980
7981
7982
7983
7984
7985
7986
7987
7988
7989
7990
7991
7992
7993
7994
7995
7996
7997
7998
7999
8000
8001
8002
8003
8004
8005
8006
8007
8008
8009
8010
8011
8012
8013
8014
8015
8016
8017
8018
8019
8020
8021
8022
8023
8024
8025
8026
8027
8028
8029
8030
8031
8032
8033
8034
8035
8036
8037
8038
8039
8040
8041
8042
8043
8044
8045
8046
8047
8048
8049
8050
8051
8052
8053
8054
8055
8056
8057
8058
8059
8060
8061
8062
8063
8064
8065
8066
8067
8068
8069
8070
8071
8072
8073
8074
8075
8076
8077
8078
8079
8080
8081
8082
8083
8084
8085
8086
8087
8088
8089
8090
8091
8092
8093
8094
8095
8096
8097
8098
8099
8100
8101
8102
8103
8104
8105
8106
8107
8108
8109
8110
8111
8112
8113
8114
8115
8116
8117
8118
8119
8120
8121
8122
8123
8124
8125
8126
8127
8128
8129
8130
8131
8132
8133
8134
8135
8136
8137
8138
8139
8140
8141
8142
8143
8144
8145
8146
8147
8148
8149
8150
8151
8152
8153
8154
8155
8156
8157
8158
8159
8160
8161
8162
8163
8164
8165
8166
8167
8168
8169
8170
8171
8172
8173
8174
8175
8176
8177
8178
8179
8180
8181
8182
8183
8184
8185
8186
8187
8188
8189
8190
8191
8192
8193
8194
8195
8196
8197
8198
8199
8200
8201
8202
8203
8204
8205
8206
8207
8208
8209
8210
8211
8212
8213
8214
8215
8216
8217
8218
8219
8220
8221
8222
8223
8224
8225
8226
8227
8228
8229
8230
8231
8232
8233
8234
8235
8236
8237
8238
8239
8240
8241
8242
8243
8244
8245
8246
8247
8248
8249
8250
8251
8252
8253
8254
8255
8256
8257
8258
8259
8260
8261
8262
8263
8264
8265
8266
8267
8268
8269
8270
8271
8272
8273
8274
8275
8276
8277
8278
8279
8280
8281
8282
8283
8284
8285
8286
8287
8288
8289
8290
8291
8292
8293
8294
8295
8296
8297
8298
8299
8300
8301
8302
8303
8304
8305
8306
8307
8308
8309
8310
8311
8312
8313
8314
8315
8316
8317
8318
8319
8320
8321
8322
8323
8324
8325
8326
8327
8328
8329
8330
8331
8332
8333
8334
8335
8336
8337
8338
8339
8340
8341
8342
8343
8344
8345
8346
8347
8348
8349
8350
8351
8352
8353
8354
8355
8356
8357
8358
8359
8360
8361
8362
8363
8364
8365
8366
8367
8368
8369
8370
8371
8372
8373
8374
8375
8376
8377
8378
8379
8380
8381
8382
8383
8384
8385
8386
8387
8388
8389
8390
8391
8392
8393
8394
8395
8396
8397
8398
8399
8400
8401
8402
8403
8404
8405
8406
8407
8408
8409
8410
8411
8412
8413
8414
8415
8416
8417
8418
8419
8420
8421
8422
8423
8424
8425
8426
8427
8428
8429
8430
8431
8432
8433
8434
8435
8436
8437
8438
8439
8440
8441
8442
8443
8444
8445
8446
8447
8448
8449
8450
8451
8452
8453
8454
8455
8456
8457
8458
8459
8460
8461
8462
8463
8464
8465
8466
8467
8468
8469
8470
8471
8472
8473
8474
8475
8476
8477
8478
8479
8480
8481
8482
8483
8484
8485
8486
8487
8488
8489
8490
8491
8492
8493
8494
8495
8496
8497
8498
8499
8500
8501
8502
8503
8504
8505
8506
8507
8508
8509
8510
8511
8512
8513
8514
8515
8516
8517
8518
8519
8520
8521
8522
8523
8524
8525
8526
8527
8528
8529
8530
8531
8532
8533
8534
8535
8536
8537
8538
8539
8540
8541
8542
8543
8544
8545
8546
8547
8548
8549
8550
8551
8552
8553
8554
8555
8556
8557
8558
8559
8560
8561
8562
8563
8564
8565
8566
8567
8568
8569
8570
8571
8572
8573
8574
8575
8576
8577
8578
8579
8580
8581
8582
8583
8584
8585
8586
8587
8588
8589
8590
8591
8592
8593
8594
8595
8596
8597
8598
8599
8600
8601
8602
8603
8604
8605
8606
8607
8608
8609
8610
8611
8612
8613
8614
8615
8616
8617
8618
8619
8620
8621
8622
8623
8624
8625
8626
8627
8628
8629
8630
8631
8632
8633
8634
8635
8636
8637
8638
8639
8640
8641
8642
8643
8644
8645
8646
8647
8648
8649
8650
8651
8652
8653
8654
8655
8656
8657
8658
8659
8660
8661
8662
8663
8664
8665
8666
8667
8668
8669
8670
8671
8672
8673
8674
8675
8676
8677
8678
8679
8680
8681
8682
8683
8684
8685
8686
8687
8688
8689
8690
8691
8692
8693
8694
8695
8696
8697
8698
8699
8700
8701
8702
8703
8704
8705
8706
8707
8708
8709
8710
8711
8712
8713
8714
8715
8716
8717
8718
8719
8720
8721
8722
8723
8724
8725
8726
8727
8728
8729
8730
8731
8732
8733
8734
8735
8736
8737
8738
8739
8740
8741
8742
8743
8744
8745
8746
8747
8748
8749
8750
8751
8752
8753
8754
8755
8756
8757
8758
8759

## 지역_BSN
부산광역시 에너지시스템 입력
[5 empty] | 입력 완료 후 선택: | 추가 지역 입력 | 저장
버스
이름 | 전압(kV) | 캐리어 | X좌표 | Y좌표
BSN_H2 | 1 | hydrogen
BSN_H | 1 | heat
BSN_LNG | 1 | gas
BSN_EV | 1 | EV
발전기
이름 | 버스 | 캐리어 | 정격용량(MW) | 용량확장가능 | 최소용량(MW) | 최대용량(MW) | 한계비용 | 설비비용 | 효율 | 최대출력비율 | 기동정지가능 | committable | p_min_pu | ramp_limit_up | ramp_limit_down
PV | BSN_EL | solar | 837 | FALSE |  | 5000 | 2 | 840601 |  | 0.6
WT | BSN_EL | wind | 30 | FALSE |  | 4000 | 4 | 4712626 |  | 0.7
LNG | BSN_EL | electricity | 1845 | FALSE |  |  | 63.574 | 2021803 | 0.53 |  |  | FALSE |  | 0.25 | 0.25
Nuclear | BSN_EL | electricity | 4550 | FALSE |  |  | 6 | 7718412 | 0.8 | 0.85 |  |  | 0.8
[7 empty] | 0 | 0
Coal | BSN_EL | electricity | 0 | FALSE |  |  | 54.187 | 2877207 | 0.47 | 0.85 |  | FALSE |  | 0.125 | 0.125
Hydro | BSN_EL | electricity | 0 | FALSE |  |  | 2 | 0 | 0.9 | 0.3
부하
이름 | 버스 | 캐리어 | 부하량(MW)
Demand_EL | BSN_EL | electricity | 4623
Demand_H | BSN_H | heat | 623 | [7 empty] | 15000 | km/y
Demand_H2 | BSN_H2 | hydrogen | 43 | [5 empty] | 대수 | km/kWh
Demand_EV | BSN_EV | EV | 0 | [5 empty] | 10000 | 5 | 3000 | 3424.6575 | kWh
[10 empty] | 100 |  | 1000000 | kWh
저장장치
이름 | 버스 | 캐리어 | 저장용량(MWh) | e_nom_extendable | 주기적운전 | 자체손실 | 충전효율 | 방전효율 | 초기저장량 | 최대저장용량 | 최소잔량 | 설비비용 | 한계비용
ESS | BSN_EL | electricity | 0 | FALSE | TRUE | 0.01 | 0.95 | 0.95 | 0 | 0 |  | 1758732
H2_Storage | BSN_H2 | hydrogen | 100 | FALSE | TRUE | 0.01 | 0.95 | 0.95 | 50 | 100 |  | 82939
H_Storage | BSN_H | heat | 100 | FALSE | TRUE | 0.01 | 0.95 | 0.95 | 50 | 100 |  | 64327
EV_DSM | BSN_EV | EV | 0 | FALSE | TRUE | 0.01 | 0.95 | 0.95 | 0 | 0 | 0.3
링크
이름 | 시작버스 | 종료버스 | 버스2 | 버스3 | 효율0 | 효율1 | 효율2 | 효율3 | 정격용량(MW) | 용량확장가능 | 최소용량(MW) | 최대용량(MW) | 설비비용 | 한계비용
Electrolyser | BSN_EL | BSN_H2 | 효율0: 0.7 | 0 | FALSE |  | 1000 | 1189914 | 0
HP | BSN_EL | BSN_H | 효율0: 3 | 0 | FALSE |  | 1000 | 1311343 | 10
CHP | BSN_LNG | BSN_EL | 버스2: BSN_H; 효율0: 0.5; 효율2: 0.4 | 19 | FALSE |  |  | 1604147.1283 | 63.574
EV_Charger | BSN_EL | BSN_EV | 효율0: 0.95 | 0 | FALSE |  |  | 0 | 20
EV_V2G | BSN_EV | BSN_EL | 효율0: 0.95 | 0 | FALSE |  |  | 0 | 20

## 지역_CBD
충청북도 에너지시스템 입력
[5 empty] | 입력 완료 후 선택: | 추가 지역 입력 | 저장
버스
이름 | 전압(kV) | 캐리어 | X좌표 | Y좌표
CBD_H2 | 1 | hydrogen
CBD_H | 1 | heat
CBD_LNG | 1 | gas
CBD_EV | 1 | EV
발전기
이름 | 버스 | 캐리어 | 정격용량(MW) | 용량확장가능 | 최소용량(MW) | 최대용량(MW) | 한계비용 | 설비비용 | 효율 | 최대출력비율 | 기동정지가능 | committable | p_min_pu | ramp_limit_up | ramp_limit_down
PV | CBD_EL | solar | 2558 | FALSE |  | 10000 | 2 | 840601 |  | 0.6
WT | CBD_EL | wind | 30 | FALSE |  | 4000 | 4 | 4712626 |  | 0.7
LNG | CBD_EL | electricity | 0 | FALSE |  |  | 63.574 | 2021803 | 0.53 |  |  | FALSE |  | 0.25 | 0.25
Nuclear | CBD_EL | electricity | 0 | FALSE |  |  | 6 | 7718412 | 0.8 | 0.85 |  |  | 0.8
[7 empty] | 0 | 0
Coal | CBD_EL | electricity | 0 | FALSE |  |  | 54.187 | 2877207 | 0.47 | 0.85 |  | FALSE |  | 0.125 | 0.125
Hydro | CBD_EL | electricity | 518 | FALSE |  |  | 2 | 0 | 0.9 | 0.3
부하
이름 | 버스 | 캐리어 | 부하량(MW)
Demand_EL | CBD_EL | electricity | 2589.0411
Demand_H | CBD_H | heat | 352.6141
Demand_H2 | CBD_H2 | hydrogen | 23.9726
Demand_EV | CBD_EV | EV | 0
저장장치
이름 | 버스 | 캐리어 | 저장용량(MWh) | e_nom_extendable | 주기적운전 | 자체손실 | 충전효율 | 방전효율 | 초기저장량 | 최대저장용량 | 최소잔량 | 설비비용 | 한계비용
ESS | CBD_EL | electricity | 0 | FALSE | TRUE | 0.01 | 0.95 | 0.95 | 0 | 0 |  | 1758732
H2_Storage | CBD_H2 | hydrogen | 100 | FALSE | TRUE | 0.01 | 0.95 | 0.95 | 50 | 100 |  | 82939
H_Storage | CBD_H | heat | 100 | FALSE | TRUE | 0.01 | 0.95 | 0.95 | 50 | 100 |  | 64327
EV_DSM | CBD_EV | EV | 0 | FALSE | TRUE | 0.01 | 0.95 | 0.95 | 0 | 0 | 0.3
Pumped | CBD_EL | electricity |  | FALSE | TRUE | 0.01 | 0.95 | 0.95 | 0 | 0 |  | 2548456 | 707
링크
이름 | 시작버스 | 종료버스 | 버스2 | 버스3 | 효율0 | 효율1 | 효율2 | 효율3 | 정격용량(MW) | 용량확장가능 | 최소용량(MW) | 최대용량(MW) | 설비비용 | 한계비용
Electrolyser | CBD_EL | CBD_H2 | 효율0: 0.7 | 0 | FALSE |  | 1000 | 1189914 | 0
HP | CBD_EL | CBD_H | 효율0: 3 | 0 | FALSE |  | 300 | 1311343 | 10
CHP | CBD_LNG | CBD_EL | 버스2: CBD_H; 효율0: 0.5; 효율2: 0.4 | 270 | FALSE |  |  | 1604147.1283 | 63.574
EV_Charger | CBD_EL | CBD_EV | 효율0: 0.95 | 0 | FALSE |  |  | 0 | 20
EV_V2G | CBD_EV | CBD_EL | 효율0: 0.95 | 0 | FALSE |  |  | 0 | 20

## 지역_CND
충청남도 에너지시스템 입력
[5 empty] | 입력 완료 후 선택: | 추가 지역 입력 | 저장
버스
이름 | 전압(kV) | 캐리어 | X좌표 | Y좌표
CND_H2 | 1 | hydrogen
CND_H | 1 | heat
CND_LNG | 1 | gas
CND_EV | 1 | EV
발전기
이름 | 버스 | 캐리어 | 정격용량(MW) | 용량확장가능 | 최소용량(MW) | 최대용량(MW) | 한계비용 | 설비비용 | 효율 | 최대출력비율 | 기동정지가능 | committable | p_min_pu | ramp_limit_up | ramp_limit_down
PV | CND_EL | solar | 3801 | FALSE |  | 11403 | 2 | 840601 |  | 0.6
WT | CND_EL | wind | 10 | FALSE |  | 30 | 4 | 4712626 |  | 0.7
LNG | CND_EL | electricity | 4077 | FALSE |  |  | 63.574 | 2021803 | 0.54 |  |  | FALSE |  | 0.25 | 0.25
Nuclear | CND_EL | electricity | 0 | FALSE |  |  | 6 | 7718412 | 0.8 | 0.85 |  |  | 0.8
[7 empty] | 0 | 0
Coal | CND_EL | electricity | 18246 | FALSE |  |  | 54.187 | 2877207 | 0.47 | 0.85 |  | FALSE |  | 0.125 | 0.125
Hydro | CND_EL | electricity | 32 | FALSE |  |  | 2 | 0 | 0.9 | 0.3
부하
이름 | 버스 | 캐리어 | 부하량(MW)
Demand_EL | CND_EL | electricity | 3698.6301
Demand_H | CND_H | heat | 472.8948
Demand_H2 | CND_H2 | hydrogen | 34.2466
Demand_EV | CND_EV | EV | 0
저장장치
이름 | 버스 | 캐리어 | 저장용량(MWh) | e_nom_extendable | 주기적운전 | 자체손실 | 충전효율 | 방전효율 | 초기저장량 | 최대저장용량 | 최소잔량 | 설비비용 | 한계비용
ESS | CND_EL | electricity | 0 | FALSE | TRUE | 0.01 | 0.95 | 0.95 | 0 | 0 |  | 1758732
H2_Storage | CND_H2 | hydrogen | 100 | FALSE | TRUE | 0.01 | 0.95 | 0.95 | 50 | 100 |  | 82939
H_Storage | CND_H | heat | 100 | FALSE | TRUE | 0.01 | 0.95 | 0.95 | 50 | 100 |  | 64327
EV_DSM | CND_EV | EV | 0 | FALSE | TRUE | 0.01 | 0.95 | 0.95 | 0 | 0 | 0.3
Pumped | CND_EL | electricity |  | FALSE | TRUE | 0.01 | 0.95 | 0.95 | 0 | 0 |  | 2548456 | 707
링크
이름 | 시작버스 | 종료버스 | 버스2 | 버스3 | 효율0 | 효율1 | 효율2 | 효율3 | 정격용량(MW) | 용량확장가능 | 최소용량(MW) | 최대용량(MW) | 설비비용 | 한계비용
Electrolyser | CND_EL | CND_H2 | 효율0: 0.7 | 0 | FALSE |  | 1000 | 1189914 | 0
HP | CND_EL | CND_H | 효율0: 3 | 0 | FALSE |  | 500 | 1311343 | 10
CHP | CND_LNG | CND_EL | 버스2: CND_H; 효율0: 0.5; 효율2: 0.4 | 596 | FALSE |  |  | 1604147.1283 | 63.574
EV_Charger | CND_EL | CND_EV | 효율0: 0.95 | 0 | FALSE |  |  | 0 | 20
EV_V2G | CND_EV | CND_EL | 효율0: 0.95 | 0 | FALSE |  |  | 0 | 20

## 지역_DGU
대구광역시 에너지시스템 입력
[5 empty] | 입력 완료 후 선택: | 추가 지역 입력 | 저장
버스
이름 | 전압(kV) | 캐리어 | X좌표 | Y좌표
DGU_H2 | 1 | hydrogen
DGU_H | 1 | heat
DGU_LNG | 1 | gas
DGU_EV | 1 | EV
발전기
이름 | 버스 | 캐리어 | 정격용량(MW) | 용량확장가능 | 최소용량(MW) | 최대용량(MW) | 한계비용 | 설비비용 | 효율 | 최대출력비율 | 기동정지가능 | committable | p_min_pu | ramp_limit_up | ramp_limit_down
PV | DGU_EL | solar | 1219 | FALSE |  | 3657 | 2 | 840601 |  | 0.6
WT | DGU_EL | wind | 0 | FALSE |  | 0 | 4 | 4712626 |  | 0.7
LNG | DGU_EL | electricity | 0 | FALSE |  |  | 63.574 | 2021803 | 0.54 |  |  | FALSE |  | 0.25 | 0.25
Nuclear | DGU_EL | electricity | 0 | FALSE |  |  | 6 | 7718412 | 0.8 | 0.85 |  |  | 0.8
slack | DGU_EL | electricity | 3500 | FALSE |  |  | 300 | 0
Coal | DGU_EL | electricity | 0 | FALSE |  |  | 54.187 | 2877207 | 0.47 | 0.85 |  | FALSE |  | 0.125 | 0.125
Hydro | DGU_EL | electricity | 0 | FALSE |  |  | 2 | 0 | 0.9 | 0.3
부하
이름 | 버스 | 캐리어 | 부하량(MW)
Demand_EL | DGU_EL | electricity | 3821.9178
Demand_H | DGU_H | heat | 680.4309
Demand_H2 | DGU_H2 | hydrogen | 35.3881
Demand_EV | DGU_EV | EV | 0
저장장치
이름 | 버스 | 캐리어 | 저장용량(MWh) | e_nom_extendable | 주기적운전 | 자체손실 | 충전효율 | 방전효율 | 초기저장량 | 최대저장용량 | 최소잔량 | 설비비용 | 한계비용
ESS | DGU_EL | electricity | 0 | FALSE | TRUE | 0.01 | 0.95 | 0.95 | 0 | 0 |  | 1758732
H2_Storage | DGU_H2 | hydrogen | 100 | FALSE | TRUE | 0.01 | 0.95 | 0.95 | 50 | 100 |  | 82939
H_Storage | DGU_H | heat | 100 | FALSE | TRUE | 0.01 | 0.95 | 0.95 | 50 | 100 |  | 64327
EV_DSM | DGU_EV | EV | 0 | FALSE | TRUE | 0.01 | 0.95 | 0.95 | 0 | 0
링크
이름 | 시작버스 | 종료버스 | 버스2 | 버스3 | 효율0 | 효율1 | 효율2 | 효율3 | 정격용량(MW) | 용량확장가능 | 최소용량(MW) | 최대용량(MW) | 설비비용 | 한계비용
Electrolyser | DGU_EL | DGU_H2 | 효율0: 0.7 | 0 | FALSE |  | 1000 | 1189914 | 0
HP | DGU_EL | DGU_H | 효율0: 3 | 0 | FALSE |  | 500 | 1311343 | 10
CHP | DGU_LNG | DGU_EL | 버스2: DGU_H; 효율0: 0.5; 효율2: 0.4 | 713 | FALSE |  |  | 1604147.1283 | 63.574
EV_Charger | DGU_EL | DGU_EV | 효율0: 0.95 | 0 | FALSE |  |  | 0 | 20
EV_V2G | DGU_EV | DGU_EL | 효율0: 0.95 | 0 | FALSE |  |  | 0 | 20

## 지역_DJN
대전광역시 에너지시스템 입력
[5 empty] | 입력 완료 후 선택: | 추가 지역 입력 | 저장
버스
이름 | 전압(kV) | 캐리어 | X좌표 | Y좌표
DJN_H2 | 1 | hydrogen
DJN_H | 1 | heat
DJN_LNG | 1 | gas
DJN_EV | 1 | EV
발전기
이름 | 버스 | 캐리어 | 정격용량(MW) | 용량확장가능 | 최소용량(MW) | 최대용량(MW) | 한계비용 | 설비비용 | 효율 | 최대출력비율 | 기동정지가능 | committable | p_min_pu | ramp_limit_up | ramp_limit_down
PV | DJN_EL | solar | 538 | FALSE |  | 1614 | 2 | 840601 |  | 0.6
WT | DJN_EL | wind | 0 | FALSE |  | 0 | 4 | 4712626 |  | 0.7
LNG | DJN_EL | electricity | 0 | FALSE |  |  | 63.574 | 2021803 | 0.54 |  |  | FALSE |  | 0.25 | 0.25
Nuclear | DJN_EL | electricity | 0 | FALSE |  |  | 6 | 7718412 | 0.8 | 0.85 |  |  | 0.8
slack | DJN_EL | electricity | 2500 | FALSE |  |  | 300 | 0
Coal | DJN_EL | electricity | 0 | FALSE |  |  | 54.187 | 2877207 | 0.47 | 0.85 |  | FALSE |  | 0.125 | 0.125
Hydro | DJN_EL | electricity | 0 | FALSE |  |  | 2 | 0 | 0.9 | 0.3
부하
이름 | 버스 | 캐리어 | 부하량(MW)
Demand_EL | DJN_EL | electricity | 2219.1781
Demand_H | DJN_H | heat | 322.5277
Demand_H2 | DJN_H2 | hydrogen | 20.5479
Demand_EV | DJN_EV | EV | 0
저장장치
이름 | 버스 | 캐리어 | 저장용량(MWh) | e_nom_extendable | 주기적운전 | 자체손실 | 충전효율 | 방전효율 | 초기저장량 | 최대저장용량 | 최소잔량 | 설비비용 | 한계비용
ESS | DJN_EL | electricity | 0 | FALSE | TRUE | 0.01 | 0.95 | 0.95 | 0 | 0 |  | 1758732
H2_Storage | DJN_H2 | hydrogen | 100 | FALSE | TRUE | 0.01 | 0.95 | 0.95 | 50 | 100 |  | 82939
H_Storage | DJN_H | heat | 100 | FALSE | TRUE | 0.01 | 0.95 | 0.95 | 50 | 100 |  | 64327
EV_DSM | DJN_EV | EV | 0 | FALSE | TRUE | 0.01 | 0.95 | 0.95 | 0 | 0 | 0.3
링크
이름 | 시작버스 | 종료버스 | 버스2 | 버스3 | 효율0 | 효율1 | 효율2 | 효율3 | 정격용량(MW) | 용량확장가능 | 최소용량(MW) | 최대용량(MW) | 설비비용 | 한계비용
Electrolyser | DJN_EL | DJN_H2 | 효율0: 0.7 | 0 | FALSE |  | 1000 | 1189914 | 0
HP | DJN_EL | DJN_H | 효율0: 3 | 0 | FALSE |  | 300 | 1311343 | 10
CHP | DJN_LNG | DJN_EL | 버스2: DJN_H; 효율0: 0.5; 효율2: 0.4 | 136 | FALSE |  |  | 1604147.1283 | 63.574
EV_Charger | DJN_EL | DJN_EV | 효율0: 0.95 | 0 | FALSE |  |  | 0 | 20
EV_V2G | DJN_EV | DJN_EL | 효율0: 0.95 | 0 | FALSE |  |  | 0 | 20

## 지역_GBD
경상북도 에너지시스템 입력
[5 empty] | 입력 완료 후 선택: | 추가 지역 입력 | 저장
버스
이름 | 전압(kV) | 캐리어 | X좌표 | Y좌표
GBD_H2 | 1 | hydrogen
GBD_H | 1 | heat
GBD_LNG | 1 | gas
GBD_EV | 1 | EV
발전기
이름 | 버스 | 캐리어 | 정격용량(MW) | 용량확장가능 | 최소용량(MW) | 최대용량(MW) | 한계비용 | 설비비용 | 효율 | 최대출력비율 | 기동정지가능 | committable | p_min_pu | ramp_limit_up | ramp_limit_down
PV | GBD_EL | solar | 4291 | FALSE |  | 12873 | 2 | 840601 |  | 0.6
WT | GBD_EL | wind | 530 | FALSE |  | 1590 | 4 | 4712626 |  | 0.7
LNG | GBD_EL | electricity | 361 | FALSE |  |  | 63.574 | 2021803 | 0.54 |  |  | FALSE |  | 0.25 | 0.25
Nuclear | GBD_EL | electricity | 11400 | FALSE |  |  | 6 | 7718412 | 0.8 | 0.85 |  |  | 0.8
[7 empty] | 0 | 0
Coal | GBD_EL | electricity | 0 | FALSE |  |  | 54.187 | 2877207 | 0.47 | 0.85 |  | FALSE |  | 0.125 | 0.125
Hydro | GBD_EL | electricity | 179 | FALSE |  |  | 2 | 0 | 0.9 | 0.3
부하
이름 | 버스 | 캐리어 | 부하량(MW)
Demand_EL | GBD_EL | electricity | 3575.3425
Demand_H | GBD_H | heat | 535.0964
Demand_H2 | GBD_H2 | hydrogen | 33.105
Demand_EV | GBD_EV | EV | 0
저장장치
이름 | 버스 | 캐리어 | 저장용량(MWh) | e_nom_extendable | 주기적운전 | 자체손실 | 충전효율 | 방전효율 | 초기저장량 | 최대저장용량 | 최소잔량 | 설비비용 | 한계비용
ESS | GBD_EL | electricity | 0 | FALSE | TRUE | 0.01 | 0.95 | 0.95 | 0 | 0 |  | 1758732
H2_Storage | GBD_H2 | hydrogen | 100 | FALSE | TRUE | 0.01 | 0.95 | 0.95 | 50 | 100 |  | 82939
H_Storage | GBD_H | heat | 100 | FALSE | TRUE | 0.01 | 0.95 | 0.95 | 50 | 100 |  | 64327
Pumped | GBD_EL | electricity | 1400 | FALSE | TRUE | 0.01 | 0.95 | 0.95 | 700 | 1400 |  | 2548456 | 707
EV_DSM | GBD_EV | EV | 0 | FALSE | TRUE | 0.01 | 0.95 | 0.95 | 0 | 0 | 0.3
링크
이름 | 시작버스 | 종료버스 | 버스2 | 버스3 | 효율0 | 효율1 | 효율2 | 효율3 | 정격용량(MW) | 용량확장가능 | 최소용량(MW) | 최대용량(MW) | 설비비용 | 한계비용
Electrolyser | GBD_EL | GBD_H2 | 효율0: 0.7 | 0 | FALSE |  | 1000 | 1189914 | 0
HP | GBD_EL | GBD_H | 효율0: 3 | 0 | FALSE |  | 500 | 1311343 | 10
CHP | GBD_LNG | GBD_EL | 버스2: GBD_H; 효율0: 0.5; 효율2: 0.4 | 156 | FALSE |  |  | 1604147.1283 | 63.574
EV_Charger | GBD_EL | GBD_EV | 효율0: 0.95 | 0 | FALSE |  |  | 0 | 20
EV_V2G | GBD_EV | GBD_EL | 효율0: 0.95 | 0 | FALSE |  |  | 0 | 20
H2F | GBD_H2 | GBD_EL | 버스2: GBD_H; 효율0: 0.5; 효율2: 0.4 | 0 | FALSE |  |  | 3761636 | 10

## 지역_GGD
경기도 에너지시스템 입력
[5 empty] | 입력 완료 후 선택: | 추가 지역 입력 | 저장
버스
이름 | 전압(kV) | 캐리어 | X좌표 | Y좌표
GGD_H2 | 1 | hydrogen
GGD_H | 1 | heat
GGD_LNG | 1 | gas
GGD_EV | 1 | EV
발전기
이름 | 버스 | 캐리어 | 정격용량(MW) | 용량확장가능 | 최소용량(MW) | 최대용량(MW) | 한계비용 | 설비비용 | 효율 | 최대출력비율 | 기동정지가능 | committable | p_min_pu | ramp_limit_up | ramp_limit_down
PV | GGD_EL | solar | 2438 | FALSE |  | 7314 | 2 | 840601 |  | 0.6
WT | GGD_EL | wind | 60 | FALSE |  | 180 | 4 | 4712626 |  | 0.7
LNG | GGD_EL | electricity | 11836 | FALSE |  |  | 63.574 | 2021803 | 0.54 |  |  | FALSE |  | 0.25 | 0.25
Nuclear | GGD_EL | electricity | 0 | FALSE |  |  | 6 | 7718412 | 0.8 | 0.85 |  |  | 0.8
[7 empty] | 0 | 0
Coal | GGD_EL | electricity | 0 | FALSE |  |  | 54.187 | 2877207 | 0.47 | 0.85 |  | FALSE |  | 0.125 | 0.125
Hydro | GGD_EL | electricity | 275 | FALSE |  |  | 2 | 0 | 0.9 | 0.3
부하
이름 | 버스 | 캐리어 | 부하량(MW)
Demand_EL | GGD_EL | electricity | 11712.3288
Demand_H | GGD_H | heat | 2436.4678
Demand_H2 | GGD_H2 | hydrogen | 108.4475
Demand_EV | GGD_EV | EV | 0
저장장치
이름 | 버스 | 캐리어 | 저장용량(MWh) | e_nom_extendable | 주기적운전 | 자체손실 | 충전효율 | 방전효율 | 초기저장량 | 최대저장용량 | 최소잔량 | 설비비용 | 한계비용
ESS | GGD_EL | electricity | 0 | FALSE | TRUE | 0.01 | 0.95 | 0.95 | 0 | 0 |  | 1758732
H2_Storage | GGD_H2 | hydrogen | 100 | FALSE | TRUE | 0.01 | 0.95 | 0.95 | 50 | 100 |  | 82939
H_Storage | GGD_H | heat | 100 | FALSE | TRUE | 0.01 | 0.95 | 0.95 | 50 | 100 |  | 64327
Pumped | GGD_EL | electricity | 400 | FALSE | TRUE | 0.01 | 0.95 | 0.95 | 200 | 400 |  | 2548456 | 707
EV_DSM | GGD_EV | EV | 0 | FALSE | TRUE | 0.01 | 0.95 | 0.95 | 0 | 0 | 0.3
링크
이름 | 시작버스 | 종료버스 | 버스2 | 버스3 | 효율0 | 효율1 | 효율2 | 효율3 | 정격용량(MW) | 용량확장가능 | 최소용량(MW) | 최대용량(MW) | 설비비용 | 한계비용
Electrolyser | GGD_EL | GGD_H2 | 효율0: 0.7 | 0 | FALSE |  | 1000 | 1189914 | 0
HP | GGD_EL | GGD_H | 효율0: 3 | 0 | FALSE |  | 1500 | 1311343 | 10
CHP | GGD_LNG | GGD_EL | 버스2: GGD_H; 효율0: 0.5; 효율2: 0.4 | 6043 | FALSE |  |  | 1604147.1283 | 63.574
EV_Charger | GGD_EL | GGD_EV | 효율0: 0.95 | 0 | FALSE |  |  | 0 | 20
EV_V2G | GGD_EV | GGD_EL | 효율0: 0.95 | 0 | FALSE |  |  | 0 | 20

## 지역_GND
경상남도 에너지시스템 입력
[5 empty] | 입력 완료 후 선택: | 추가 지역 입력 | 저장
버스
이름 | 전압(kV) | 캐리어 | X좌표 | Y좌표
GND_H2 | 1 | hydrogen
GND_H | 1 | heat
GND_LNG | 1 | gas
GND_EV | 1 | EV
발전기
이름 | 버스 | 캐리어 | 정격용량(MW) | 용량확장가능 | 최소용량(MW) | 최대용량(MW) | 한계비용 | 설비비용 | 효율 | 최대출력비율 | 기동정지가능 | committable | p_min_pu | ramp_limit_up | ramp_limit_down
PV | GND_EL | solar | 2235 | FALSE |  | 6705 | 2 | 840601 |  | 0.6
WT | GND_EL | wind | 110 | FALSE |  | 330 | 4 | 4712626 |  | 0.7
LNG | GND_EL | electricity | 1012 | FALSE |  |  | 63.574 | 2021803 | 0.54 |  |  | FALSE |  | 0.25 | 0.25
Nuclear | GND_EL | electricity | 0 | FALSE |  |  | 6 | 7718412 | 0.8 | 0.85 |  |  | 0.8
[7 empty] | 0 | 0
Coal | GND_EL | electricity | 8200 | FALSE |  |  | 54.187 | 2877207 | 0.47 | 0.85 |  | FALSE |  | 0.125 | 0.125
Hydro | GND_EL | electricity | 145 | FALSE |  |  | 2 | 0 | 0.9 | 0.3
부하
이름 | 버스 | 캐리어 | 부하량(MW)
Demand_EL | GND_EL | electricity | 4438.3562
Demand_H | GND_H | heat | 693.4415
Demand_H2 | GND_H2 | hydrogen | 41.0959
Demand_EV | GND_EV | EV | 0
저장장치
이름 | 버스 | 캐리어 | 저장용량(MWh) | e_nom_extendable | 주기적운전 | 자체손실 | 충전효율 | 방전효율 | 초기저장량 | 최대저장용량 | 최소잔량 | 설비비용 | 한계비용
ESS | GND_EL | electricity | 0 | FALSE | TRUE | 0.01 | 0.95 | 0.95 | 0 | 0 |  | 1758732
H2_Storage | GND_H2 | hydrogen | 100 | FALSE | TRUE | 0.01 | 0.95 | 0.95 | 50 | 100 |  | 82939
H_Storage | GND_H | heat | 100 | FALSE | TRUE | 0.01 | 0.95 | 0.95 | 50 | 100 |  | 64327
Pumped | GND_EL | electricity | 1300 | FALSE | TRUE | 0.01 | 0.95 | 0.95 | 650 | 1300 |  | 2548456 | 707
EV_DSM | GND_EV | EV | 0 | FALSE | TRUE | 0.01 | 0.95 | 0.95 | 0 | 0 | 0.3
링크
이름 | 시작버스 | 종료버스 | 버스2 | 버스3 | 효율0 | 효율1 | 효율2 | 효율3 | 정격용량(MW) | 용량확장가능 | 최소용량(MW) | 최대용량(MW) | 설비비용 | 한계비용
Electrolyser | GND_EL | GND_H2 | 효율0: 0.7 | 0 | FALSE |  | 1000 | 1189914 | 0
HP | GND_EL | GND_H | 효율0: 3 | 0 | FALSE |  | 500 | 1311343 | 10
CHP | GND_LNG | GND_EL | 버스2: GND_H; 효율0: 0.5; 효율2: 0.4 | 145 | FALSE |  |  | 1604147.1283 | 63.574
EV_Charger | GND_EL | GND_EV | 효율0: 0.95 | 0 | FALSE |  |  | 0 | 20
EV_V2G | GND_EV | GND_EL | 효율0: 0.95 | 0 | FALSE |  |  | 0 | 20

## 지역_GWD
강원도 에너지시스템 입력
[5 empty] | 입력 완료 후 선택: | 추가 지역 입력 | 저장
버스
이름 | 전압(kV) | 캐리어 | X좌표 | Y좌표
GWD_H2 | 1 | hydrogen
GWD_H | 1 | heat
GWD_LNG | 1 | gas
GWD_EV | 1 | EV
발전기
이름 | 버스 | 캐리어 | 정격용량(MW) | 용량확장가능 | 최소용량(MW) | 최대용량(MW) | 한계비용 | 설비비용 | 효율 | 최대출력비율 | 기동정지가능 | committable | p_min_pu | ramp_limit_up | ramp_limit_down
PV | GWD_EL | solar | 2630 | FALSE |  | 7890 | 2 | 840601 |  | 0.6
WT | GWD_EL | wind | 590 | FALSE |  | 1770 | 4 | 4712626 |  | 0.7
LNG | GWD_EL | electricity | 848 | FALSE |  |  | 63.574 | 2021803 | 0.54 |  |  | FALSE |  | 0.25 | 0.25
Nuclear | GWD_EL | electricity | 0 | FALSE |  |  | 6 | 7718412 | 0.8 | 0.85 |  |  | 0.8
[7 empty] | 0 | 0
Coal | GWD_EL | electricity | 7814 | FALSE |  |  | 54.187 | 2877207 | 0.47 | 0.85 |  | FALSE |  | 0.125 | 0.125
Hydro | GWD_EL | electricity | 525 | FALSE |  |  | 2 | 0 | 0.9 | 0.3
부하
이름 | 버스 | 캐리어 | 부하량(MW)
Demand_EL | GWD_EL | electricity | 2342.4658
Demand_H | GWD_H | heat | 331.4783
Demand_H2 | GWD_H2 | hydrogen | 21.6895
Demand_EV | GWD_EV | EV | 0
저장장치
이름 | 버스 | 캐리어 | 저장용량(MWh) | e_nom_extendable | 주기적운전 | 자체손실 | 충전효율 | 방전효율 | 초기저장량 | 최대저장용량 | 최소잔량 | 설비비용 | 한계비용
ESS | GWD_EL | electricity | 0 | FALSE | TRUE | 0.01 | 0.95 | 0.95 | 0 | 0 |  | 1758732
H2_Storage | GWD_H2 | hydrogen | 100 | FALSE | TRUE | 0.01 | 0.95 | 0.95 | 50 | 100 |  | 82939
H_Storage | GWD_H | heat | 100 | FALSE | TRUE | 0.01 | 0.95 | 0.95 | 50 | 100 |  | 64327
Pumped | GWD_EL | electricity | 1000 | FALSE | TRUE | 0.01 | 0.95 | 0.95 | 500 | 1000 |  | 2548456 | 707
EV_DSM | GWD_EV | EV | 0 | FALSE | TRUE | 0.01 | 0.95 | 0.95 | 0 | 0 | 0.3
링크
이름 | 시작버스 | 종료버스 | 버스2 | 버스3 | 효율0 | 효율1 | 효율2 | 효율3 | 정격용량(MW) | 용량확장가능 | 최소용량(MW) | 최대용량(MW) | 설비비용 | 한계비용
Electrolyser | GWD_EL | GWD_H2 | 효율0: 0.7 | 0 | FALSE |  | 1000 | 1189914 | 0
HP | GWD_EL | GWD_H | 효율0: 3 | 0 | FALSE |  | 300 | 1311343 | 10
CHP | GWD_LNG | GWD_EL | 버스2: GWD_H; 효율0: 0.5; 효율2: 0.4 | 431 | FALSE |  |  | 1604147.1283 | 63.574
EV_Charger | GWD_EL | GWD_EV | 효율0: 0.95 | 0 | FALSE |  |  | 0 | 20
EV_V2G | GWD_EV | GWD_EL | 효율0: 0.95 | 0 | FALSE |  |  | 0 | 20
H2F | GWD_H2 | GWD_EL | 버스2: GWD_H; 효율0: 0.5; 효율2: 0.4 | 0 | FALSE |  |  | 3761636 | 10

## 지역_GWJ
광주광역시 에너지시스템 입력
[5 empty] | 입력 완료 후 선택: | 추가 지역 입력 | 저장
버스
이름 | 전압(kV) | 캐리어 | X좌표 | Y좌표
GWJ_H2 | 1 | hydrogen
GWJ_H | 1 | heat
GWJ_LNG | 1 | gas
GWJ_EV | 1 | EV
발전기
이름 | 버스 | 캐리어 | 정격용량(MW) | 용량확장가능 | 최소용량(MW) | 최대용량(MW) | 한계비용 | 설비비용 | 효율 | 최대출력비율 | 기동정지가능 | committable | p_min_pu | ramp_limit_up | ramp_limit_down
PV | GWJ_EL | solar | 837 | FALSE |  | 2511 | 2 | 840601 |  | 0.6
WT | GWJ_EL | wind | 0 | FALSE |  | 0 | 4 | 4712626 |  | 0.7
LNG | GWJ_EL | electricity | 0 | FALSE |  |  | 63.574 | 2021803 | 0.54 |  |  | FALSE |  | 0.25 | 0.25
Nuclear | GWJ_EL | electricity | 0 | FALSE |  |  | 6 | 7718412 | 0.8 | 0.85 |  |  | 0.8
slack | GWJ_EL | electricity | 2500 | FALSE |  |  | 300 | 0
Coal | GWJ_EL | electricity | 0 | FALSE |  |  | 54.187 | 2877207 | 0.47 | 0.85 |  | FALSE |  | 0.125 | 0.125
Hydro | GWJ_EL | electricity | 0 | FALSE |  |  | 2 | 0 | 0.9 | 0.3
부하
이름 | 버스 | 캐리어 | 부하량(MW)
Demand_EL | GWJ_EL | electricity | 2527.3973
Demand_H | GWJ_H | heat | 340.1488
Demand_H2 | GWJ_H2 | hydrogen | 23.4018
Demand_EV | GWJ_EV | EV | 0
저장장치
이름 | 버스 | 캐리어 | 저장용량(MWh) | e_nom_extendable | 주기적운전 | 자체손실 | 충전효율 | 방전효율 | 초기저장량 | 최대저장용량 | 최소잔량 | 설비비용 | 한계비용
ESS | GWJ_EL | electricity | 0 | FALSE | TRUE | 0.01 | 0.95 | 0.95 | 0 | 0 |  | 1758732
H2_Storage | GWJ_H2 | hydrogen | 100 | FALSE | TRUE | 0.01 | 0.95 | 0.95 | 50 | 100 |  | 82939
H_Storage | GWJ_H | heat | 100 | FALSE | TRUE | 0.01 | 0.95 | 0.95 | 50 | 100 |  | 64327
EV_DSM | GWJ_EV | EV | 0 | FALSE | TRUE | 0.01 | 0.95 | 0.95 | 0 | 0 | 0.3
링크
이름 | 시작버스 | 종료버스 | 버스2 | 버스3 | 효율0 | 효율1 | 효율2 | 효율3 | 정격용량(MW) | 용량확장가능 | 최소용량(MW) | 최대용량(MW) | 설비비용 | 한계비용
Electrolyser | GWJ_EL | GWJ_H2 | 효율0: 0.7 | 0 | FALSE |  | 1000 | 1189914 | 0
HP | GWJ_EL | GWJ_H | 효율0: 3 | 0 | FALSE |  | 300 | 1311343 | 10
CHP | GWJ_LNG | GWJ_EL | 버스2: GWJ_H; 효율0: 0.5; 효율2: 0.4 | 115 | FALSE |  |  | 1604147.1283 | 63.574
EV_Charger | GWJ_EL | GWJ_EV | 효율0: 0.95 | 0 | FALSE |  |  | 0 | 20
EV_V2G | GWJ_EV | GWJ_EL | 효율0: 0.95 | 0 | FALSE |  |  | 0 | 20

## 지역_ICN
인천광역시 에너지시스템 입력
[5 empty] | 입력 완료 후 선택: | 추가 지역 입력 | 저장
버스
이름 | 전압(kV) | 캐리어 | X좌표 | Y좌표
ICN_H2 | 1 | hydrogen
ICN_H | 1 | heat
ICN_LNG | 1 | gas
ICN_EV | 1 | EV
발전기
이름 | 버스 | 캐리어 | 정격용량(MW) | 용량확장가능 | 최소용량(MW) | 최대용량(MW) | 한계비용 | 설비비용 | 효율 | 최대출력비율 | 기동정지가능 | committable | p_min_pu | ramp_limit_up | ramp_limit_down
PV | ICN_EL | solar | 1434 | FALSE |  | 4302 | 2 | 840601 |  | 0.6
WT | ICN_EL | wind | 0 | FALSE |  | 0 | 4 | 4712626 |  | 0.7
LNG | ICN_EL | electricity | 8238 | FALSE |  |  | 63.574 | 2021803 | 0.54 |  |  | FALSE |  | 0.25 | 0.25
Nuclear | ICN_EL | electricity | 0 | FALSE |  |  | 6 | 7718412 | 0.8 | 0.85 |  |  | 0.8
[7 empty] | 0 | 0
Coal | ICN_EL | electricity | 5080 | FALSE |  |  | 54.187 | 2877207 | 0.47 | 0.85 |  | FALSE |  | 0.125 | 0.125
Hydro | ICN_EL | electricity | 12 | FALSE |  |  | 2 | 0 | 0.9 | 0.3
부하
이름 | 버스 | 캐리어 | 부하량(MW)
Demand_EL | ICN_EL | electricity | 4869.863
Demand_H | ICN_H | heat | 620.2448
Demand_H2 | ICN_H2 | hydrogen | 45.0913
Demand_EV | ICN_EV | EV | 0
저장장치
이름 | 버스 | 캐리어 | 저장용량(MWh) | e_nom_extendable | 주기적운전 | 자체손실 | 충전효율 | 방전효율 | 초기저장량 | 최대저장용량 | 최소잔량 | 설비비용 | 한계비용
ESS | ICN_EL | electricity | 0 | FALSE | TRUE | 0.01 | 0.95 | 0.95 | 0 | 0 |  | 1758732
H2_Storage | ICN_H2 | hydrogen | 100 | FALSE | TRUE | 0.01 | 0.95 | 0.95 | 50 | 100 |  | 82939
H_Storage | ICN_H | heat | 100 | FALSE | TRUE | 0.01 | 0.95 | 0.95 | 50 | 100 |  | 64327
EV_DSM | ICN_EV | EV | 0 | FALSE | TRUE | 0.01 | 0.95 | 0.95 | 0 | 0 | 0.3
링크
이름 | 시작버스 | 종료버스 | 버스2 | 버스3 | 효율0 | 효율1 | 효율2 | 효율3 | 정격용량(MW) | 용량확장가능 | 최소용량(MW) | 최대용량(MW) | 설비비용 | 한계비용
Electrolyser | ICN_EL | ICN_H2 | 효율0: 0.7 | 0 | FALSE |  | 1000 | 1189914 | 0
HP | ICN_EL | ICN_H | 효율0: 3 | 0 | FALSE |  | 600 | 1311343 | 10
CHP | ICN_LNG | ICN_EL | 버스2: ICN_H; 효율0: 0.5; 효율2: 0.4 | 338 | FALSE |  |  | 1604147.1283 | 63.574
EV_Charger | ICN_EL | ICN_EV | 효율0: 0.95 | 0 | FALSE |  |  | 0 | 20
EV_V2G | ICN_EV | ICN_EL | 효율0: 0.95 | 0 | FALSE |  |  | 0 | 20

## 지역_JBD
전라북도 에너지시스템 입력
[5 empty] | 입력 완료 후 선택: | 추가 지역 입력 | 저장
버스
이름 | 전압(kV) | 캐리어 | X좌표 | Y좌표
JBD_H2 | 1 | hydrogen
JBD_H | 1 | heat
JBD_LNG | 1 | gas
JBD_EV | 1 | EV
발전기
이름 | 버스 | 캐리어 | 정격용량(MW) | 용량확장가능 | 최소용량(MW) | 최대용량(MW) | 한계비용 | 설비비용 | 효율 | 최대출력비율 | 기동정지가능 | committable | p_min_pu | ramp_limit_up | ramp_limit_down
PV | JBD_EL | solar | 5642 | FALSE |  | 16926 | 2 | 840601 |  | 0.6
WT | JBD_EL | wind | 30 | FALSE |  | 90 | 4 | 4712626 |  | 0.7
LNG | JBD_EL | electricity | 718 | FALSE |  |  | 63.574 | 2021803 | 0.54 |  |  | FALSE |  | 0.25 | 0.25
Nuclear | JBD_EL | electricity | 0 | FALSE |  |  | 6 | 7718412 | 0.8 | 0.85 |  |  | 0.8
[7 empty] | 0 | 0
Coal | JBD_EL | electricity | 0 | FALSE |  |  | 54.187 | 2877207 | 0.47 | 0.85 |  | FALSE |  | 0.125 | 0.125
Hydro | JBD_EL | electricity | 77 | FALSE |  |  | 2 | 0 | 0.9 | 0.3
부하
이름 | 버스 | 캐리어 | 부하량(MW)
Demand_EL | JBD_EL | electricity | 2897.2603
Demand_H | JBD_H | heat | 409.8867
Demand_H2 | JBD_H2 | hydrogen | 26.8265
Demand_EV | JBD_EV | EV | 0
저장장치
이름 | 버스 | 캐리어 | 저장용량(MWh) | e_nom_extendable | 주기적운전 | 자체손실 | 충전효율 | 방전효율 | 초기저장량 | 최대저장용량 | 최소잔량 | 설비비용 | 한계비용
ESS | JBD_EL | electricity | 0 | FALSE | TRUE | 0.01 | 0.95 | 0.95 | 0 | 0 |  | 1758732
H2_Storage | JBD_H2 | hydrogen | 100 | FALSE | TRUE | 0.01 | 0.95 | 0.95 | 50 | 100 |  | 82939
H_Storage | JBD_H | heat | 100 | FALSE | TRUE | 0.01 | 0.95 | 0.95 | 50 | 100 |  | 64327
Pumped | JBD_EL | electricity | 600 | FALSE | TRUE | 0.01 | 0.95 | 0.95 | 300 | 600 |  | 2548456 | 707
EV_DSM | JBD_EV | EV | 0 | FALSE | TRUE | 0.01 | 0.95 | 0.95 | 0 | 0 | 0.3
링크
이름 | 시작버스 | 종료버스 | 버스2 | 버스3 | 효율0 | 효율1 | 효율2 | 효율3 | 정격용량(MW) | 용량확장가능 | 최소용량(MW) | 최대용량(MW) | 설비비용 | 한계비용
Electrolyser | JBD_EL | JBD_H2 | 효율0: 0.7 | 0 | FALSE |  | 1000 | 1189914 | 0
HP | JBD_EL | JBD_H | 효율0: 3 | 0 | FALSE |  | 400 | 1311343 | 10
CHP | JBD_LNG | JBD_EL | 버스2: JBD_H; 효율0: 0.5; 효율2: 0.4 | 445 | FALSE |  |  | 1604147.1283 | 63.574
EV_Charger | JBD_EL | JBD_EV | 효율0: 0.95 | 0 | FALSE |  |  | 0 | 20
EV_V2G | JBD_EV | JBD_EL | 효율0: 0.95 | 0 | FALSE |  |  | 0 | 20
H2F | JBD_H2 | JBD_EL | 버스2: JBD_H; 효율0: 0.5; 효율2: 0.4 | 0 | FALSE |  |  | 3761636 | 10

## 지역_JJD
제주특별자치도 에너지시스템 입력
[5 empty] | 입력 완료 후 선택: | 추가 지역 입력 | 저장
버스
이름 | 전압(kV) | 캐리어 | X좌표 | Y좌표
JJD_H2 | 1 | hydrogen
JJD_H | 1 | heat
JJD_LNG | 1 | gas
JJD_EV | 1 | EV
발전기
이름 | 버스 | 캐리어 | 정격용량(MW) | 용량확장가능 | 최소용량(MW) | 최대용량(MW) | 한계비용 | 설비비용 | 효율 | 최대출력비율 | 기동정지가능 | committable | p_min_pu | ramp_limit_up | ramp_limit_down
PV | JJD_EL | solar | 478 | FALSE |  | 1434 | 2 | 840601 |  | 0.6
WT | JJD_EL | wind | 340 | FALSE |  | 1020 | 4 | 4712626 |  | 0.7
LNG | JJD_EL | electricity | 492 | FALSE |  |  | 63.574 | 2021803 | 0.54 |  |  | FALSE |  | 0.25 | 0.25
Nuclear | JJD_EL | electricity | 0 | FALSE |  |  | 6 | 7718412 | 0.8 | 0.85 |  |  | 0.8
[7 empty] | 0 | 0
Coal | JJD_EL | electricity | 0 | FALSE |  |  | 54.187 | 2877207 | 0.47 | 0.85 |  | FALSE |  | 0.125 | 0.125
Hydro | JJD_EL | electricity | 0 | FALSE |  |  | 2 | 0 | 0.9 | 0.3
부하
이름 | 버스 | 캐리어 | 부하량(MW)
Demand_EL | JJD_EL | electricity | 801.3699
Demand_H | JJD_H | heat | 30.0724
Demand_H2 | JJD_H2 | hydrogen | 7.4201
Demand_EV | JJD_EV | EV | 0
저장장치
이름 | 버스 | 캐리어 | 저장용량(MWh) | e_nom_extendable | 주기적운전 | 자체손실 | 충전효율 | 방전효율 | 초기저장량 | 최대저장용량 | 최소잔량 | 설비비용 | 한계비용
ESS | JJD_EL | electricity | 0 | FALSE | TRUE | 0.01 | 0.95 | 0.95 | 0 | 0 |  | 1758732
H2_Storage | JJD_H2 | hydrogen | 100 | FALSE | TRUE | 0.01 | 0.95 | 0.95 | 50 | 100 |  | 82939
H_Storage | JJD_H | heat | 100 | FALSE | TRUE | 0.01 | 0.95 | 0.95 | 50 | 100 |  | 64327
EV_DSM | JJD_EV | EV | 0 | FALSE | TRUE | 0.01 | 0.95 | 0.95 | 0 | 0 | 0.3
링크
이름 | 시작버스 | 종료버스 | 버스2 | 버스3 | 효율0 | 효율1 | 효율2 | 효율3 | 정격용량(MW) | 용량확장가능 | 최소용량(MW) | 최대용량(MW) | 설비비용 | 한계비용
Electrolyser | JJD_EL | JJD_H2 | 효율0: 0.7 | 0 | FALSE |  | 1000 | 1189914 | 0
HP | JJD_EL | JJD_H | 효율0: 3 | 0 | FALSE |  | 200 | 1311343 | 10
CHP | JJD_LNG | JJD_EL | 버스2: JJD_H; 효율0: 0.5; 효율2: 0.4 | 0 | FALSE |  |  | 1604147.1283 | 63.574
EV_Charger | JJD_EL | JJD_EV | 효율0: 0.95 | 0 | FALSE |  |  | 0 | 20
EV_V2G | JJD_EV | JJD_EL | 효율0: 0.95 | 0 | FALSE |  |  | 0 | 20

## 지역_JND
전라남도 에너지시스템 입력
[5 empty] | 입력 완료 후 선택: | 추가 지역 입력 | 저장
버스
이름 | 전압(kV) | 캐리어 | X좌표 | Y좌표
JND_H2 | 1 | hydrogen
JND_H | 1 | heat
JND_LNG | 1 | gas
JND_EV | 1 | EV
발전기
이름 | 버스 | 캐리어 | 정격용량(MW) | 용량확장가능 | 최소용량(MW) | 최대용량(MW) | 한계비용 | 설비비용 | 효율 | 최대출력비율 | 기동정지가능 | committable | p_min_pu | ramp_limit_up | ramp_limit_down
PV | JND_EL | solar | 6646 | FALSE |  | 19938 | 2 | 840601 |  | 0.6
WT | JND_EL | wind | 480 | FALSE |  | 1440 | 4 | 4712626 |  | 0.7
LNG | JND_EL | electricity | 2378 | FALSE |  |  | 63.574 | 2021803 | 0.54 |  |  | FALSE |  | 0.25 | 0.25
Nuclear | JND_EL | electricity | 5900 | FALSE |  |  | 6 | 7718412 | 0.8 | 0.85 |  |  | 0.8
[7 empty] | 0 | 0
Coal | JND_EL | electricity | 668 | FALSE |  |  | 54.187 | 2877207 | 0.47 | 0.85 |  | FALSE |  | 0.125 | 0.125
Hydro | JND_EL | electricity | 38 | FALSE |  |  | 2 | 0 | 0.9 | 0.3
부하
이름 | 버스 | 캐리어 | 부하량(MW)
Demand_EL | JND_EL | electricity | 2958.9041
Demand_H | JND_H | heat | 312.1424
Demand_H2 | JND_H2 | hydrogen | 27.3973
Demand_EV | JND_EV | EV | 0
저장장치
이름 | 버스 | 캐리어 | 저장용량(MWh) | e_nom_extendable | 주기적운전 | 자체손실 | 충전효율 | 방전효율 | 초기저장량 | 최대저장용량 | 최소잔량 | 설비비용 | 한계비용
ESS | JND_EL | electricity | 0 | FALSE | TRUE | 0.01 | 0.95 | 0.95 | 0 | 0 |  | 1758732
H2_Storage | JND_H2 | hydrogen | 100 | FALSE | TRUE | 0.01 | 0.95 | 0.95 | 50 | 100 |  | 82939
H_Storage | JND_H | heat | 100 | FALSE | TRUE | 0.01 | 0.95 | 0.95 | 50 | 100 |  | 64327
EV_DSM | JND_EV | EV | 0 | FALSE | TRUE | 0.01 | 0.95 | 0.95 | 0 | 0 | 0.3
Pumped | JND_EL | electricity | 0 | FALSE | TRUE | 0.01 | 0.95 | 0.95 | 0 | 0 |  | 2548456 | 707
링크
이름 | 시작버스 | 종료버스 | 버스2 | 버스3 | 효율0 | 효율1 | 효율2 | 효율3 | 정격용량(MW) | 용량확장가능 | 최소용량(MW) | 최대용량(MW) | 설비비용 | 한계비용
Electrolyser | JND_EL | JND_H2 | 효율0: 0.7 | 0 | FALSE |  | 1000 | 1189914 | 0
HP | JND_EL | JND_H | 효율0: 3 | 0 | FALSE |  | 500 | 1311343 | 10
CHP | JND_LNG | JND_EL | 버스2: JND_H; 효율0: 0.5; 효율2: 0.4 | 312 | FALSE |  |  | 1604147.1283 | 63.574
EV_Charger | JND_EL | JND_EV | 효율0: 0.95 | 0 | FALSE |  |  | 0 | 20
EV_V2G | JND_EV | JND_EL | 효율0: 0.95 | 0 | FALSE |  |  | 0 | 20
H2F | JND_H2 | JND_EL | 버스2: JND_H; 효율0: 0.5; 효율2: 0.4 | 0 | FALSE |  |  | 3761636 | 10

## 지역_SEL
서울특별시 에너지시스템 입력
[5 empty] | 입력 완료 후 선택: | 추가 지역 입력 | 저장
버스
이름 | 전압(kV) | 캐리어 | X좌표 | Y좌표
SEL_H2 | 1 | hydrogen
SEL_H | 1 | heat
SEL_LNG | 1 | gas
SEL_EV | 1 | EV
발전기
이름 | 버스 | 캐리어 | 정격용량(MW) | 용량확장가능 | 최소용량(MW) | 최대용량(MW) | 한계비용 | 설비비용 | 효율 | 최대출력비율 | 기동정지가능 | committable | p_min_pu | ramp_limit_up | ramp_limit_down
PV | SEL_EL | solar | 323 | FALSE |  | 969 | 2 | 840601 |  | 0.6
WT | SEL_EL | wind | 0 | FALSE |  | 0 | 4 | 4712626 |  | 0.7
LNG | SEL_EL | electricity | 738 | FALSE |  |  | 63.574 | 2021803 | 0.54 |  |  | FALSE |  | 0.25 | 0.25
Nuclear | SEL_EL | electricity | 0 | FALSE |  |  | 6 | 7718412 | 0.8 | 0.85 |  |  | 0.8
slack | SEL_EL | electricity | 9000 | FALSE |  |  | 300 | 0
Coal | SEL_EL | electricity | 0 | FALSE |  |  | 54.187 | 2877207 | 0.47 | 0.85 |  | FALSE |  | 0.125 | 0.125
Hydro | SEL_EL | electricity | 0 | FALSE |  |  | 2 | 0 | 0.9 | 0.3
부하
이름 | 버스 | 캐리어 | 부하량(MW)
Demand_EL | SEL_EL | electricity | 6780.8219
Demand_H | SEL_H | heat | 2471.3078
Demand_H2 | SEL_H2 | hydrogen | 62.7854
Demand_EV | SEL_EV | EV | 0
저장장치
이름 | 버스 | 캐리어 | 저장용량(MWh) | e_nom_extendable | 주기적운전 | 자체손실 | 충전효율 | 방전효율 | 초기저장량 | 최대저장용량 | 최소잔량 | 설비비용 | 한계비용
ESS | SEL_EL | electricity | 0 | FALSE | TRUE | 0.01 | 0.95 | 0.95 | 0 | 0 |  | 1758732
H2_Storage | SEL_H2 | hydrogen | 100 | FALSE | TRUE | 0.01 | 0.95 | 0.95 | 50 | 100 |  | 82939
H_Storage | SEL_H | heat | 100 | FALSE | TRUE | 0.01 | 0.95 | 0.95 | 50 | 100 |  | 64327
0
EV_DSM | SEL_EV | EV | 0 | FALSE | TRUE | 0.01 | 0.95 | 0.95 | 0 | 0 | 0.3
링크
이름 | 시작버스 | 종료버스 | 버스2 | 버스3 | 효율0 | 효율1 | 효율2 | 효율3 | 정격용량(MW) | 용량확장가능 | 최소용량(MW) | 최대용량(MW) | 설비비용 | 한계비용
Electrolyser | SEL_EL | SEL_H2 | 효율0: 0.7 | 0 | FALSE |  | 1000 | 1189914 | 0
HP | SEL_EL | SEL_H | 효율0: 3 | 0 | FALSE |  | 1000 | 1311343 | 10
CHP | SEL_LNG | SEL_EL | 버스2: SEL_H; 효율0: 0.5; 효율2: 0 | 64 | FALSE |  |  | 1604147.1283 | 63.574
EV_Charger | SEL_EL | SEL_EV | 효율0: 0.95 | 0 | FALSE |  |  | 0 | 20
EV_V2G | SEL_EV | SEL_EL | 효율0: 0.95 | 0 | FALSE |  |  | 0 | 20

## 지역_SJN
세종특별자치시 에너지시스템 입력
[5 empty] | 입력 완료 후 선택: | 추가 지역 입력 | 저장
버스
이름 | 전압(kV) | 캐리어 | X좌표 | Y좌표
SJN_H2 | 1 | hydrogen
SJN_H | 1 | heat
SJN_LNG | 1 | gas
SJN_EV | 1 | EV
발전기
이름 | 버스 | 캐리어 | 정격용량(MW) | 용량확장가능 | 최소용량(MW) | 최대용량(MW) | 한계비용 | 설비비용 | 효율 | 최대출력비율 | 기동정지가능 | committable | p_min_pu | ramp_limit_up | ramp_limit_down
PV | SJN_EL | solar | 239 | FALSE |  | 717 | 2 | 840601 |  | 0.6
WT | SJN_EL | wind | 0 | FALSE |  | 0 | 4 | 4712626 |  | 0.7
LNG | SJN_EL | electricity | 0 | FALSE |  |  | 63.574 | 2021803 | 0.54 |  |  | FALSE |  | 0.25 | 0.25
Nuclear | SJN_EL | electricity | 0 | FALSE |  |  | 6 | 7718412 | 0.8 | 0.85 |  |  | 0.8
slack | SJN_EL | electricity | 500 | FALSE |  |  | 300 | 0
Coal | SJN_EL | electricity | 0 | FALSE |  |  | 54.187 | 2877207 | 0.47 | 0.85 |  | FALSE |  | 0.125 | 0.125
Hydro | SJN_EL | electricity | 0 | FALSE |  |  | 2 | 0 | 0.9 | 0.3
부하
이름 | 버스 | 캐리어 | 부하량(MW)
Demand_EL | SJN_EL | electricity | 678.0822
Demand_H | SJN_H | heat | 24.4896
Demand_H2 | SJN_H2 | hydrogen | 6.2785
Demand_EV | SJN_EV | EV | 0
저장장치
이름 | 버스 | 캐리어 | 저장용량(MWh) | e_nom_extendable | 주기적운전 | 자체손실 | 충전효율 | 방전효율 | 초기저장량 | 최대저장용량 | 최소잔량 | 설비비용 | 한계비용
ESS | SJN_EL | electricity | 0 | FALSE | TRUE | 0.01 | 0.95 | 0.95 | 0 | 0 |  | 1758732
H2_Storage | SJN_H2 | hydrogen | 100 | FALSE | TRUE | 0.01 | 0.95 | 0.95 | 50 | 100 |  | 82939
H_Storage | SJN_H | heat | 100 | FALSE | TRUE | 0.01 | 0.95 | 0.95 | 50 | 100 |  | 64327
EV_DSM | SJN_EV | EV | 0 | FALSE | TRUE | 0.01 | 0.95 | 0.95 | 0 | 0 | 0.3
링크
이름 | 시작버스 | 종료버스 | 버스2 | 버스3 | 효율0 | 효율1 | 효율2 | 효율3 | 정격용량(MW) | 용량확장가능 | 최소용량(MW) | 최대용량(MW) | 설비비용 | 한계비용
Electrolyser | SJN_EL | SJN_H2 | 효율0: 0.7 | 0 | FALSE |  | 1000 | 1189914 | 0
HP | SJN_EL | SJN_H | 효율0: 3 | 0 | FALSE |  | 200 | 1311343 | 10
CHP | SJN_LNG | SJN_EL | 버스2: SJN_H; 효율0: 0.5; 효율2: 0.4 | 1127 | FALSE |  |  | 1604147.1283 | 63.574
EV_Charger | SJN_EL | SJN_EV | 효율0: 0.95 | 0 | FALSE |  |  | 0 | 20
EV_V2G | SJN_EV | SJN_EL | 효율0: 0.95 | 0 | FALSE |  |  | 0 | 20

## 지역_USN
울산광역시 에너지시스템 입력
[5 empty] | 입력 완료 후 선택: | 추가 지역 입력 | 저장
버스
이름 | 전압(kV) | 캐리어 | X좌표 | Y좌표
USN_H2 | 1 | hydrogen
USN_H | 1 | heat
USN_LNG | 1 | gas
USN_EV | 1 | EV
발전기
이름 | 버스 | 캐리어 | 정격용량(MW) | 용량확장가능 | 최소용량(MW) | 최대용량(MW) | 한계비용 | 설비비용 | 효율 | 최대출력비율 | 기동정지가능 | committable | p_min_pu | ramp_limit_up | ramp_limit_down
PV | USN_EL | solar | 669 | FALSE |  | 2007 | 2 | 840601 |  | 0.6
WT | USN_EL | wind | 0 | FALSE |  | 0 | 4 | 4712626 |  | 0.7
LNG | USN_EL | electricity | 3619 | FALSE |  |  | 63.574 | 2021803 | 0.54 |  |  | FALSE |  | 0.25 | 0.25
Nuclear | USN_EL | electricity | 2800 | FALSE |  |  | 6 | 7718412 | 0.8 | 0.85 |  |  | 0.8
[7 empty] | 0 | 0
Coal | USN_EL | electricity | 0 | FALSE |  |  | 54.187 | 2877207 | 0.47 | 0.85 |  | FALSE |  | 0.125 | 0.125
Hydro | USN_EL | electricity | 0 | FALSE |  |  | 2 | 0 | 0.9 | 0.3
부하
이름 | 버스 | 캐리어 | 부하량(MW)
Demand_EL | USN_EL | electricity | 3575.3425
Demand_H | USN_H | heat | 346.0244
Demand_H2 | USN_H2 | hydrogen | 33.105
Demand_EV | USN_EV | EV | 0
저장장치
이름 | 버스 | 캐리어 | 저장용량(MWh) | e_nom_extendable | 주기적운전 | 자체손실 | 충전효율 | 방전효율 | 초기저장량 | 최대저장용량 | 최소잔량 | 설비비용 | 한계비용
ESS | USN_EL | electricity | 0 | FALSE | TRUE | 0.01 | 0.95 | 0.95 | 0 | 0 |  | 1758732
H2_Storage | USN_H2 | hydrogen | 100 | FALSE | TRUE | 0.01 | 0.95 | 0.95 | 50 | 100 |  | 82939
H_Storage | USN_H | heat | 100 | FALSE | TRUE | 0.01 | 0.95 | 0.95 | 50 | 100 |  | 64327
EV_DSM | USN_EV | EV | 0 | FALSE | TRUE | 0.01 | 0.95 | 0.95 | 0 | 0 | 0.3
링크
이름 | 시작버스 | 종료버스 | 버스2 | 버스3 | 효율0 | 효율1 | 효율2 | 효율3 | 정격용량(MW) | 용량확장가능 | 최소용량(MW) | 최대용량(MW) | 설비비용 | 한계비용
Electrolyser | USN_EL | USN_H2 | 효율0: 0.7 | 0 | FALSE |  | 1000 | 1189914 | 0
HP | USN_EL | USN_H | 효율0: 3 | 0 | FALSE |  | 500 | 1311343 | 10
CHP | USN_LNG | USN_EL | 버스2: USN_H; 효율0: 0.5; 효율2: 0.4 | 0 | FALSE |  |  | 1604147.1283 | 63.574
H2F | USN_H2 | USN_EL | 버스2: USN_H; 효율0: 0.5; 효율2: 0.4 | 0 | FALSE |  |  | 3761636 | 10
EV_Charger | USN_EL | USN_EV | 효율0: 0.95 | 0 | FALSE |  |  | 0 | 20
EV_V2G | USN_EV | USN_EL | 효율0: 0.95 | 0 | FALSE |  |  | 0 | 20

## all_buses
bus_id | name | carrier | v_nom | x | y | province | region_code
0 | bus_GWD_000 | electricity | 765000 | 128.9622 | 37.2561 | 강원 | GWD
1 | bus_GGD_001 | electricity | 765000 | 127.5048 | 37.619 | 경기 | GGD
2 | bus_GND_002 | electricity | 345000 | 128.4285 | 35.9317 | 경남 | GND
3 | bus_DGU_003 | electricity | 154000 | 128.6344 | 35.8257 | 대구 | DGU
4 | bus_DJN_004 | electricity | 345000 | 127.3741 | 36.4595 | 대전 | DJN
5 | bus_CBD_005 | electricity | 345000 | 127.3391 | 36.9501 | 충북 | CBD
6 | bus_GGD_006 | electricity | 154000 | 127.2451 | 37.0222 | 경기 | GGD
7 | bus_GGD_007 | electricity | 345000 | 127.0498 | 37.0292 | 경기 | GGD
8 | bus_CND_008 | electricity | 345000 | 126.7878 | 36.4666 | 충남 | CND
9 | bus_CND_009 | electricity | 345000 | 127.0081 | 36.8698 | 충남 | CND
10 | bus_CBD_010 | electricity | 345000 | 127.5314 | 36.2944 | 충북 | CBD
11 | bus_CBD_011 | electricity | 765000 | 127.3523 | 36.7567 | 충북 | CBD
12 | bus_CND_012 | electricity | 765000 | 126.6427 | 36.7695 | 충남 | CND
13 | bus_GWD_013 | electricity | 154000 | 128.5612 | 38.1846 | 강원 | GWD
14 | bus_GWD_014 | electricity | 154000 | 128.5758 | 38.0924 | 강원 | GWD
15 | bus_CND_015 | electricity | 345000 | 126.9238 | 36.7895 | 충남 | CND
16 | bus_CND_016 | electricity | 345000 | 126.4914 | 36.3976 | 충남 | CND
17 | bus_CND_017 | electricity | 154000 | 126.8262 | 36.733 | 충남 | CND
18 | bus_CND_018 | electricity | 154000 | 127.0448 | 36.7621 | 충남 | CND
19 | bus_CND_019 | electricity | 154000 | 127.0957 | 36.9139 | 충남 | CND
20 | bus_CND_020 | electricity | 154000 | 126.8774 | 36.8392 | 충남 | CND
21 | bus_GGD_021 | electricity | 765000 | 127.2303 | 37.1081 | 경기 | GGD
22 | bus_GGD_022 | electricity | 154000 | 126.6858 | 37.9052 | 경기 | GGD
23 | bus_GGD_023 | electricity | 345000 | 126.785 | 37.8158 | 경기 | GGD
24 | bus_SJN_024 | electricity | 154000 | 127.2169 | 36.7027 | 세종 | SJN
25 | bus_CND_025 | electricity | 154000 | 127.1246 | 36.7755 | 충남 | CND
26 | bus_CND_026 | electricity | 154000 | 127.212 | 36.8857 | 충남 | CND
27 | bus_CBD_027 | electricity | 345000 | 127.386 | 36.8217 | 충북 | CBD
28 | bus_GGD_028 | electricity | 345000 | 126.826 | 37.0039 | 경기 | GGD
29 | bus_GGD_029 | electricity | 154000 | 127.274 | 38.0501 | 경기 | GGD
30 | bus_GGD_030 | electricity | 345000 | 127.1593 | 37.9489 | 경기 | GGD
31 | bus_GGD_031 | electricity | 154000 | 127.222 | 37.9168 | 경기 | GGD
32 | bus_GGD_032 | electricity | 345000 | 129.3958 | 35.9484 | 경기 | GGD
33 | bus_GBD_033 | electricity | 345000 | 129.468 | 35.7187 | 경북 | GBD
34 | bus_GBD_034 | electricity | 345000 | 129.3331 | 36.0464 | 경북 | GBD
35 | bus_GBD_035 | electricity | 345000 | 129.3528 | 35.727 | 경북 | GBD
36 | bus_USN_036 | electricity | 345000 | 129.2165 | 35.6758 | 울산 | USN
37 | bus_GBD_037 | electricity | 345000 | 129.2883 | 35.7054 | 경북 | GBD
38 | bus_USN_038 | electricity | 345000 | 129.3402 | 35.4831 | 울산 | USN
39 | bus_USN_039 | electricity | 345000 | 129.3777 | 35.6384 | 울산 | USN
40 | bus_BSN_040 | electricity | 345000 | 129.1621 | 35.2312 | 부산 | BSN
41 | bus_BSN_041 | electricity | 765000 | 129.2939 | 35.3258 | 부산 | BSN
42 | bus_JND_042 | electricity | 380000 | 126.4179 | 35.4082 | 전남 | JND
43 | bus_GWJ_043 | electricity | 345000 | 126.921 | 35.2059 | 광주 | GWJ
44 | bus_JBD_044 | electricity | 345000 | 127.3326 | 35.4834 | 전북 | JBD
45 | bus_JND_045 | electricity | 154000 | 126.482 | 35.376 | 전남 | JND
46 | bus_JND_046 | electricity | 154000 | 126.4802 | 35.282 | 전남 | JND
47 | bus_GBD_047 | electricity | 765000 | 129.3814 | 37.09 | 경북 | GBD
48 | bus_GWD_048 | electricity | 345000 | 129.3352 | 37.1871 | 강원 | GWD
49 | bus_GBD_049 | electricity | 345000 | 128.734 | 36.8161 | 경북 | GBD
50 | bus_DJN_050 | electricity | 154000 | 127.3075 | 36.3628 | 대전 | DJN
51 | bus_DJN_051 | electricity | 154000 | 127.3665 | 36.325 | 대전 | DJN
52 | bus_CND_052 | electricity | 154000 | 126.5841 | 36.3815 | 충남 | CND
53 | bus_JBD_053 | electricity | 345000 | 126.8806 | 35.9631 | 전북 | JBD
54 | bus_CND_054 | electricity | 154000 | 127.5011 | 36.2361 | 충남 | CND
55 | bus_GWD_055 | electricity | 345000 | 128.544 | 38.0158 | 강원 | GWD
56 | bus_GWD_056 | electricity | 345000 | 128.9216 | 37.6469 | 강원 | GWD
57 | bus_CND_057 | electricity | 765000 | 126.5179 | 37.0503 | 충남 | CND
58 | bus_ICN_058 | electricity | 345000 | 126.4425 | 37.2443 | 인천 | ICN
59 | bus_GGD_059 | electricity | 345000 | 126.5663 | 37.2748 | 경기 | GGD
60 | bus_GWD_060 | electricity | 154000 | 128.5161 | 38.2069 | 강원 | GWD
61 | bus_GWD_061 | electricity | 154000 | 128.4491 | 38.3854 | 강원 | GWD
62 | bus_BSN_062 | electricity | 345000 | 129.0256 | 35.2371 | 부산 | BSN
63 | bus_GND_063 | electricity | 154000 | 129.0139 | 35.3292 | 경남 | GND
64 | bus_GGD_064 | electricity | 345000 | 126.7641 | 37.3518 | 경기 | GGD
65 | bus_CBD_065 | electricity | 154000 | 127.4044 | 36.6975 | 충북 | CBD
66 | bus_GGD_066 | electricity | 154000 | 127.271 | 36.9737 | 경기 | GGD
67 | bus_CBD_067 | electricity | 154000 | 127.4411 | 36.8828 | 충북 | CBD
68 | bus_SEL_068 | electricity | 345000 | 127.0095 | 37.4865 | 서울 | SEL
69 | bus_GWD_069 | electricity | 154000 | 128.835 | 37.7916 | 강원 | GWD
70 | bus_GWD_070 | electricity | 154000 | 128.7919 | 37.8818 | 강원 | GWD
71 | bus_CBD_071 | electricity | 154000 | 127.4285 | 36.9861 | 충북 | CBD
72 | bus_CND_072 | electricity | 154000 | 126.4201 | 36.9813 | 충남 | CND
73 | bus_GBD_073 | electricity | 345000 | 129.2384 | 36.0819 | 경북 | GBD
74 | bus_GBD_074 | electricity | 345000 | 128.5684 | 36.7752 | 경북 | GBD
75 | bus_GND_075 | electricity | 154000 | 128.6971 | 34.8669 | 경남 | GND
76 | bus_GND_076 | electricity | 154000 | 128.609 | 34.8823 | 경남 | GND
77 | bus_JND_077 | electricity | 345000 | 126.7017 | 34.7286 | 전남 | JND
78 | bus_JND_078 | electricity | 154000 | 126.6155 | 34.4133 | 전남 | JND
79 | bus_GND_079 | electricity | 345000 | 129.1763 | 35.4065 | 경남 | GND
80 | bus_JBD_080 | electricity | 345000 | 127.0155 | 35.7518 | 전북 | JBD
81 | bus_JJD_081 | electricity | 154000 | 126.6537 | 33.3667 | 제주 | JJD
82 | bus_JJD_082 | electricity | 154000 | 126.7648 | 33.3684 | 제주 | JJD
83 | bus_JJD_083 | electricity | 154000 | 126.8554 | 33.4433 | 제주 | JJD
84 | bus_JJD_084 | electricity | 154000 | 126.6927 | 33.4776 | 제주 | JJD
85 | bus_JJD_085 | electricity | 180000 | 126.6046 | 33.5228 | 제주 | JJD
86 | bus_JJD_086 | electricity | 154000 | 126.6395 | 33.2832 | 제주 | JJD
87 | bus_JJD_087 | electricity | 154000 | 126.3622 | 33.3055 | 제주 | JJD
88 | bus_JJD_088 | electricity | 154000 | 126.5114 | 33.2782 | 제주 | JJD
89 | bus_JJD_089 | electricity | 250000 | 126.4851 | 33.4693 | 제주 | JJD
90 | bus_JJD_090 | electricity | 154000 | 126.5557 | 33.5023 | 제주 | JJD
91 | bus_JJD_091 | electricity | 154000 | 126.2734 | 33.4012 | 제주 | JJD
92 | bus_GBD_092 | electricity | 345000 | 128.8093 | 35.8798 | 경북 | GBD
93 | bus_GBD_093 | electricity | 345000 | 128.691 | 35.7349 | 경북 | GBD
94 | bus_GBD_094 | electricity | 154000 | 128.3792 | 35.7885 | 경북 | GBD
95 | bus_GBD_095 | electricity | 345000 | 128.4852 | 36.0292 | 경북 | GBD
96 | bus_GBD_096 | electricity | 154000 | 128.2974 | 35.9314 | 경북 | GBD
97 | bus_GBD_097 | electricity | 345000 | 128.403 | 35.734 | 경북 | GBD
98 | bus_CBD_098 | electricity | 345000 | 127.788 | 36.1415 | 충북 | CBD
99 | bus_GBD_099 | electricity | 345000 | 128.2975 | 35.8229 | 경북 | GBD
100 | bus_DJN_100 | electricity | 154000 | 127.3205 | 36.2812 | 대전 | DJN
101 | bus_CND_101 | electricity | 345000 | 127.2604 | 36.2328 | 충남 | CND
102 | bus_GBD_102 | electricity | 345000 | 128.3584 | 35.9526 | 경북 | GBD
103 | bus_CND_103 | electricity | 154000 | 127.1101 | 36.1776 | 충남 | CND
104 | bus_JBD_104 | electricity | 345000 | 127.0515 | 35.8337 | 전북 | JBD
105 | bus_GBD_105 | electricity | 345000 | 128.8289 | 35.752 | 경북 | GBD
106 | bus_GBD_106 | electricity | 345000 | 128.9078 | 35.8099 | 경북 | GBD
107 | bus_USN_107 | electricity | 154000 | 129.2788 | 35.5566 | 울산 | USN
108 | bus_USN_108 | electricity | 345000 | 129.1533 | 35.5684 | 울산 | USN
109 | bus_USN_109 | electricity | 154000 | 129.1011 | 35.5103 | 울산 | USN
110 | bus_GBD_110 | electricity | 154000 | 128.9631 | 35.9898 | 경북 | GBD
111 | bus_GND_111 | electricity | 345000 | 128.1254 | 35.3424 | 경남 | GND
112 | bus_GBD_112 | electricity | 345000 | 128.6093 | 35.7283 | 경북 | GBD
113 | bus_GBD_113 | electricity | 154000 | 128.6724 | 35.6357 | 경북 | GBD
114 | bus_GBD_114 | electricity | 345000 | 128.5549 | 35.9549 | 경북 | GBD
115 | bus_GBD_115 | electricity | 154000 | 128.0972 | 36.0803 | 경북 | GBD
116 | bus_CBD_116 | electricity | 345000 | 127.4613 | 36.5533 | 충북 | CBD
117 | bus_GBD_117 | electricity | 154000 | 129.0353 | 35.8921 | 경북 | GBD
118 | bus_GND_118 | electricity | 154000 | 128.1647 | 35.582 | 경남 | GND
119 | bus_JBD_119 | electricity | 345000 | 127.4681 | 35.4508 | 전북 | JBD
120 | bus_JND_120 | electricity | 345000 | 126.9328 | 34.9642 | 전남 | JND
121 | bus_JBD_121 | electricity | 154000 | 127.4539 | 35.7806 | 전북 | JBD
122 | bus_JBD_122 | electricity | 154000 | 127.5175 | 35.6748 | 전북 | JBD
123 | bus_GND_123 | electricity | 345000 | 128.5178 | 35.2775 | 경남 | GND
124 | bus_GND_124 | electricity | 345000 | 128.7908 | 35.2152 | 경남 | GND
125 | bus_GND_125 | electricity | 154000 | 128.6904 | 35.4141 | 경남 | GND
126 | bus_GND_126 | electricity | 345000 | 128.1168 | 34.9192 | 경남 | GND
127 | bus_GND_127 | electricity | 345000 | 128.6679 | 35.1995 | 경남 | GND
128 | bus_GND_128 | electricity | 154000 | 128.5555 | 35.1718 | 경남 | GND
129 | bus_GND_129 | electricity | 154000 | 128.8916 | 35.2298 | 경남 | GND
130 | bus_GND_130 | electricity | 345000 | 127.8188 | 34.9568 | 경남 | GND
131 | bus_GND_131 | electricity | 154000 | 128.8773 | 35.4138 | 경남 | GND
132 | bus_JND_132 | electricity | 345000 | 127.5268 | 35.0084 | 전남 | JND
133 | bus_GWJ_133 | electricity | 154000 | 126.9124 | 35.1063 | 광주 | GWJ
134 | bus_JND_134 | electricity | 345000 | 127.6229 | 34.9712 | 전남 | JND
135 | bus_CND_135 | electricity | 154000 | 126.9327 | 36.4724 | 충남 | CND
136 | bus_JND_136 | electricity | 345000 | 127.5468 | 34.907 | 전남 | JND
137 | bus_JND_137 | electricity | 154000 | 127.4414 | 35.0388 | 전남 | JND
138 | bus_CBD_138 | electricity | 154000 | 127.5823 | 36.3107 | 충북 | CBD
139 | bus_GBD_139 | electricity | 154000 | 128.1489 | 36.4219 | 경북 | GBD
140 | bus_CND_140 | electricity | 154000 | 127.1609 | 36.4815 | 충남 | CND
141 | bus_SJN_141 | electricity | 154000 | 127.2955 | 36.4242 | 세종 | SJN
142 | bus_JND_142 | electricity | 345000 | 127.6952 | 34.8225 | 전남 | JND
143 | bus_JND_143 | electricity | 154000 | 127.2598 | 35.0437 | 전남 | JND
144 | bus_JBD_144 | electricity | 345000 | 126.6907 | 35.9907 | 전북 | JBD
145 | bus_GND_145 | electricity | 154000 | 127.7753 | 35.5303 | 경남 | GND
146 | bus_JND_146 | electricity | 154000 | 127.6756 | 34.9693 | 전남 | JND
147 | bus_JND_147 | electricity | 345000 | 127.7401 | 34.9386 | 전남 | JND
148 | bus_GND_148 | electricity | 154000 | 127.8268 | 35.054 | 경남 | GND
149 | bus_GND_149 | electricity | 154000 | 128.4609 | 35.1273 | 경남 | GND
150 | bus_GND_150 | electricity | 154000 | 128.2789 | 35.3144 | 경남 | GND
151 | bus_GND_151 | electricity | 154000 | 128.0566 | 35.1951 | 경남 | GND
152 | bus_GGD_152 | electricity | 154000 | 127.2429 | 37.308 | 경기 | GGD
153 | bus_GGD_153 | electricity | 345000 | 126.8786 | 37.1251 | 경기 | GGD
154 | bus_CBD_154 | electricity | 154000 | 127.3429 | 36.6451 | 충북 | CBD
155 | bus_CBD_155 | electricity | 154000 | 127.4433 | 36.6066 | 충북 | CBD
156 | bus_CBD_156 | electricity | 154000 | 127.3703 | 36.5831 | 충북 | CBD
157 | bus_CND_157 | electricity | 345000 | 126.7523 | 36.7863 | 충남 | CND
158 | bus_CND_158 | electricity | 345000 | 126.5863 | 36.8517 | 충남 | CND
159 | bus_CND_159 | electricity | 345000 | 126.4542 | 36.8206 | 충남 | CND
160 | bus_GGD_160 | electricity | 345000 | 126.7577 | 37.7103 | 경기 | GGD
161 | bus_CBD_161 | electricity | 345000 | 128.2133 | 37.1721 | 충북 | CBD
162 | bus_CND_162 | electricity | 154000 | 127.0406 | 36.2197 | 충남 | CND
163 | bus_CND_163 | electricity | 154000 | 127.2313 | 36.2983 | 충남 | CND
164 | bus_GBD_164 | electricity | 154000 | 127.0263 | 37.8196 | 경북 | GBD
165 | bus_GGD_165 | electricity | 154000 | 127.0139 | 37.7606 | 경기 | GGD
166 | bus_GGD_166 | electricity | 154000 | 127.488 | 37.7418 | 경기 | GGD
167 | bus_GGD_167 | electricity | 154000 | 127.3475 | 37.6331 | 경기 | GGD
168 | bus_GGD_168 | electricity | 345000 | 127.2351 | 37.8002 | 경기 | GGD
169 | bus_GBD_169 | electricity | 154000 | 128.8969 | 35.9674 | 경북 | GBD
170 | bus_GWD_170 | electricity | 154000 | 127.3351 | 38.1792 | 강원 | GWD
171 | bus_GWD_171 | electricity | 345000 | 129.1003 | 37.4931 | 강원 | GWD
172 | bus_GWD_172 | electricity | 154000 | 128.9835 | 37.733 | 강원 | GWD
173 | bus_GGD_173 | electricity | 154000 | 127.4405 | 37.2633 | 경기 | GGD
174 | bus_GGD_174 | electricity | 154000 | 127.4186 | 37.3221 | 경기 | GGD
175 | bus_GWD_175 | electricity | 345000 | 127.7833 | 37.1926 | 강원 | GWD
176 | bus_GWD_176 | electricity | 345000 | 129.2415 | 37.3173 | 강원 | GWD
177 | bus_GWD_177 | electricity | 345000 | 129.203 | 37.3637 | 강원 | GWD
178 | bus_GGD_178 | electricity | 154000 | 126.9403 | 37.216 | 경기 | GGD
179 | bus_ICN_179 | electricity | 154000 | 126.717 | 37.4149 | 인천 | ICN
180 | bus_GND_180 | electricity | 765000 | 128.5517 | 35.6107 | 경남 | GND
181 | bus_GND_181 | electricity | 154000 | 128.5426 | 35.3576 | 경남 | GND
182 | bus_GND_182 | electricity | 154000 | 128.4889 | 35.3576 | 경남 | GND
183 | bus_DGU_183 | electricity | 154000 | 128.4561 | 35.6752 | 대구 | DGU
184 | bus_GND_184 | electricity | 154000 | 128.5354 | 35.4456 | 경남 | GND
185 | bus_GND_185 | electricity | 154000 | 128.6505 | 35.278 | 경남 | GND
186 | bus_GWD_186 | electricity | 345000 | 127.5498 | 37.7477 | 강원 | GWD
187 | bus_GGD_187 | electricity | 345000 | 127.0815 | 37.8851 | 경기 | GGD
188 | bus_GWD_188 | electricity | 154000 | 127.7661 | 37.8394 | 강원 | GWD
189 | bus_GGD_189 | electricity | 345000 | 127.0279 | 37.9576 | 경기 | GGD
190 | bus_BSN_190 | electricity | 154000 | 129.0406 | 35.1855 | 부산 | BSN
191 | bus_JBD_191 | electricity | 154000 | 127.1794 | 35.8421 | 전북 | JBD
192 | bus_GBD_192 | electricity | 345000 | 128.426 | 36.155 | 경북 | GBD
193 | bus_GWD_193 | electricity | 154000 | 128.8702 | 37.7373 | 강원 | GWD
194 | bus_GWD_194 | electricity | 154000 | 128.6808 | 37.6724 | 강원 | GWD
195 | bus_GGD_195 | electricity | 154000 | 126.9796 | 37.1423 | 경기 | GGD
196 | bus_GWD_196 | electricity | 154000 | 128.3724 | 38.3571 | 강원 | GWD
197 | bus_GND_197 | electricity | 154000 | 128.7455 | 35.4856 | 경남 | GND
198 | bus_GBD_198 | electricity | 154000 | 129.481 | 35.9647 | 경북 | GBD
199 | bus_GND_199 | electricity | 154000 | 127.7776 | 35.0773 | 경남 | GND
200 | bus_GND_200 | electricity | 154000 | 127.8916 | 34.8524 | 경남 | GND
201 | bus_GND_201 | electricity | 154000 | 127.9137 | 35.6656 | 경남 | GND
202 | bus_GND_202 | electricity | 154000 | 128.3767 | 34.9614 | 경남 | GND
203 | bus_GBD_203 | electricity | 154000 | 128.2315 | 36.6622 | 경북 | GBD
204 | bus_JND_204 | electricity | 180000 | 126.5917 | 34.3683 | 전남 | JND
205 | bus_GBD_205 | electricity | 154000 | 128.2813 | 36.6554 | 경북 | GBD
206 | bus_JND_206 | electricity | 154000 | 126.7256 | 34.3271 | 전남 | JND
207 | bus_JND_207 | electricity | 154000 | 126.7562 | 34.6683 | 전남 | JND
208 | bus_GBD_208 | electricity | 154000 | 128.7543 | 36.577 | 경북 | GBD
209 | bus_JND_209 | electricity | 154000 | 126.5761 | 34.5665 | 전남 | JND
210 | bus_GGD_210 | electricity | 154000 | 127.4202 | 37.7224 | 경기 | GGD
211 | bus_JND_211 | electricity | 154000 | 126.7795 | 35.232 | 전남 | JND
212 | bus_GWJ_212 | electricity | 154000 | 126.7529 | 35.1339 | 광주 | GWJ
213 | bus_GBD_213 | electricity | 154000 | 129.3072 | 35.959 | 경북 | GBD
214 | bus_GBD_214 | electricity | 345000 | 128.4237 | 36.7549 | 경북 | GBD
215 | bus_CBD_215 | electricity | 345000 | 127.8054 | 37.0194 | 충북 | CBD
216 | bus_CBD_216 | electricity | 154000 | 127.6887 | 37.0279 | 충북 | CBD
217 | bus_CBD_217 | electricity | 154000 | 127.7018 | 36.9524 | 충북 | CBD
218 | bus_CBD_218 | electricity | 154000 | 127.8024 | 36.9086 | 충북 | CBD
219 | bus_CBD_219 | electricity | 154000 | 127.7622 | 36.8477 | 충북 | CBD
220 | bus_JND_220 | electricity | 154000 | 126.8189 | 34.9874 | 전남 | JND
221 | bus_JND_221 | electricity | 154000 | 126.7309 | 34.9865 | 전남 | JND
222 | bus_CBD_222 | electricity | 154000 | 127.9234 | 36.9271 | 충북 | CBD
223 | bus_CBD_223 | electricity | 154000 | 127.5831 | 36.9233 | 충북 | CBD
224 | bus_CBD_224 | electricity | 154000 | 127.4946 | 36.9141 | 충북 | CBD
225 | bus_JND_225 | electricity | 154000 | 126.4071 | 34.8226 | 전남 | JND
226 | bus_JND_226 | electricity | 154000 | 126.6832 | 34.834 | 전남 | JND
227 | bus_JBD_227 | electricity | 154000 | 126.9166 | 35.6126 | 전북 | JBD
228 | bus_JND_228 | electricity | 154000 | 126.4582 | 34.7627 | 전남 | JND
229 | bus_JND_229 | electricity | 154000 | 126.3906 | 34.7421 | 전남 | JND
230 | bus_GND_230 | electricity | 154000 | 128.8542 | 35.2679 | 경남 | GND
231 | bus_GGD_231 | electricity | 154000 | 127.6457 | 37.2786 | 경기 | GGD
232 | bus_GWD_232 | electricity | 154000 | 127.7879 | 37.2913 | 강원 | GWD
233 | bus_CBD_233 | electricity | 154000 | 127.6901 | 37.1293 | 충북 | CBD
234 | bus_GGD_234 | electricity | 154000 | 127.1609 | 37.6944 | 경기 | GGD
235 | bus_GND_235 | electricity | 154000 | 128.3775 | 35.2649 | 경남 | GND
236 | bus_JBD_236 | electricity | 154000 | 127.3801 | 35.4387 | 전북 | JBD
237 | bus_JND_237 | electricity | 154000 | 127.3235 | 34.8534 | 전남 | JND
238 | bus_JND_238 | electricity | 154000 | 127.0823 | 34.785 | 전남 | JND
239 | bus_CND_239 | electricity | 345000 | 126.24 | 36.8421 | 충남 | CND
240 | bus_CND_240 | electricity | 345000 | 126.224 | 36.9002 | 충남 | CND
241 | bus_GWD_241 | electricity | 154000 | 128.1805 | 37.4912 | 강원 | GWD
242 | bus_GWD_242 | electricity | 154000 | 128.4181 | 37.4169 | 강원 | GWD
243 | bus_JND_243 | electricity | 154000 | 127.4305 | 34.948 | 전남 | JND
244 | bus_JND_244 | electricity | 154000 | 127.2544 | 34.5782 | 전남 | JND
245 | bus_JND_245 | electricity | 154000 | 126.9221 | 34.7012 | 전남 | JND
246 | bus_GWD_246 | electricity | 154000 | 127.9497 | 37.3166 | 강원 | GWD
247 | bus_JND_247 | electricity | 154000 | 126.3878 | 35.0144 | 전남 | JND
248 | bus_JND_248 | electricity | 154000 | 126.1807 | 34.8865 | 전남 | JND
249 | bus_GWD_249 | electricity | 154000 | 128.647 | 38.0491 | 강원 | GWD
250 | bus_CBD_250 | electricity | 154000 | 127.9855 | 37.0083 | 충북 | CBD
251 | bus_GBD_251 | electricity | 154000 | 129.1346 | 35.8108 | 경북 | GBD
252 | bus_JND_252 | electricity | 154000 | 126.1347 | 34.7474 | 전남 | JND
253 | bus_JND_253 | electricity | 154000 | 126.3284 | 34.6843 | 전남 | JND
254 | bus_JND_254 | electricity | 154000 | 126.2717 | 34.5195 | 전남 | JND
255 | bus_JND_255 | electricity | 154000 | 126.2714 | 34.7075 | 전남 | JND
256 | bus_JND_256 | electricity | 154000 | 126.3165 | 34.7363 | 전남 | JND
257 | bus_SJN_257 | electricity | 154000 | 127.2734 | 36.5916 | 세종 | SJN
258 | bus_GWD_258 | electricity | 154000 | 128.9851 | 37.1521 | 강원 | GWD
259 | bus_GBD_259 | electricity | 154000 | 129.3198 | 37.13 | 경북 | GBD
260 | bus_GWD_260 | electricity | 154000 | 128.4914 | 37.1623 | 강원 | GWD
261 | bus_GBD_261 | electricity | 154000 | 128.922 | 35.8634 | 경북 | GBD
262 | bus_GWD_262 | electricity | 154000 | 127.8939 | 37.3649 | 강원 | GWD
263 | bus_GBD_263 | electricity | 154000 | 129.3712 | 36.425 | 경북 | GBD
264 | bus_GBD_264 | electricity | 154000 | 129.4403 | 36.7077 | 경북 | GBD
265 | bus_GBD_265 | electricity | 154000 | 129.0855 | 36.5364 | 경북 | GBD
266 | bus_GBD_266 | electricity | 154000 | 129.287 | 36.1608 | 경북 | GBD
267 | bus_CND_267 | electricity | 154000 | 126.617 | 36.9549 | 충남 | CND
268 | bus_CND_268 | electricity | 154000 | 126.6999 | 36.8987 | 충남 | CND
269 | bus_JBD_269 | electricity | 154000 | 127.2635 | 35.9867 | 전북 | JBD
270 | bus_JBD_270 | electricity | 154000 | 127.1364 | 35.9518 | 전북 | JBD
271 | bus_JBD_271 | electricity | 154000 | 127.4439 | 35.9771 | 전북 | JBD
272 | bus_CND_272 | electricity | 154000 | 127.545 | 36.0416 | 충남 | CND
273 | bus_GGD_273 | electricity | 154000 | 127.4929 | 37.8149 | 경기 | GGD
274 | bus_CBD_274 | electricity | 154000 | 127.6136 | 36.7227 | 충북 | CBD
275 | bus_CBD_275 | electricity | 154000 | 127.65 | 36.8102 | 충북 | CBD
276 | bus_CBD_276 | electricity | 154000 | 127.5124 | 36.5982 | 충북 | CBD
277 | bus_JBD_277 | electricity | 154000 | 126.7094 | 35.3984 | 전북 | JBD
278 | bus_JBD_278 | electricity | 154000 | 126.7187 | 35.4551 | 전북 | JBD
279 | bus_GWD_279 | electricity | 154000 | 127.7617 | 38.0979 | 강원 | GWD
280 | bus_GWD_280 | electricity | 154000 | 127.6391 | 38.1299 | 강원 | GWD
281 | bus_GBD_281 | electricity | 154000 | 129.0399 | 37.0575 | 경북 | GBD
282 | bus_JJD_282 | electricity | 154000 | 126.6794 | 33.5263 | 제주 | JJD
283 | bus_GBD_283 | electricity | 154000 | 128.64 | 36.8132 | 경북 | GBD
284 | bus_GBD_284 | electricity | 154000 | 128.8567 | 36.9124 | 경북 | GBD
285 | bus_GBD_285 | electricity | 154000 | 129.3637 | 36.9788 | 경북 | GBD
286 | bus_GBD_286 | electricity | 154000 | 128.9352 | 36.9164 | 경북 | GBD
287 | bus_JBD_287 | electricity | 154000 | 126.7307 | 35.7024 | 전북 | JBD
288 | bus_JBD_288 | electricity | 154000 | 126.8489 | 35.5921 | 전북 | JBD
289 | bus_GWD_289 | electricity | 154000 | 128.6173 | 37.1897 | 강원 | GWD
290 | bus_CBD_290 | electricity | 154000 | 127.9821 | 37.1055 | 충북 | CBD
291 | bus_GBD_291 | electricity | 154000 | 128.6721 | 36.3412 | 경북 | GBD
292 | bus_ICN_292 | electricity | 154000 | 126.622 | 37.5025 | 인천 | ICN
293 | bus_GND_293 | electricity | 345000 | 127.7772 | 35.2552 | 경남 | GND
294 | bus_GBD_294 | electricity | 345000 | 129.0153 | 36.406 | 경북 | GBD
295 | bus_GBD_295 | electricity | 345000 | 128.9238 | 36.2794 | 경북 | GBD
296 | bus_JBD_296 | electricity | 345000 | 127.7064 | 35.9682 | 전북 | JBD
297 | bus_GND_297 | electricity | 154000 | 128.0708 | 35.055 | 경남 | GND
298 | bus_GND_298 | electricity | 154000 | 128.1246 | 35.1738 | 경남 | GND
299 | bus_GGD_299 | electricity | 345000 | 126.9492 | 37.8336 | 경기 | GGD
300 | bus_GGD_300 | electricity | 345000 | 126.956 | 37.9096 | 경기 | GGD
301 | bus_GGD_301 | electricity | 154000 | 126.9296 | 38.0159 | 경기 | GGD
302 | bus_CND_302 | electricity | 154000 | 126.6365 | 36.5765 | 충남 | CND
303 | bus_CND_303 | electricity | 154000 | 126.5923 | 36.5218 | 충남 | CND
304 | bus_CND_304 | electricity | 154000 | 126.6615 | 36.6243 | 충남 | CND
305 | bus_CND_305 | electricity | 154000 | 126.6012 | 36.3098 | 충남 | CND
306 | bus_GWD_306 | electricity | 154000 | 128.1764 | 38.1031 | 강원 | GWD
307 | bus_GWD_307 | electricity | 154000 | 127.8714 | 37.6742 | 강원 | GWD
308 | bus_GWD_308 | electricity | 154000 | 128.2357 | 37.8418 | 강원 | GWD
309 | bus_GWD_309 | electricity | 154000 | 128.0104 | 38.0605 | 강원 | GWD
310 | bus_GWD_310 | electricity | 154000 | 127.8114 | 37.944 | 강원 | GWD
311 | bus_GWD_311 | electricity | 154000 | 127.7316 | 37.936 | 강원 | GWD
312 | bus_GWD_312 | electricity | 345000 | 127.5606 | 37.6868 | 강원 | GWD
313 | bus_GWD_313 | electricity | 154000 | 127.8675 | 37.7289 | 강원 | GWD
314 | bus_GGD_314 | electricity | 154000 | 127.0941 | 38.0244 | 경기 | GGD
315 | bus_GGD_315 | electricity | 154000 | 127.2725 | 37.8444 | 경기 | GGD
316 | bus_GGD_316 | electricity | 154000 | 127.0047 | 37.1955 | 경기 | GGD
317 | bus_GGD_317 | electricity | 154000 | 126.7289 | 37.22 | 경기 | GGD
318 | bus_CND_318 | electricity | 154000 | 126.2869 | 36.7423 | 충남 | CND
319 | bus_CND_319 | electricity | 154000 | 126.3327 | 36.5791 | 충남 | CND
320 | bus_CND_320 | electricity | 154000 | 126.2903 | 36.7893 | 충남 | CND
321 | bus_CND_321 | electricity | 154000 | 126.5555 | 36.7267 | 충남 | CND
322 | bus_GGD_322 | electricity | 154000 | 126.8232 | 37.2327 | 경기 | GGD
323 | bus_ICN_323 | electricity | 154000 | 126.3969 | 37.709 | 인천 | ICN
324 | bus_ICN_324 | electricity | 154000 | 126.5033 | 37.6761 | 인천 | ICN
325 | bus_GGD_325 | electricity | 154000 | 127.5145 | 37.4977 | 경기 | GGD
326 | bus_GGD_326 | electricity | 154000 | 127.6161 | 37.428 | 경기 | GGD
327 | bus_GBD_327 | electricity | 154000 | 129.2303 | 36.5944 | 경북 | GBD
328 | bus_GBD_328 | electricity | 154000 | 128.8808 | 36.538 | 경북 | GBD
329 | bus_CND_329 | electricity | 154000 | 126.6775 | 36.8297 | 충남 | CND
330 | bus_CND_330 | electricity | 345000 | 126.7739 | 36.9589 | 충남 | CND
331 | bus_CND_331 | electricity | 345000 | 126.7213 | 36.9674 | 충남 | CND
332 | bus_CND_332 | electricity | 154000 | 126.3545 | 36.9925 | 충남 | CND
333 | bus_CND_333 | electricity | 154000 | 127.5125 | 36.1136 | 충남 | CND
334 | bus_JBD_334 | electricity | 154000 | 127.6395 | 36.0077 | 전북 | JBD
335 | bus_GND_335 | electricity | 154000 | 128.4328 | 34.8627 | 경남 | GND
336 | bus_GND_336 | electricity | 154000 | 128.3255 | 35.0355 | 경남 | GND
337 | bus_GND_337 | electricity | 154000 | 128.7897 | 35.4502 | 경남 | GND
338 | bus_CND_338 | electricity | 154000 | 126.7795 | 36.1884 | 충남 | CND
339 | bus_CND_339 | electricity | 154000 | 126.9465 | 36.2969 | 충남 | CND
340 | bus_GBD_340 | electricity | 154000 | 129.4108 | 36.0926 | 경북 | GBD
341 | bus_GBD_341 | electricity | 154000 | 129.3047 | 36.0849 | 경북 | GBD
342 | bus_GBD_342 | electricity | 154000 | 128.1356 | 36.134 | 경북 | GBD
343 | bus_GBD_343 | electricity | 154000 | 128.3533 | 36.1721 | 경북 | GBD
344 | bus_GBD_344 | electricity | 154000 | 128.3111 | 36.0543 | 경북 | GBD
345 | bus_GND_345 | electricity | 154000 | 128.2485 | 35.6638 | 경남 | GND
346 | bus_GND_346 | electricity | 154000 | 128.2702 | 35.1939 | 경남 | GND
347 | bus_GND_347 | electricity | 154000 | 128.3421 | 35.2973 | 경남 | GND
348 | bus_GBD_348 | electricity | 154000 | 129.2442 | 35.9193 | 경북 | GBD
349 | bus_GBD_349 | electricity | 154000 | 128.7605 | 35.8013 | 경북 | GBD
350 | bus_GBD_350 | electricity | 345000 | 128.5445 | 36.5952 | 경북 | GBD
351 | bus_GBD_351 | electricity | 345000 | 128.6332 | 36.6269 | 경북 | GBD
352 | bus_GBD_352 | electricity | 154000 | 128.1711 | 36.603 | 경북 | GBD
353 | bus_GBD_353 | electricity | 154000 | 128.4342 | 36.649 | 경북 | GBD
354 | bus_GBD_354 | electricity | 154000 | 128.1459 | 36.6896 | 경북 | GBD
355 | bus_GBD_355 | electricity | 154000 | 128.2185 | 36.3576 | 경북 | GBD
356 | bus_GBD_356 | electricity | 154000 | 128.4848 | 36.3692 | 경북 | GBD
357 | bus_DGU_357 | electricity | 154000 | 128.5802 | 36.1853 | 대구 | DGU
358 | bus_JND_358 | electricity | 154000 | 127.2291 | 35.3256 | 전남 | JND
359 | bus_JND_359 | electricity | 154000 | 127.4585 | 35.1952 | 전남 | JND
360 | bus_JND_360 | electricity | 154000 | 127.0187 | 35.3538 | 전남 | JND
361 | bus_JBD_361 | electricity | 154000 | 127.0101 | 35.5908 | 전북 | JBD
362 | bus_JND_362 | electricity | 154000 | 126.9526 | 35.3144 | 전남 | JND
363 | bus_JND_363 | electricity | 154000 | 126.5114 | 35.0061 | 전남 | JND
364 | bus_JND_364 | electricity | 154000 | 126.5153 | 34.9388 | 전남 | JND
365 | bus_JND_365 | electricity | 154000 | 127.043 | 35.0327 | 전남 | JND
366 | bus_GWD_366 | electricity | 154000 | 128.4354 | 37.5601 | 강원 | GWD
367 | bus_GWD_367 | electricity | 154000 | 127.8977 | 37.5254 | 강원 | GWD
368 | bus_GWD_368 | electricity | 154000 | 128.0309 | 37.4945 | 강원 | GWD
369 | bus_JBD_369 | electricity | 154000 | 127.1159 | 35.7545 | 전북 | JBD
370 | bus_JBD_370 | electricity | 154000 | 127.3027 | 35.6256 | 전북 | JBD
371 | bus_JBD_371 | electricity | 154000 | 126.793 | 35.4724 | 전북 | JBD
372 | bus_GWD_372 | electricity | 154000 | 129.1837 | 37.4266 | 강원 | GWD
373 | bus_GWD_373 | electricity | 154000 | 129.0322 | 37.2185 | 강원 | GWD
374 | bus_GWD_374 | electricity | 154000 | 128.7387 | 37.3481 | 강원 | GWD
375 | bus_GWD_375 | electricity | 154000 | 128.7713 | 37.3047 | 강원 | GWD
376 | bus_GWD_376 | electricity | 154000 | 128.8394 | 37.2187 | 강원 | GWD
377 | bus_GWD_377 | electricity | 154000 | 128.8807 | 37.1464 | 강원 | GWD
378 | bus_JBD_378 | electricity | 154000 | 127.0006 | 35.9564 | 전북 | JBD
379 | bus_CBD_379 | electricity | 154000 | 128.3324 | 36.9963 | 충북 | CBD
380 | bus_CBD_380 | electricity | 154000 | 128.3299 | 36.9406 | 충북 | CBD
381 | bus_CBD_381 | electricity | 154000 | 127.5801 | 36.9803 | 충북 | CBD
382 | bus_CBD_382 | electricity | 154000 | 127.9215 | 36.9999 | 충북 | CBD
383 | bus_CBD_383 | electricity | 154000 | 127.4545 | 36.659 | 충북 | CBD
384 | bus_CBD_384 | electricity | 154000 | 127.7277 | 36.428 | 충북 | CBD
385 | bus_CBD_385 | electricity | 154000 | 127.8334 | 36.2541 | 충북 | CBD
386 | bus_GGD_386 | electricity | 154000 | 127.3863 | 37.0746 | 경기 | GGD
387 | bus_CBD_387 | electricity | 154000 | 128.2782 | 37.0849 | 충북 | CBD
388 | bus_CBD_388 | electricity | 154000 | 127.967 | 36.8488 | 충북 | CBD
389 | bus_CBD_389 | electricity | 154000 | 127.6527 | 36.2481 | 충북 | CBD
390 | bus_JBD_390 | electricity | 154000 | 126.9265 | 35.8098 | 전북 | JBD
391 | bus_JND_391 | electricity | 154000 | 126.5122 | 34.7402 | 전남 | JND
392 | bus_CBD_392 | electricity | 154000 | 127.8112 | 37.0839 | 충북 | CBD
393 | bus_GGD_393 | electricity | 154000 | 127.5919 | 37.2456 | 경기 | GGD
394 | bus_CND_394 | electricity | 345000 | 126.8211 | 36.8643 | 충남 | CND
395 | bus_GWD_395 | electricity | 154000 | 127.6782 | 37.836 | 강원 | GWD
396 | bus_GBD_396 | electricity | 154000 | 129.3819 | 36.8642 | 경북 | GBD
397 | bus_CND_397 | electricity | 154000 | 126.4996 | 36.1491 | 충남 | CND
398 | bus_GWD_398 | electricity | 154000 | 129.02 | 37.5957 | 강원 | GWD
399 | bus_CND_399 | electricity | 154000 | 126.9788 | 36.2321 | 충남 | CND
400 | bus_JBD_400 | electricity | 154000 | 126.884 | 35.8402 | 전북 | JBD
401 | bus_GND_401 | electricity | 154000 | 127.9115 | 35.399 | 경남 | GND
402 | bus_GND_402 | electricity | 154000 | 127.9615 | 35.4257 | 경남 | GND
403 | bus_GND_403 | electricity | 154000 | 128.0683 | 35.5461 | 경남 | GND
404 | bus_JND_404 | electricity | 345000 | 127.7741 | 34.8906 | 전남 | JND
405 | bus_JND_405 | electricity | 154000 | 126.8364 | 35.2296 | 전남 | JND
406 | bus_GBD_406 | electricity | 154000 | 128.0281 | 36.1269 | 경북 | GBD
407 | bus_BSN_407 | electricity | 154000 | 129.1783 | 35.3264 | 부산 | BSN
408 | bus_GBD_408 | electricity | 154000 | 128.9458 | 35.9064 | 경북 | GBD
409 | bus_CBD_409 | electricity | 154000 | 128.3211 | 37.2081 | 충북 | CBD
410 | bus_GBD_410 | electricity | 154000 | 129.3456 | 36.1549 | 경북 | GBD
411 | bus_GWD_411 | electricity | 154000 | 127.6499 | 37.9756 | 강원 | GWD
412 | bus_GWD_412 | electricity | 154000 | 127.7734 | 37.7646 | 강원 | GWD
413 | bus_GWJ_413 | electricity | 154000 | 126.6687 | 35.1804 | 광주 | GWJ
414 | bus_GBD_414 | electricity | 154000 | 128.1192 | 36.3122 | 경북 | GBD
415 | bus_GWD_415 | electricity | 15000 | 128.8315 | 37.316 | 강원 | GWD
416 | bus_JND_416 | electricity | 154000 | 126.4967 | 34.8912 | 전남 | JND
417 | bus_JND_417 | electricity | 250000 | 126.1876 | 34.3858 | 전남 | JND

## virtual_buses
bus_id | name | carrier | v_nom | x | y | province | region_code | is_demand_bus
418 | GWD_EL | electricity | 154000 | 128.3848 | 37.6602 | 강원 | GWD | TRUE
419 | GGD_EL | electricity | 154000 | 127.1958 | 37.4853 | 경기 | GGD | TRUE
420 | GND_EL | electricity | 154000 | 128.3682 | 35.2743 | 경남 | GND | TRUE
421 | GBD_EL | electricity | 154000 | 128.7689 | 36.28 | 경북 | GBD | TRUE
422 | GWJ_EL | electricity | 154000 | 126.8138 | 35.1566 | 광주 | GWJ | TRUE
423 | DGU_EL | electricity | 154000 | 128.5569 | 35.8954 | 대구 | DGU | TRUE
424 | DJN_EL | electricity | 154000 | 127.3421 | 36.3571 | 대전 | DJN | TRUE
425 | BSN_EL | electricity | 345000 | 129.1401 | 35.2612 | 부산 | BSN | TRUE
426 | SEL_EL | electricity | 345000 | 127.0095 | 37.4865 | 서울 | SEL | TRUE
427 | SJN_EL | electricity | 154000 | 127.2619 | 36.5728 | 세종 | SJN | TRUE
428 | USN_EL | electricity | 345000 | 129.2446 | 35.5721 | 울산 | USN | TRUE
429 | ICN_EL | electricity | 154000 | 126.5363 | 37.5094 | 인천 | ICN | TRUE
430 | JND_EL | electricity | 154000 | 126.8469 | 34.8905 | 전남 | JND | TRUE
431 | JBD_EL | electricity | 154000 | 127.1154 | 35.7375 | 전북 | JBD | TRUE
432 | JJD_EL | electricity | 154000 | 126.5898 | 33.4121 | 제주 | JJD | TRUE
433 | CND_EL | electricity | 154000 | 126.7858 | 36.6232 | 충남 | CND | TRUE
434 | CBD_EL | electricity | 154000 | 127.7122 | 36.8007 | 충북 | CBD | TRUE

## lines
name | bus0 | bus1 | bus0_id | bus1_id | length | r | x | b | s_nom | circuits | v_nom | is_internal
line_0_1 | bus_GWD_000 | bus_GGD_001 | 0 | 1 | 185.0522 | 9.2526 | 46.263 | 0 | 3500 | 1 | 765000 | FALSE
line_3_3 | bus_DGU_003 | bus_DGU_003 | 3 | 3 | 7.1448 | 0.35724 | 1.7862 | 0 | 150 | 1 | 154000 | FALSE
line_51_4 | bus_DJN_051 | bus_DJN_004 | 51 | 4 | 4.3598 | 0.21799 | 1.09 | 0 | 150 | 1 | 154000 | FALSE
line_5_6 | bus_CBD_005 | bus_GGD_006 | 5 | 6 | 13.2484 | 0.66242 | 3.3121 | 0 | 150 | 1 | 154000 | FALSE
line_6_7 | bus_GGD_006 | bus_GGD_007 | 6 | 7 | 16.3584 | 0.81792 | 4.0896 | 0 | 150 | 1 | 154000 | FALSE
line_8_9 | bus_CND_008 | bus_CND_009 | 8 | 9 | 52.5632 | 2.6282 | 13.1408 | 0 | 800 | 1 | 345000 | FALSE
line_8_10 | bus_CND_008 | bus_CBD_010 | 8 | 10 | 93.0842 | 4.6542 | 23.271 | 0 | 800 | 1 | 345000 | FALSE
line_11_12 | bus_CBD_011 | bus_CND_012 | 11 | 12 | 103.7089 | 5.1854 | 25.9272 | 0 | 3500 | 1 | 765000 | FALSE
line_13_14 | bus_GWD_013 | bus_GWD_014 | 13 | 14 | 12.3239 | 0.6162 | 3.081 | 0 | 150 | 1 | 154000 | FALSE
line_15_16 | bus_CND_015 | bus_CND_016 | 15 | 16 | 75.6888 | 3.7844 | 18.9222 | 0 | 800 | 1 | 345000 | FALSE
line_17_18 | bus_CND_017 | bus_CND_018 | 17 | 18 | 26.1472 | 1.3074 | 6.5368 | 0 | 150 | 1 | 154000 | FALSE
line_18_19 | bus_CND_018 | bus_CND_019 | 18 | 19 | 9.0838 | 0.45419 | 2.2709 | 0 | 150 | 1 | 154000 | FALSE
line_9_20 | bus_CND_009 | bus_CND_020 | 9 | 20 | 21.6914 | 1.0846 | 5.4228 | 0 | 150 | 1 | 154000 | FALSE
line_21_11 | bus_GGD_021 | bus_CBD_011 | 21 | 11 | 51.2523 | 2.5626 | 12.8131 | 0 | 3500 | 1 | 765000 | FALSE
line_22_23 | bus_GGD_022 | bus_GGD_023 | 22 | 23 | 12.0581 | 0.60291 | 3.0145 | 0 | 150 | 1 | 154000 | FALSE
line_24_25 | bus_SJN_024 | bus_CND_025 | 24 | 25 | 11.6059 | 0.5803 | 2.9015 | 0 | 150 | 1 | 154000 | FALSE
line_25_26 | bus_CND_025 | bus_CND_026 | 25 | 26 | 17.2696 | 0.86348 | 4.3174 | 0 | 150 | 1 | 154000 | FALSE
line_26_27 | bus_CND_026 | bus_CBD_027 | 26 | 27 | 19.2223 | 0.96112 | 4.8056 | 0 | 150 | 1 | 154000 | FALSE
line_26_26 | bus_CND_026 | bus_CND_026 | 26 | 26 | 1.0309 | 0.051547 | 0.25773 | 0 | 150 | 1 | 154000 | FALSE
line_28_28 | bus_GGD_028 | bus_GGD_028 | 28 | 28 | 4.9438 | 0.24719 | 1.2359 | 0 | 150 | 1 | 154000 | FALSE
line_28_28 | bus_GGD_028 | bus_GGD_028 | 28 | 28 | 0.52256 | 0.026128 | 0.13064 | 0 | 150 | 1 | 154000 | FALSE
line_28_28 | bus_GGD_028 | bus_GGD_028 | 28 | 28 | 2.4831 | 0.12416 | 0.62079 | 0 | 150 | 1 | 154000 | FALSE
line_28_28 | bus_GGD_028 | bus_GGD_028 | 28 | 28 | 4.373 | 0.21865 | 1.0932 | 0 | 150 | 1 | 154000 | FALSE
line_29_30 | bus_GGD_029 | bus_GGD_030 | 29 | 30 | 36.6904 | 1.8345 | 9.1726 | 0 | 150 | 1 | 154000 | FALSE
line_31_29 | bus_GGD_031 | bus_GGD_029 | 31 | 29 | 15.8127 | 0.79063 | 3.9532 | 0 | 150 | 1 | 154000 | FALSE
line_32_32 | bus_GGD_032 | bus_GGD_032 | 32 | 32 | 8.8249 | 0.44125 | 2.2062 | 0 | 150 | 1 | 154000 | FALSE
line_33_33 | bus_GBD_033 | bus_GBD_033 | 33 | 33 | 0.10815 | 0.0054074 | 0.027037 | 0 | 800 | 1 | 345000 | FALSE
line_33_33 | bus_GBD_033 | bus_GBD_033 | 33 | 33 | 0.72462 | 0.036231 | 0.18116 | 0 | 800 | 1 | 345000 | FALSE
line_34_32 | bus_GBD_034 | bus_GGD_032 | 34 | 32 | 19.0137 | 0.95069 | 4.7534 | 0 | 800 | 1 | 345000 | FALSE
line_32_33 | bus_GGD_032 | bus_GBD_033 | 32 | 33 | 27.2469 | 1.3623 | 6.8117 | 0 | 800 | 1 | 345000 | FALSE
line_32_35 | bus_GGD_032 | bus_GBD_035 | 32 | 35 | 21.5057 | 1.0753 | 5.3764 | 0 | 800 | 1 | 345000 | FALSE
line_35_35 | bus_GBD_035 | bus_GBD_035 | 35 | 35 | 8.0706 | 0.40353 | 2.0177 | 0 | 800 | 1 | 345000 | FALSE
line_36_36 | bus_USN_036 | bus_USN_036 | 36 | 36 | 4.4046 | 0.22023 | 1.1011 | 0 | 150 | 1 | 154000 | FALSE
line_35_37 | bus_GBD_035 | bus_GBD_037 | 35 | 37 | 8.9839 | 0.44919 | 2.246 | 0 | 800 | 1 | 345000 | FALSE
line_38_38 | bus_USN_038 | bus_USN_038 | 38 | 38 | 5.7457 | 0.28728 | 1.4364 | 0 | 150 | 1 | 154000 | FALSE
line_107_39 | bus_USN_107 | bus_USN_039 | 107 | 39 | 4.9981 | 0.24991 | 1.2495 | 0 | 150 | 1 | 154000 | FALSE
line_38_38 | bus_USN_038 | bus_USN_038 | 38 | 38 | 2.9109 | 0.14554 | 0.72772 | 0 | 150 | 1 | 154000 | FALSE
line_38_36 | bus_USN_038 | bus_USN_036 | 38 | 36 | 19.4008 | 0.97004 | 4.8502 | 0 | 150 | 1 | 154000 | FALSE
line_38_63 | bus_USN_038 | bus_GND_063 | 38 | 63 | 33.2518 | 1.6626 | 8.313 | 0 | 800 | 1 | 345000 | FALSE
line_38_37 | bus_USN_038 | bus_GBD_037 | 38 | 37 | 30.4978 | 1.5249 | 7.6245 | 0 | 800 | 1 | 345000 | FALSE
line_41_41 | bus_BSN_041 | bus_BSN_041 | 41 | 41 | 6.6657 | 0.33328 | 1.6664 | 0 | 800 | 1 | 345000 | FALSE
line_41_38 | bus_BSN_041 | bus_USN_038 | 41 | 38 | 24.4382 | 1.2219 | 6.1095 | 0 | 800 | 1 | 345000 | FALSE
line_42_42 | bus_JND_042 | bus_JND_042 | 42 | 42 | 0.0265 | 0.001325 | 0.006625 | 0 | 800 | 1 | 345000 | FALSE
line_42_43 | bus_JND_042 | bus_GWJ_043 | 42 | 43 | 65.3977 | 3.2699 | 16.3494 | 0 | 800 | 1 | 345000 | FALSE
line_42_42 | bus_JND_042 | bus_JND_042 | 42 | 42 | 1.2447 | 0.062237 | 0.31118 | 0 | 1000 | 1 | 380000 | FALSE
line_42_42 | bus_JND_042 | bus_JND_042 | 42 | 42 | 0.072916 | 0.0036458 | 0.018229 | 0 | 1000 | 1 | 380000 | FALSE
line_42_42 | bus_JND_042 | bus_JND_042 | 42 | 42 | 0.28492 | 0.014246 | 0.071229 | 0 | 1000 | 1 | 380000 | FALSE
line_42_42 | bus_JND_042 | bus_JND_042 | 42 | 42 | 0.023826 | 0.0011913 | 0.0059565 | 0 | 1000 | 1 | 380000 | FALSE
line_42_42 | bus_JND_042 | bus_JND_042 | 42 | 42 | 0.028862 | 0.0014431 | 0.0072155 | 0 | 1000 | 1 | 380000 | FALSE
line_42_42 | bus_JND_042 | bus_JND_042 | 42 | 42 | 0.026303 | 0.0013152 | 0.0065758 | 0 | 1000 | 1 | 380000 | FALSE
line_42_42 | bus_JND_042 | bus_JND_042 | 42 | 42 | 0.083668 | 0.0041834 | 0.020917 | 0 | 800 | 1 | 345000 | FALSE
line_42_42 | bus_JND_042 | bus_JND_042 | 42 | 42 | 0.022809 | 0.0011404 | 0.0057021 | 0 | 800 | 1 | 345000 | FALSE
line_42_42 | bus_JND_042 | bus_JND_042 | 42 | 42 | 0.43198 | 0.021599 | 0.10799 | 0 | 1000 | 1 | 380000 | FALSE
line_42_44 | bus_JND_042 | bus_JBD_044 | 42 | 44 | 111.3492 | 5.5675 | 27.8373 | 0 | 800 | 1 | 345000 | FALSE
line_45_46 | bus_JND_045 | bus_JND_046 | 45 | 46 | 12.8248 | 0.64124 | 3.2062 | 0 | 150 | 1 | 154000 | FALSE
line_42_42 | bus_JND_042 | bus_JND_042 | 42 | 42 | 0.4364 | 0.02182 | 0.1091 | 0 | 1000 | 1 | 380000 | FALSE
line_47_47 | bus_GBD_047 | bus_GBD_047 | 47 | 47 | 0.034405 | 0.0017203 | 0.0086013 | 0 | 800 | 1 | 345000 | FALSE
line_47_47 | bus_GBD_047 | bus_GBD_047 | 47 | 47 | 0.18296 | 0.0091479 | 0.04574 | 0 | 1000 | 1 | 380000 | FALSE
line_47_47 | bus_GBD_047 | bus_GBD_047 | 47 | 47 | 0.18279 | 0.0091395 | 0.045697 | 0 | 1000 | 1 | 380000 | FALSE
line_47_48 | bus_GBD_047 | bus_GWD_048 | 47 | 48 | 22.3193 | 1.116 | 5.5798 | 0 | 800 | 1 | 345000 | FALSE
line_47_47 | bus_GBD_047 | bus_GBD_047 | 47 | 47 | 0.13192 | 0.0065962 | 0.032981 | 0 | 800 | 1 | 345000 | FALSE
line_47_49 | bus_GBD_047 | bus_GBD_049 | 47 | 49 | 84.1575 | 4.2079 | 21.0394 | 0 | 800 | 1 | 345000 | FALSE
line_47_47 | bus_GBD_047 | bus_GBD_047 | 47 | 47 | 0.85825 | 0.042912 | 0.21456 | 0 | 1000 | 1 | 380000 | FALSE
line_47_0 | bus_GBD_047 | bus_GWD_000 | 47 | 0 | 56.7356 | 2.8368 | 14.1839 | 0 | 3500 | 1 | 765000 | FALSE
line_47_47 | bus_GBD_047 | bus_GBD_047 | 47 | 47 | 0.14965 | 0.0074823 | 0.037412 | 0 | 800 | 1 | 345000 | FALSE
line_47_47 | bus_GBD_047 | bus_GBD_047 | 47 | 47 | 0.078495 | 0.0039247 | 0.019624 | 0 | 800 | 1 | 345000 | FALSE
line_47_0 | bus_GBD_047 | bus_GWD_000 | 47 | 0 | 57.3633 | 2.8682 | 14.3408 | 0 | 800 | 1 | 345000 | FALSE
line_47_47 | bus_GBD_047 | bus_GBD_047 | 47 | 47 | 1.2398 | 0.06199 | 0.30995 | 0 | 800 | 1 | 345000 | FALSE
line_50_51 | bus_DJN_050 | bus_DJN_051 | 50 | 51 | 16.0379 | 0.8019 | 4.0095 | 0 | 150 | 1 | 154000 | FALSE
line_8_52 | bus_CND_008 | bus_CND_052 | 8 | 52 | 26.1496 | 1.3075 | 6.5374 | 0 | 150 | 1 | 154000 | FALSE
line_16_8 | bus_CND_016 | bus_CND_008 | 16 | 8 | 35.8686 | 1.7934 | 8.9672 | 0 | 800 | 1 | 345000 | FALSE
line_16_8 | bus_CND_016 | bus_CND_008 | 16 | 8 | 34.9646 | 1.7482 | 8.7412 | 0 | 800 | 1 | 345000 | FALSE
line_8_53 | bus_CND_008 | bus_JBD_053 | 8 | 53 | 66.5344 | 3.3267 | 16.6336 | 0 | 800 | 1 | 345000 | FALSE
line_10_54 | bus_CBD_010 | bus_CND_054 | 10 | 54 | 9.446 | 0.4723 | 2.3615 | 0 | 150 | 1 | 154000 | FALSE
line_10_51 | bus_CBD_010 | bus_DJN_051 | 10 | 51 | 40.5324 | 2.0266 | 10.1331 | 0 | 150 | 1 | 154000 | FALSE
line_55_14 | bus_GWD_055 | bus_GWD_014 | 55 | 14 | 10.8465 | 0.54233 | 2.7116 | 0 | 150 | 1 | 154000 | FALSE
line_55_55 | bus_GWD_055 | bus_GWD_055 | 55 | 55 | 1.5118 | 0.075591 | 0.37796 | 0 | 800 | 1 | 345000 | FALSE
line_56_55 | bus_GWD_056 | bus_GWD_055 | 56 | 55 | 74.8125 | 3.7406 | 18.7031 | 0 | 800 | 1 | 345000 | FALSE
line_55_55 | bus_GWD_055 | bus_GWD_055 | 55 | 55 | 0.27136 | 0.013568 | 0.06784 | 0 | 800 | 1 | 345000 | FALSE
line_19_19 | bus_CND_019 | bus_CND_019 | 19 | 19 | 5.2136 | 0.26068 | 1.3034 | 0 | 150 | 1 | 154000 | FALSE
line_9_19 | bus_CND_009 | bus_CND_019 | 9 | 19 | 9.1839 | 0.4592 | 2.296 | 0 | 150 | 1 | 154000 | FALSE
line_57_12 | bus_CND_057 | bus_CND_012 | 57 | 12 | 41.1367 | 2.0568 | 10.2842 | 0 | 3500 | 1 | 765000 | FALSE
line_58_59 | bus_ICN_058 | bus_GGD_059 | 58 | 59 | 13.5297 | 0.67649 | 3.3824 | 0 | 800 | 1 | 345000 | FALSE
line_11_24 | bus_CBD_011 | bus_SJN_024 | 11 | 24 | 19.5497 | 0.97748 | 4.8874 | 0 | 150 | 1 | 154000 | FALSE
line_60_61 | bus_GWD_060 | bus_GWD_061 | 60 | 61 | 28.8846 | 1.4442 | 7.2211 | 0 | 150 | 1 | 154000 | FALSE
line_62_38 | bus_BSN_062 | bus_USN_038 | 62 | 38 | 47.9499 | 2.3975 | 11.9875 | 0 | 800 | 1 | 345000 | FALSE
line_63_63 | bus_GND_063 | bus_GND_063 | 63 | 63 | 0.55504 | 0.027752 | 0.13876 | 0 | 150 | 1 | 154000 | FALSE
line_62_63 | bus_BSN_062 | bus_GND_063 | 62 | 63 | 9.8931 | 0.49465 | 2.4733 | 0 | 150 | 1 | 154000 | FALSE
line_64_59 | bus_GGD_064 | bus_GGD_059 | 64 | 59 | 19.8317 | 0.99159 | 4.9579 | 0 | 800 | 1 | 345000 | FALSE
line_65_27 | bus_CBD_065 | bus_CBD_027 | 65 | 27 | 15.2681 | 0.7634 | 3.817 | 0 | 150 | 1 | 154000 | FALSE
line_66_5 | bus_GGD_066 | bus_CBD_005 | 66 | 5 | 6.9015 | 0.34507 | 1.7254 | 0 | 150 | 1 | 154000 | FALSE
line_27_67 | bus_CBD_027 | bus_CBD_067 | 27 | 67 | 10.589 | 0.52945 | 2.6473 | 0 | 150 | 1 | 154000 | FALSE
line_21_5 | bus_GGD_021 | bus_CBD_005 | 21 | 5 | 21.3271 | 1.0664 | 5.3318 | 0 | 800 | 1 | 345000 | FALSE
line_1_21 | bus_GGD_001 | bus_GGD_021 | 1 | 21 | 87.8808 | 4.394 | 21.9702 | 0 | 3500 | 1 | 765000 | FALSE
line_152_21 | bus_GGD_152 | bus_GGD_021 | 152 | 21 | 23.7419 | 1.1871 | 5.9355 | 0 | 800 | 1 | 345000 | FALSE
line_68_152 | bus_SEL_068 | bus_GGD_152 | 68 | 152 | 15.9121 | 0.7956 | 3.978 | 0 | 150 | 1 | 154000 | FALSE
line_152_152 | bus_GGD_152 | bus_GGD_152 | 152 | 152 | 12.9457 | 0.64728 | 3.2364 | 0 | 800 | 1 | 345000 | FALSE
line_21_152 | bus_GGD_021 | bus_GGD_152 | 21 | 152 | 15.291 | 0.76455 | 3.8227 | 0 | 800 | 1 | 345000 | FALSE
line_69_70 | bus_GWD_069 | bus_GWD_070 | 69 | 70 | 11.707 | 0.58535 | 2.9268 | 0 | 150 | 1 | 154000 | FALSE
line_65_65 | bus_CBD_065 | bus_CBD_065 | 65 | 65 | 4.8472 | 0.24236 | 1.2118 | 0 | 150 | 1 | 154000 | FALSE
line_64_64 | bus_GGD_064 | bus_GGD_064 | 64 | 64 | 18.9211 | 0.94605 | 4.7303 | 0 | 800 | 1 | 345000 | FALSE
line_71_67 | bus_CBD_071 | bus_CBD_067 | 71 | 67 | 11.7938 | 0.58969 | 2.9485 | 0 | 150 | 1 | 154000 | FALSE
line_72_57 | bus_CND_072 | bus_CND_057 | 72 | 57 | 24.8376 | 1.2419 | 6.2094 | 0 | 150 | 1 | 154000 | FALSE
line_73_74 | bus_GBD_073 | bus_GBD_074 | 73 | 74 | 117.9849 | 5.8992 | 29.4962 | 0 | 800 | 1 | 345000 | FALSE
line_75_76 | bus_GND_075 | bus_GND_076 | 75 | 76 | 8.0934 | 0.40467 | 2.0233 | 0 | 150 | 1 | 154000 | FALSE
line_77_78 | bus_JND_077 | bus_JND_078 | 77 | 78 | 41.0693 | 2.0535 | 10.2673 | 0 | 150 | 1 | 154000 | FALSE
line_40_40 | bus_BSN_040 | bus_BSN_040 | 40 | 40 | 5.0563 | 0.25282 | 1.2641 | 0 | 150 | 1 | 154000 | FALSE
line_40_40 | bus_BSN_040 | bus_BSN_040 | 40 | 40 | 3.2039 | 0.16019 | 0.80097 | 0 | 150 | 1 | 154000 | FALSE
line_40_79 | bus_BSN_040 | bus_GND_079 | 40 | 79 | 16.8566 | 0.84283 | 4.2141 | 0 | 150 | 1 | 154000 | FALSE
line_40_62 | bus_BSN_040 | bus_BSN_062 | 40 | 62 | 22.6538 | 1.1327 | 5.6635 | 0 | 800 | 1 | 345000 | FALSE
line_41_40 | bus_BSN_041 | bus_BSN_040 | 41 | 40 | 16.6953 | 0.83477 | 4.1738 | 0 | 800 | 1 | 345000 | FALSE
line_41_41 | bus_BSN_041 | bus_BSN_041 | 41 | 41 | 2.5762 | 0.12881 | 0.64406 | 0 | 150 | 1 | 154000 | FALSE
line_41_41 | bus_BSN_041 | bus_BSN_041 | 41 | 41 | 5.9381 | 0.29691 | 1.4845 | 0 | 150 | 1 | 154000 | FALSE
line_42_80 | bus_JND_042 | bus_JBD_080 | 42 | 80 | 85.3416 | 4.2671 | 21.3354 | 0 | 800 | 1 | 345000 | FALSE
line_81_82 | bus_JJD_081 | bus_JJD_082 | 81 | 82 | 13.5925 | 0.67963 | 3.3981 | 0 | 150 | 1 | 154000 | FALSE
line_83_84 | bus_JJD_083 | bus_JJD_084 | 83 | 84 | 20.5876 | 1.0294 | 5.1469 | 0 | 150 | 1 | 154000 | FALSE
line_84_86 | bus_JJD_084 | bus_JJD_086 | 84 | 86 | 18.8559 | 0.9428 | 4.714 | 0 | 150 | 1 | 154000 | FALSE
line_87_88 | bus_JJD_087 | bus_JJD_088 | 87 | 88 | 17.8318 | 0.89159 | 4.4579 | 0 | 150 | 1 | 154000 | FALSE
line_89_87 | bus_JJD_089 | bus_JJD_087 | 89 | 87 | 17.4007 | 0.87003 | 4.3502 | 0 | 150 | 1 | 154000 | FALSE
line_85_90 | bus_JJD_085 | bus_JJD_090 | 85 | 90 | 5.3201 | 0.266 | 1.33 | 0 | 150 | 1 | 154000 | FALSE
line_90_90 | bus_JJD_090 | bus_JJD_090 | 90 | 90 | 0.25547 | 0.012774 | 0.063868 | 0 | 150 | 1 | 154000 | FALSE
line_90_90 | bus_JJD_090 | bus_JJD_090 | 90 | 90 | 0.24383 | 0.012191 | 0.060957 | 0 | 150 | 1 | 154000 | FALSE
line_87_91 | bus_JJD_087 | bus_JJD_091 | 87 | 91 | 13.3723 | 0.66861 | 3.3431 | 0 | 150 | 1 | 154000 | FALSE
line_2_2 | bus_GND_002 | bus_GND_002 | 2 | 2 | 7.0901 | 0.35451 | 1.7725 | 0 | 150 | 1 | 154000 | FALSE
line_88_88 | bus_JJD_088 | bus_JJD_088 | 88 | 88 | 0.32052 | 0.016026 | 0.080129 | 0 | 150 | 1 | 154000 | FALSE
line_88_88 | bus_JJD_088 | bus_JJD_088 | 88 | 88 | 4.4102 | 0.22051 | 1.1025 | 0 | 150 | 1 | 154000 | FALSE
line_88_86 | bus_JJD_088 | bus_JJD_086 | 88 | 86 | 14.4001 | 0.72001 | 3.6 | 0 | 150 | 1 | 154000 | FALSE
line_3_3 | bus_DGU_003 | bus_DGU_003 | 3 | 3 | 2.8424 | 0.14212 | 0.71059 | 0 | 150 | 1 | 154000 | FALSE
line_3_3 | bus_DGU_003 | bus_DGU_003 | 3 | 3 | 6.8513 | 0.34257 | 1.7128 | 0 | 150 | 1 | 154000 | FALSE
line_3_93 | bus_DGU_003 | bus_GBD_093 | 3 | 93 | 13.1332 | 0.65666 | 3.2833 | 0 | 150 | 1 | 154000 | FALSE
line_3_93 | bus_DGU_003 | bus_GBD_093 | 3 | 93 | 12.6766 | 0.63383 | 3.1691 | 0 | 150 | 1 | 154000 | FALSE
line_2_2 | bus_GND_002 | bus_GND_002 | 2 | 2 | 2.7961 | 0.1398 | 0.69902 | 0 | 150 | 1 | 154000 | FALSE
line_94_2 | bus_GBD_094 | bus_GND_002 | 94 | 2 | 15.4576 | 0.77288 | 3.8644 | 0 | 150 | 1 | 154000 | FALSE
line_2_95 | bus_GND_002 | bus_GBD_095 | 2 | 95 | 9.7082 | 0.48541 | 2.4271 | 0 | 150 | 1 | 154000 | FALSE
line_96_2 | bus_GBD_096 | bus_GND_002 | 96 | 2 | 13.894 | 0.6947 | 3.4735 | 0 | 150 | 1 | 154000 | FALSE
line_97_2 | bus_GBD_097 | bus_GND_002 | 97 | 2 | 37.8319 | 1.8916 | 9.458 | 0 | 800 | 1 | 345000 | FALSE
line_98_99 | bus_CBD_098 | bus_GBD_099 | 98 | 99 | 71.8397 | 3.592 | 17.9599 | 0 | 800 | 1 | 345000 | FALSE
line_100_101 | bus_DJN_100 | bus_CND_101 | 100 | 101 | 6.3988 | 0.31994 | 1.5997 | 0 | 150 | 1 | 154000 | FALSE
line_68_68 | bus_SEL_068 | bus_SEL_068 | 68 | 68 | 7.1894 | 0.35947 | 1.7974 | 0 | 800 | 1 | 345000 | FALSE
line_68_68 | bus_SEL_068 | bus_SEL_068 | 68 | 68 | 7.3262 | 0.36631 | 1.8316 | 0 | 150 | 1 | 154000 | FALSE
line_101_101 | bus_CND_101 | bus_CND_101 | 101 | 101 | 4.3023 | 0.21511 | 1.0756 | 0 | 150 | 1 | 154000 | FALSE
line_2_102 | bus_GND_002 | bus_GBD_102 | 2 | 102 | 5.8494 | 0.29247 | 1.4624 | 0 | 800 | 1 | 345000 | FALSE
line_178_316 | bus_GGD_178 | bus_GGD_316 | 178 | 316 | 9.7927 | 0.48963 | 2.4482 | 0 | 150 | 1 | 154000 | FALSE
line_68_64 | bus_SEL_068 | bus_GGD_064 | 68 | 64 | 4.6823 | 0.23412 | 1.1706 | 0 | 150 | 1 | 154000 | FALSE
line_64_178 | bus_GGD_064 | bus_GGD_178 | 64 | 178 | 17.9208 | 0.89604 | 4.4802 | 0 | 800 | 1 | 345000 | FALSE
line_68_68 | bus_SEL_068 | bus_SEL_068 | 68 | 68 | 0.17964 | 0.0089822 | 0.044911 | 0 | 800 | 1 | 345000 | FALSE
line_68_68 | bus_SEL_068 | bus_SEL_068 | 68 | 68 | 0.055251 | 0.0027625 | 0.013813 | 0 | 800 | 1 | 345000 | FALSE
line_68_68 | bus_SEL_068 | bus_SEL_068 | 68 | 68 | 0.059948 | 0.0029974 | 0.014987 | 0 | 800 | 1 | 345000 | FALSE
line_68_68 | bus_SEL_068 | bus_SEL_068 | 68 | 68 | 0.33237 | 0.016619 | 0.083094 | 0 | 800 | 1 | 345000 | FALSE
line_68_68 | bus_SEL_068 | bus_SEL_068 | 68 | 68 | 0.054827 | 0.0027413 | 0.013707 | 0 | 800 | 1 | 345000 | FALSE
line_68_68 | bus_SEL_068 | bus_SEL_068 | 68 | 68 | 0.29302 | 0.014651 | 0.073255 | 0 | 800 | 1 | 345000 | FALSE
line_68_68 | bus_SEL_068 | bus_SEL_068 | 68 | 68 | 0.05214 | 0.002607 | 0.013035 | 0 | 800 | 1 | 345000 | FALSE
line_68_68 | bus_SEL_068 | bus_SEL_068 | 68 | 68 | 0.068085 | 0.0034042 | 0.017021 | 0 | 800 | 1 | 345000 | FALSE
line_68_68 | bus_SEL_068 | bus_SEL_068 | 68 | 68 | 0.055926 | 0.0027963 | 0.013982 | 0 | 800 | 1 | 345000 | FALSE
line_68_68 | bus_SEL_068 | bus_SEL_068 | 68 | 68 | 0.2898 | 0.01449 | 0.072449 | 0 | 800 | 1 | 345000 | FALSE
line_68_68 | bus_SEL_068 | bus_SEL_068 | 68 | 68 | 0.063641 | 0.0031821 | 0.01591 | 0 | 800 | 1 | 345000 | FALSE
line_68_68 | bus_SEL_068 | bus_SEL_068 | 68 | 68 | 0.055238 | 0.0027619 | 0.01381 | 0 | 800 | 1 | 345000 | FALSE
line_68_68 | bus_SEL_068 | bus_SEL_068 | 68 | 68 | 0.24146 | 0.012073 | 0.060366 | 0 | 150 | 1 | 154000 | FALSE
line_68_178 | bus_SEL_068 | bus_GGD_178 | 68 | 178 | 9.1672 | 0.45836 | 2.2918 | 0 | 150 | 1 | 154000 | FALSE
line_316_68 | bus_GGD_316 | bus_SEL_068 | 316 | 68 | 9.1739 | 0.4587 | 2.2935 | 0 | 150 | 1 | 154000 | FALSE
line_68_178 | bus_SEL_068 | bus_GGD_178 | 68 | 178 | 18.7922 | 0.93961 | 4.6981 | 0 | 800 | 1 | 345000 | FALSE
line_64_64 | bus_GGD_064 | bus_GGD_064 | 64 | 64 | 1.5729 | 0.078643 | 0.39321 | 0 | 150 | 1 | 154000 | FALSE
line_53_53 | bus_JBD_053 | bus_JBD_053 | 53 | 53 | 3.8883 | 0.19441 | 0.97207 | 0 | 150 | 1 | 154000 | FALSE
line_53_53 | bus_JBD_053 | bus_JBD_053 | 53 | 53 | 5.0172 | 0.25086 | 1.2543 | 0 | 150 | 1 | 154000 | FALSE
line_53_103 | bus_JBD_053 | bus_CND_103 | 53 | 103 | 38.2451 | 1.9123 | 9.5613 | 0 | 150 | 1 | 154000 | FALSE
line_8_8 | bus_CND_008 | bus_CND_008 | 8 | 8 | 0.26551 | 0.013276 | 0.066379 | 0 | 800 | 1 | 345000 | FALSE
line_8_8 | bus_CND_008 | bus_CND_008 | 8 | 8 | 0.26496 | 0.013248 | 0.066239 | 0 | 800 | 1 | 345000 | FALSE
line_8_8 | bus_CND_008 | bus_CND_008 | 8 | 8 | 0.23257 | 0.011629 | 0.058143 | 0 | 800 | 1 | 345000 | FALSE
line_16_16 | bus_CND_016 | bus_CND_016 | 16 | 16 | 0.18921 | 0.0094603 | 0.047302 | 0 | 800 | 1 | 345000 | FALSE
line_16_16 | bus_CND_016 | bus_CND_016 | 16 | 16 | 0.17913 | 0.0089565 | 0.044782 | 0 | 800 | 1 | 345000 | FALSE
line_52_52 | bus_CND_052 | bus_CND_052 | 52 | 52 | 0.48382 | 0.024191 | 0.12095 | 0 | 150 | 1 | 154000 | FALSE
line_8_8 | bus_CND_008 | bus_CND_008 | 8 | 8 | 0.24964 | 0.012482 | 0.06241 | 0 | 800 | 1 | 345000 | FALSE
line_8_8 | bus_CND_008 | bus_CND_008 | 8 | 8 | 0.28321 | 0.01416 | 0.070802 | 0 | 800 | 1 | 345000 | FALSE
line_8_8 | bus_CND_008 | bus_CND_008 | 8 | 8 | 0.20722 | 0.010361 | 0.051805 | 0 | 800 | 1 | 345000 | FALSE
line_8_8 | bus_CND_008 | bus_CND_008 | 8 | 8 | 0.20286 | 0.010143 | 0.050716 | 0 | 800 | 1 | 345000 | FALSE
line_8_8 | bus_CND_008 | bus_CND_008 | 8 | 8 | 0.20096 | 0.010048 | 0.050239 | 0 | 800 | 1 | 345000 | FALSE
line_8_8 | bus_CND_008 | bus_CND_008 | 8 | 8 | 0.25877 | 0.012939 | 0.064694 | 0 | 800 | 1 | 345000 | FALSE
line_8_8 | bus_CND_008 | bus_CND_008 | 8 | 8 | 0.21311 | 0.010655 | 0.053277 | 0 | 800 | 1 | 345000 | FALSE
line_52_16 | bus_CND_052 | bus_CND_016 | 52 | 16 | 11.659 | 0.58295 | 2.9148 | 0 | 150 | 1 | 154000 | FALSE
line_104_53 | bus_JBD_104 | bus_JBD_053 | 104 | 53 | 37.3607 | 1.868 | 9.3402 | 0 | 800 | 1 | 345000 | FALSE
line_101_101 | bus_CND_101 | bus_CND_101 | 101 | 101 | 0.095207 | 0.0047604 | 0.023802 | 0 | 800 | 1 | 345000 | FALSE
line_101_101 | bus_CND_101 | bus_CND_101 | 101 | 101 | 0.099643 | 0.0049821 | 0.024911 | 0 | 800 | 1 | 345000 | FALSE
line_10_10 | bus_CBD_010 | bus_CBD_010 | 10 | 10 | 0.10371 | 0.0051857 | 0.025928 | 0 | 800 | 1 | 345000 | FALSE
line_10_10 | bus_CBD_010 | bus_CBD_010 | 10 | 10 | 0.11656 | 0.0058282 | 0.029141 | 0 | 800 | 1 | 345000 | FALSE
line_101_101 | bus_CND_101 | bus_CND_101 | 101 | 101 | 0.76815 | 0.038408 | 0.19204 | 0 | 800 | 1 | 345000 | FALSE
line_10_10 | bus_CBD_010 | bus_CBD_010 | 10 | 10 | 0.26748 | 0.013374 | 0.066871 | 0 | 800 | 1 | 345000 | FALSE
line_10_10 | bus_CBD_010 | bus_CBD_010 | 10 | 10 | 0.2671 | 0.013355 | 0.066774 | 0 | 800 | 1 | 345000 | FALSE
line_105_106 | bus_GBD_105 | bus_GBD_106 | 105 | 106 | 15.7305 | 0.78653 | 3.9326 | 0 | 800 | 1 | 345000 | FALSE
line_36_92 | bus_USN_036 | bus_GBD_092 | 36 | 92 | 52.7516 | 2.6376 | 13.1879 | 0 | 800 | 1 | 345000 | FALSE
line_36_36 | bus_USN_036 | bus_USN_036 | 36 | 36 | 0.072394 | 0.0036197 | 0.018098 | 0 | 800 | 1 | 345000 | FALSE
line_36_36 | bus_USN_036 | bus_USN_036 | 36 | 36 | 0.12014 | 0.0060072 | 0.030036 | 0 | 800 | 1 | 345000 | FALSE
line_93_93 | bus_GBD_093 | bus_GBD_093 | 93 | 93 | 0.055991 | 0.0027996 | 0.013998 | 0 | 150 | 1 | 154000 | FALSE
line_36_36 | bus_USN_036 | bus_USN_036 | 36 | 36 | 0.067868 | 0.0033934 | 0.016967 | 0 | 800 | 1 | 345000 | FALSE
line_93_93 | bus_GBD_093 | bus_GBD_093 | 93 | 93 | 0.057296 | 0.0028648 | 0.014324 | 0 | 150 | 1 | 154000 | FALSE
line_36_36 | bus_USN_036 | bus_USN_036 | 36 | 36 | 0.11055 | 0.0055273 | 0.027636 | 0 | 800 | 1 | 345000 | FALSE
line_92_92 | bus_GBD_092 | bus_GBD_092 | 92 | 92 | 0.11821 | 0.0059107 | 0.029553 | 0 | 800 | 1 | 345000 | FALSE
line_92_92 | bus_GBD_092 | bus_GBD_092 | 92 | 92 | 0.11146 | 0.0055731 | 0.027866 | 0 | 800 | 1 | 345000 | FALSE
line_92_92 | bus_GBD_092 | bus_GBD_092 | 92 | 92 | 0.11557 | 0.0057786 | 0.028893 | 0 | 800 | 1 | 345000 | FALSE
line_92_92 | bus_GBD_092 | bus_GBD_092 | 92 | 92 | 0.11279 | 0.0056393 | 0.028196 | 0 | 800 | 1 | 345000 | FALSE
line_36_36 | bus_USN_036 | bus_USN_036 | 36 | 36 | 0.069141 | 0.0034571 | 0.017285 | 0 | 800 | 1 | 345000 | FALSE
line_93_93 | bus_GBD_093 | bus_GBD_093 | 93 | 93 | 0.14911 | 0.0074557 | 0.037279 | 0 | 150 | 1 | 154000 | FALSE
line_93_93 | bus_GBD_093 | bus_GBD_093 | 93 | 93 | 0.1465 | 0.0073248 | 0.036624 | 0 | 150 | 1 | 154000 | FALSE
line_36_36 | bus_USN_036 | bus_USN_036 | 36 | 36 | 0.068235 | 0.0034118 | 0.017059 | 0 | 800 | 1 | 345000 | FALSE
line_38_107 | bus_USN_038 | bus_USN_107 | 38 | 107 | 6.9735 | 0.34867 | 1.7434 | 0 | 150 | 1 | 154000 | FALSE
line_38_38 | bus_USN_038 | bus_USN_038 | 38 | 38 | 3.2145 | 0.16072 | 0.80362 | 0 | 150 | 1 | 154000 | FALSE
line_108_109 | bus_USN_108 | bus_USN_109 | 108 | 109 | 9.7002 | 0.48501 | 2.425 | 0 | 150 | 1 | 154000 | FALSE
line_92_110 | bus_GBD_092 | bus_GBD_110 | 92 | 110 | 20.3211 | 1.0161 | 5.0803 | 0 | 150 | 1 | 154000 | FALSE
line_93_93 | bus_GBD_093 | bus_GBD_093 | 93 | 93 | 0.051857 | 0.0025929 | 0.012964 | 0 | 150 | 1 | 154000 | FALSE
line_93_93 | bus_GBD_093 | bus_GBD_093 | 93 | 93 | 0.052722 | 0.0026361 | 0.01318 | 0 | 150 | 1 | 154000 | FALSE
line_97_111 | bus_GBD_097 | bus_GND_111 | 97 | 111 | 65.4216 | 3.2711 | 16.3554 | 0 | 800 | 1 | 345000 | FALSE
line_112_97 | bus_GBD_112 | bus_GBD_097 | 112 | 97 | 23.2593 | 1.163 | 5.8148 | 0 | 800 | 1 | 345000 | FALSE
line_93_113 | bus_GBD_093 | bus_GBD_113 | 93 | 113 | 12.4778 | 0.62389 | 3.1195 | 0 | 150 | 1 | 154000 | FALSE
line_32_32 | bus_GGD_032 | bus_GGD_032 | 32 | 32 | 0.069562 | 0.0034781 | 0.01739 | 0 | 800 | 1 | 345000 | FALSE
line_32_32 | bus_GGD_032 | bus_GGD_032 | 32 | 32 | 0.094706 | 0.0047353 | 0.023677 | 0 | 800 | 1 | 345000 | FALSE
line_73_34 | bus_GBD_073 | bus_GBD_034 | 73 | 34 | 7.9274 | 0.39637 | 1.9818 | 0 | 800 | 1 | 345000 | FALSE
line_35_33 | bus_GBD_035 | bus_GBD_033 | 35 | 33 | 10.0179 | 0.50089 | 2.5045 | 0 | 800 | 1 | 345000 | FALSE
line_32_32 | bus_GGD_032 | bus_GGD_032 | 32 | 32 | 0.28778 | 0.014389 | 0.071944 | 0 | 800 | 1 | 345000 | FALSE
line_32_32 | bus_GGD_032 | bus_GGD_032 | 32 | 32 | 0.21074 | 0.010537 | 0.052685 | 0 | 800 | 1 | 345000 | FALSE
line_32_32 | bus_GGD_032 | bus_GGD_032 | 32 | 32 | 0.33108 | 0.016554 | 0.082771 | 0 | 800 | 1 | 345000 | FALSE
line_32_32 | bus_GGD_032 | bus_GGD_032 | 32 | 32 | 0.17691 | 0.0088456 | 0.044228 | 0 | 800 | 1 | 345000 | FALSE
line_33_33 | bus_GBD_033 | bus_GBD_033 | 33 | 33 | 1.1239 | 0.056197 | 0.28099 | 0 | 800 | 1 | 345000 | FALSE
line_33_33 | bus_GBD_033 | bus_GBD_033 | 33 | 33 | 1.2135 | 0.060675 | 0.30338 | 0 | 800 | 1 | 345000 | FALSE
line_2_2 | bus_GND_002 | bus_GND_002 | 2 | 2 | 0.48589 | 0.024294 | 0.12147 | 0 | 800 | 1 | 345000 | FALSE
line_2_2 | bus_GND_002 | bus_GND_002 | 2 | 2 | 0.48051 | 0.024026 | 0.12013 | 0 | 800 | 1 | 345000 | FALSE
line_2_2 | bus_GND_002 | bus_GND_002 | 2 | 2 | 0.33488 | 0.016744 | 0.08372 | 0 | 800 | 1 | 345000 | FALSE
line_2_2 | bus_GND_002 | bus_GND_002 | 2 | 2 | 0.12091 | 0.0060457 | 0.030228 | 0 | 800 | 1 | 345000 | FALSE
line_2_2 | bus_GND_002 | bus_GND_002 | 2 | 2 | 0.048442 | 0.0024221 | 0.01211 | 0 | 800 | 1 | 345000 | FALSE
line_2_2 | bus_GND_002 | bus_GND_002 | 2 | 2 | 0.17626 | 0.0088131 | 0.044066 | 0 | 800 | 1 | 345000 | FALSE
line_2_2 | bus_GND_002 | bus_GND_002 | 2 | 2 | 0.092681 | 0.0046341 | 0.02317 | 0 | 800 | 1 | 345000 | FALSE
line_114_32 | bus_GBD_114 | bus_GGD_032 | 114 | 32 | 106.302 | 5.3151 | 26.5755 | 0 | 800 | 1 | 345000 | FALSE
line_2_2 | bus_GND_002 | bus_GND_002 | 2 | 2 | 0.12242 | 0.0061212 | 0.030606 | 0 | 800 | 1 | 345000 | FALSE
line_2_2 | bus_GND_002 | bus_GND_002 | 2 | 2 | 0.34161 | 0.01708 | 0.085402 | 0 | 800 | 1 | 345000 | FALSE
line_2_2 | bus_GND_002 | bus_GND_002 | 2 | 2 | 0.44337 | 0.022169 | 0.11084 | 0 | 800 | 1 | 345000 | FALSE
line_2_2 | bus_GND_002 | bus_GND_002 | 2 | 2 | 0.32289 | 0.016144 | 0.080722 | 0 | 800 | 1 | 345000 | FALSE
line_2_2 | bus_GND_002 | bus_GND_002 | 2 | 2 | 0.22277 | 0.011138 | 0.055692 | 0 | 800 | 1 | 345000 | FALSE
line_2_2 | bus_GND_002 | bus_GND_002 | 2 | 2 | 0.21789 | 0.010895 | 0.054473 | 0 | 800 | 1 | 345000 | FALSE
line_2_2 | bus_GND_002 | bus_GND_002 | 2 | 2 | 0.302 | 0.0151 | 0.075499 | 0 | 800 | 1 | 345000 | FALSE
line_96_115 | bus_GBD_096 | bus_GBD_115 | 96 | 115 | 37.9511 | 1.8976 | 9.4878 | 0 | 150 | 1 | 154000 | FALSE
line_97_97 | bus_GBD_097 | bus_GBD_097 | 97 | 97 | 0.043522 | 0.0021761 | 0.01088 | 0 | 800 | 1 | 345000 | FALSE
line_97_97 | bus_GBD_097 | bus_GBD_097 | 97 | 97 | 0.12714 | 0.0063571 | 0.031785 | 0 | 800 | 1 | 345000 | FALSE
line_97_97 | bus_GBD_097 | bus_GBD_097 | 97 | 97 | 0.044348 | 0.0022174 | 0.011087 | 0 | 800 | 1 | 345000 | FALSE
line_97_97 | bus_GBD_097 | bus_GBD_097 | 97 | 97 | 0.039067 | 0.0019534 | 0.0097669 | 0 | 800 | 1 | 345000 | FALSE
line_97_97 | bus_GBD_097 | bus_GBD_097 | 97 | 97 | 0.039192 | 0.0019596 | 0.009798 | 0 | 800 | 1 | 345000 | FALSE
line_97_97 | bus_GBD_097 | bus_GBD_097 | 97 | 97 | 0.052805 | 0.0026402 | 0.013201 | 0 | 800 | 1 | 345000 | FALSE
line_97_97 | bus_GBD_097 | bus_GBD_097 | 97 | 97 | 0.051237 | 0.0025619 | 0.012809 | 0 | 800 | 1 | 345000 | FALSE
line_97_97 | bus_GBD_097 | bus_GBD_097 | 97 | 97 | 1.322 | 0.066101 | 0.3305 | 0 | 800 | 1 | 345000 | FALSE
line_6_6 | bus_GGD_006 | bus_GGD_006 | 6 | 6 | 0.11176 | 0.005588 | 0.02794 | 0 | 150 | 1 | 154000 | FALSE
line_110_110 | bus_GBD_110 | bus_GBD_110 | 110 | 110 | 0.23306 | 0.011653 | 0.058266 | 0 | 150 | 1 | 154000 | FALSE
line_6_6 | bus_GGD_006 | bus_GGD_006 | 6 | 6 | 0.13588 | 0.0067939 | 0.033969 | 0 | 150 | 1 | 154000 | FALSE
line_97_97 | bus_GBD_097 | bus_GBD_097 | 97 | 97 | 0.12668 | 0.0063339 | 0.031669 | 0 | 800 | 1 | 345000 | FALSE
line_110_110 | bus_GBD_110 | bus_GBD_110 | 110 | 110 | 0.25037 | 0.012518 | 0.062592 | 0 | 150 | 1 | 154000 | FALSE
line_6_6 | bus_GGD_006 | bus_GGD_006 | 6 | 6 | 0.091937 | 0.0045969 | 0.022984 | 0 | 150 | 1 | 154000 | FALSE
line_6_6 | bus_GGD_006 | bus_GGD_006 | 6 | 6 | 0.12589 | 0.0062943 | 0.031471 | 0 | 150 | 1 | 154000 | FALSE
line_6_6 | bus_GGD_006 | bus_GGD_006 | 6 | 6 | 0.10255 | 0.0051277 | 0.025638 | 0 | 150 | 1 | 154000 | FALSE
line_6_6 | bus_GGD_006 | bus_GGD_006 | 6 | 6 | 0.11852 | 0.0059259 | 0.029629 | 0 | 150 | 1 | 154000 | FALSE
line_36_37 | bus_USN_036 | bus_GBD_037 | 36 | 37 | 9.6453 | 0.48227 | 2.4113 | 0 | 150 | 1 | 154000 | FALSE
line_10_116 | bus_CBD_010 | bus_CBD_116 | 10 | 116 | 33.3671 | 1.6684 | 8.3418 | 0 | 800 | 1 | 345000 | FALSE
line_64_64 | bus_GGD_064 | bus_GGD_064 | 64 | 64 | 0.091063 | 0.0045532 | 0.022766 | 0 | 800 | 1 | 345000 | FALSE
line_21_21 | bus_GGD_021 | bus_GGD_021 | 21 | 21 | 0.43633 | 0.021817 | 0.10908 | 0 | 800 | 1 | 345000 | FALSE
line_21_21 | bus_GGD_021 | bus_GGD_021 | 21 | 21 | 0.078634 | 0.0039317 | 0.019658 | 0 | 800 | 1 | 345000 | FALSE
line_64_64 | bus_GGD_064 | bus_GGD_064 | 64 | 64 | 0.1323 | 0.0066152 | 0.033076 | 0 | 800 | 1 | 345000 | FALSE
line_10_10 | bus_CBD_010 | bus_CBD_010 | 10 | 10 | 0.28229 | 0.014114 | 0.070572 | 0 | 800 | 1 | 345000 | FALSE
line_10_10 | bus_CBD_010 | bus_CBD_010 | 10 | 10 | 0.26315 | 0.013157 | 0.065787 | 0 | 800 | 1 | 345000 | FALSE
line_6_6 | bus_GGD_006 | bus_GGD_006 | 6 | 6 | 1.0686 | 0.05343 | 0.26715 | 0 | 150 | 1 | 154000 | FALSE
line_110_110 | bus_GBD_110 | bus_GBD_110 | 110 | 110 | 0.71204 | 0.035602 | 0.17801 | 0 | 150 | 1 | 154000 | FALSE
line_110_117 | bus_GBD_110 | bus_GBD_117 | 110 | 117 | 20.8932 | 1.0447 | 5.2233 | 0 | 150 | 1 | 154000 | FALSE
line_97_118 | bus_GBD_097 | bus_GND_118 | 97 | 118 | 33.1405 | 1.657 | 8.2851 | 0 | 150 | 1 | 154000 | FALSE
line_43_119 | bus_GWJ_043 | bus_JBD_119 | 43 | 119 | 69.1526 | 3.4576 | 17.2882 | 0 | 800 | 1 | 345000 | FALSE
line_43_43 | bus_GWJ_043 | bus_GWJ_043 | 43 | 43 | 0.060618 | 0.0030309 | 0.015154 | 0 | 800 | 1 | 345000 | FALSE
line_43_43 | bus_GWJ_043 | bus_GWJ_043 | 43 | 43 | 0.054395 | 0.0027197 | 0.013599 | 0 | 800 | 1 | 345000 | FALSE
line_43_43 | bus_GWJ_043 | bus_GWJ_043 | 43 | 43 | 0.060237 | 0.0030118 | 0.015059 | 0 | 800 | 1 | 345000 | FALSE
line_43_43 | bus_GWJ_043 | bus_GWJ_043 | 43 | 43 | 0.059517 | 0.0029759 | 0.014879 | 0 | 800 | 1 | 345000 | FALSE
line_43_43 | bus_GWJ_043 | bus_GWJ_043 | 43 | 43 | 0.062311 | 0.0031155 | 0.015578 | 0 | 800 | 1 | 345000 | FALSE
line_43_43 | bus_GWJ_043 | bus_GWJ_043 | 43 | 43 | 0.058437 | 0.0029219 | 0.014609 | 0 | 800 | 1 | 345000 | FALSE
line_43_120 | bus_GWJ_043 | bus_JND_120 | 43 | 120 | 44.6336 | 2.2317 | 11.1584 | 0 | 800 | 1 | 345000 | FALSE
line_121_122 | bus_JBD_121 | bus_JBD_122 | 121 | 122 | 15.5929 | 0.77965 | 3.8982 | 0 | 150 | 1 | 154000 | FALSE
line_119_119 | bus_JBD_119 | bus_JBD_119 | 119 | 119 | 0.053439 | 0.002672 | 0.01336 | 0 | 800 | 1 | 345000 | FALSE
line_119_119 | bus_JBD_119 | bus_JBD_119 | 119 | 119 | 0.058638 | 0.0029319 | 0.01466 | 0 | 800 | 1 | 345000 | FALSE
line_119_119 | bus_JBD_119 | bus_JBD_119 | 119 | 119 | 0.052173 | 0.0026086 | 0.013043 | 0 | 800 | 1 | 345000 | FALSE
line_119_119 | bus_JBD_119 | bus_JBD_119 | 119 | 119 | 0.049757 | 0.0024878 | 0.012439 | 0 | 800 | 1 | 345000 | FALSE
line_44_119 | bus_JBD_044 | bus_JBD_119 | 44 | 119 | 16.656 | 0.8328 | 4.164 | 0 | 800 | 1 | 345000 | FALSE
line_111_119 | bus_GND_111 | bus_JBD_119 | 111 | 119 | 77.4143 | 3.8707 | 19.3536 | 0 | 800 | 1 | 345000 | FALSE
line_104_80 | bus_JBD_104 | bus_JBD_080 | 104 | 80 | 11.6123 | 0.58062 | 2.9031 | 0 | 800 | 1 | 345000 | FALSE
line_80_80 | bus_JBD_080 | bus_JBD_080 | 80 | 80 | 2.1695 | 0.10847 | 0.54237 | 0 | 800 | 1 | 345000 | FALSE
line_80_80 | bus_JBD_080 | bus_JBD_080 | 80 | 80 | 1.2856 | 0.064282 | 0.32141 | 0 | 800 | 1 | 345000 | FALSE
line_111_111 | bus_GND_111 | bus_GND_111 | 111 | 111 | 0.21536 | 0.010768 | 0.053841 | 0 | 800 | 1 | 345000 | FALSE
line_111_123 | bus_GND_111 | bus_GND_123 | 111 | 123 | 50.4165 | 2.5208 | 12.6041 | 0 | 800 | 1 | 345000 | FALSE
line_111_111 | bus_GND_111 | bus_GND_111 | 111 | 111 | 0.31739 | 0.015869 | 0.079347 | 0 | 800 | 1 | 345000 | FALSE
line_111_111 | bus_GND_111 | bus_GND_111 | 111 | 111 | 0.35649 | 0.017824 | 0.089122 | 0 | 800 | 1 | 345000 | FALSE
line_111_111 | bus_GND_111 | bus_GND_111 | 111 | 111 | 0.072993 | 0.0036496 | 0.018248 | 0 | 800 | 1 | 345000 | FALSE
line_124_124 | bus_GND_124 | bus_GND_124 | 124 | 124 | 7.0174 | 0.35087 | 1.7544 | 0 | 800 | 1 | 345000 | FALSE
line_124_124 | bus_GND_124 | bus_GND_124 | 124 | 124 | 7.5348 | 0.37674 | 1.8837 | 0 | 800 | 1 | 345000 | FALSE
line_125_124 | bus_GND_125 | bus_GND_124 | 125 | 124 | 22.3918 | 1.1196 | 5.598 | 0 | 150 | 1 | 154000 | FALSE
line_111_111 | bus_GND_111 | bus_GND_111 | 111 | 111 | 0.16262 | 0.0081309 | 0.040655 | 0 | 800 | 1 | 345000 | FALSE
line_111_111 | bus_GND_111 | bus_GND_111 | 111 | 111 | 0.54161 | 0.027081 | 0.1354 | 0 | 800 | 1 | 345000 | FALSE
line_111_111 | bus_GND_111 | bus_GND_111 | 111 | 111 | 0.17042 | 0.008521 | 0.042605 | 0 | 800 | 1 | 345000 | FALSE
line_111_111 | bus_GND_111 | bus_GND_111 | 111 | 111 | 0.13994 | 0.0069972 | 0.034986 | 0 | 800 | 1 | 345000 | FALSE
line_111_111 | bus_GND_111 | bus_GND_111 | 111 | 111 | 0.13893 | 0.0069466 | 0.034733 | 0 | 800 | 1 | 345000 | FALSE
line_111_111 | bus_GND_111 | bus_GND_111 | 111 | 111 | 0.16158 | 0.008079 | 0.040395 | 0 | 800 | 1 | 345000 | FALSE
line_111_111 | bus_GND_111 | bus_GND_111 | 111 | 111 | 0.17983 | 0.0089916 | 0.044958 | 0 | 800 | 1 | 345000 | FALSE
line_111_111 | bus_GND_111 | bus_GND_111 | 111 | 111 | 0.1637 | 0.0081851 | 0.040925 | 0 | 800 | 1 | 345000 | FALSE
line_111_111 | bus_GND_111 | bus_GND_111 | 111 | 111 | 0.17785 | 0.0088924 | 0.044462 | 0 | 800 | 1 | 345000 | FALSE
line_126_123 | bus_GND_126 | bus_GND_123 | 126 | 123 | 67.3713 | 3.3686 | 16.8428 | 0 | 800 | 1 | 345000 | FALSE
line_123_123 | bus_GND_123 | bus_GND_123 | 123 | 123 | 0.17736 | 0.008868 | 0.04434 | 0 | 800 | 1 | 345000 | FALSE
line_123_123 | bus_GND_123 | bus_GND_123 | 123 | 123 | 0.32045 | 0.016022 | 0.080112 | 0 | 800 | 1 | 345000 | FALSE
line_123_123 | bus_GND_123 | bus_GND_123 | 123 | 123 | 0.23508 | 0.011754 | 0.058771 | 0 | 800 | 1 | 345000 | FALSE
line_123_123 | bus_GND_123 | bus_GND_123 | 123 | 123 | 0.25218 | 0.012609 | 0.063044 | 0 | 800 | 1 | 345000 | FALSE
line_123_123 | bus_GND_123 | bus_GND_123 | 123 | 123 | 0.15385 | 0.0076927 | 0.038463 | 0 | 800 | 1 | 345000 | FALSE
line_126_127 | bus_GND_126 | bus_GND_127 | 126 | 127 | 80.4079 | 4.0204 | 20.102 | 0 | 800 | 1 | 345000 | FALSE
line_123_123 | bus_GND_123 | bus_GND_123 | 123 | 123 | 0.29486 | 0.014743 | 0.073716 | 0 | 800 | 1 | 345000 | FALSE
line_128_123 | bus_GND_128 | bus_GND_123 | 128 | 123 | 17.8642 | 0.89321 | 4.466 | 0 | 150 | 1 | 154000 | FALSE
line_123_230 | bus_GND_123 | bus_GND_230 | 123 | 230 | 28.9505 | 1.4475 | 7.2376 | 0 | 800 | 1 | 345000 | FALSE
line_62_230 | bus_BSN_062 | bus_GND_230 | 62 | 230 | 41.5696 | 2.0785 | 10.3924 | 0 | 800 | 1 | 345000 | FALSE
line_129_63 | bus_GND_129 | bus_GND_063 | 129 | 63 | 21.4252 | 1.0713 | 5.3563 | 0 | 150 | 1 | 154000 | FALSE
line_111_130 | bus_GND_111 | bus_GND_130 | 111 | 130 | 57.0233 | 2.8512 | 14.2558 | 0 | 800 | 1 | 345000 | FALSE
line_62_62 | bus_BSN_062 | bus_BSN_062 | 62 | 62 | 0.12048 | 0.0060238 | 0.030119 | 0 | 800 | 1 | 345000 | FALSE
line_62_62 | bus_BSN_062 | bus_BSN_062 | 62 | 62 | 0.11239 | 0.0056197 | 0.028098 | 0 | 800 | 1 | 345000 | FALSE
line_63_131 | bus_GND_063 | bus_GND_131 | 63 | 131 | 19.849 | 0.99245 | 4.9622 | 0 | 150 | 1 | 154000 | FALSE
line_40_40 | bus_BSN_040 | bus_BSN_040 | 40 | 40 | 5.1565 | 0.25782 | 1.2891 | 0 | 800 | 1 | 345000 | FALSE
line_63_131 | bus_GND_063 | bus_GND_131 | 63 | 131 | 20.3689 | 1.0184 | 5.0922 | 0 | 150 | 1 | 154000 | FALSE
line_111_111 | bus_GND_111 | bus_GND_111 | 111 | 111 | 0.10817 | 0.0054087 | 0.027043 | 0 | 800 | 1 | 345000 | FALSE
line_124_124 | bus_GND_124 | bus_GND_124 | 124 | 124 | 0.12758 | 0.0063788 | 0.031894 | 0 | 800 | 1 | 345000 | FALSE
line_124_124 | bus_GND_124 | bus_GND_124 | 124 | 124 | 0.13288 | 0.0066442 | 0.033221 | 0 | 800 | 1 | 345000 | FALSE
line_40_40 | bus_BSN_040 | bus_BSN_040 | 40 | 40 | 0.075665 | 0.0037832 | 0.018916 | 0 | 800 | 1 | 345000 | FALSE
line_124_124 | bus_GND_124 | bus_GND_124 | 124 | 124 | 0.14411 | 0.0072053 | 0.036027 | 0 | 800 | 1 | 345000 | FALSE
line_124_124 | bus_GND_124 | bus_GND_124 | 124 | 124 | 0.14077 | 0.0070384 | 0.035192 | 0 | 800 | 1 | 345000 | FALSE
line_124_124 | bus_GND_124 | bus_GND_124 | 124 | 124 | 0.090913 | 0.0045456 | 0.022728 | 0 | 800 | 1 | 345000 | FALSE
line_40_40 | bus_BSN_040 | bus_BSN_040 | 40 | 40 | 0.083278 | 0.0041639 | 0.02082 | 0 | 800 | 1 | 345000 | FALSE
line_40_40 | bus_BSN_040 | bus_BSN_040 | 40 | 40 | 0.071915 | 0.0035958 | 0.017979 | 0 | 800 | 1 | 345000 | FALSE
line_111_111 | bus_GND_111 | bus_GND_111 | 111 | 111 | 0.10183 | 0.0050916 | 0.025458 | 0 | 800 | 1 | 345000 | FALSE
line_63_63 | bus_GND_063 | bus_GND_063 | 63 | 63 | 1.6908 | 0.08454 | 0.4227 | 0 | 150 | 1 | 154000 | FALSE
line_124_124 | bus_GND_124 | bus_GND_124 | 124 | 124 | 0.71263 | 0.035632 | 0.17816 | 0 | 800 | 1 | 345000 | FALSE
line_40_40 | bus_BSN_040 | bus_BSN_040 | 40 | 40 | 0.08054 | 0.004027 | 0.020135 | 0 | 800 | 1 | 345000 | FALSE
line_124_124 | bus_GND_124 | bus_GND_124 | 124 | 124 | 0.72739 | 0.036369 | 0.18185 | 0 | 800 | 1 | 345000 | FALSE
line_124_124 | bus_GND_124 | bus_GND_124 | 124 | 124 | 0.096633 | 0.0048317 | 0.024158 | 0 | 800 | 1 | 345000 | FALSE
line_230_124 | bus_GND_230 | bus_GND_124 | 230 | 124 | 1.6912 | 0.08456 | 0.4228 | 0 | 800 | 1 | 345000 | FALSE
line_124_124 | bus_GND_124 | bus_GND_124 | 124 | 124 | 0.18061 | 0.0090307 | 0.045153 | 0 | 800 | 1 | 345000 | FALSE
line_119_132 | bus_JBD_119 | bus_JND_132 | 119 | 132 | 54.9599 | 2.748 | 13.74 | 0 | 800 | 1 | 345000 | FALSE
line_43_43 | bus_GWJ_043 | bus_GWJ_043 | 43 | 43 | 0.038633 | 0.0019317 | 0.0096583 | 0 | 150 | 1 | 154000 | FALSE
line_43_43 | bus_GWJ_043 | bus_GWJ_043 | 43 | 43 | 0.069879 | 0.003494 | 0.01747 | 0 | 150 | 1 | 154000 | FALSE
line_43_43 | bus_GWJ_043 | bus_GWJ_043 | 43 | 43 | 0.046647 | 0.0023323 | 0.011662 | 0 | 150 | 1 | 154000 | FALSE
line_43_43 | bus_GWJ_043 | bus_GWJ_043 | 43 | 43 | 0.059813 | 0.0029906 | 0.014953 | 0 | 150 | 1 | 154000 | FALSE
line_43_43 | bus_GWJ_043 | bus_GWJ_043 | 43 | 43 | 0.047214 | 0.0023607 | 0.011803 | 0 | 150 | 1 | 154000 | FALSE
line_43_43 | bus_GWJ_043 | bus_GWJ_043 | 43 | 43 | 0.044084 | 0.0022042 | 0.011021 | 0 | 150 | 1 | 154000 | FALSE
line_43_43 | bus_GWJ_043 | bus_GWJ_043 | 43 | 43 | 0.090229 | 0.0045115 | 0.022557 | 0 | 150 | 1 | 154000 | FALSE
line_43_43 | bus_GWJ_043 | bus_GWJ_043 | 43 | 43 | 0.079863 | 0.0039931 | 0.019966 | 0 | 150 | 1 | 154000 | FALSE
line_43_43 | bus_GWJ_043 | bus_GWJ_043 | 43 | 43 | 0.052678 | 0.0026339 | 0.01317 | 0 | 150 | 1 | 154000 | FALSE
line_43_43 | bus_GWJ_043 | bus_GWJ_043 | 43 | 43 | 0.089513 | 0.0044757 | 0.022378 | 0 | 150 | 1 | 154000 | FALSE
line_43_133 | bus_GWJ_043 | bus_GWJ_133 | 43 | 133 | 15.0439 | 0.75219 | 3.761 | 0 | 150 | 1 | 154000 | FALSE
line_134_134 | bus_JND_134 | bus_JND_134 | 134 | 134 | 0.20097 | 0.010049 | 0.050243 | 0 | 800 | 1 | 345000 | FALSE
line_134_134 | bus_JND_134 | bus_JND_134 | 134 | 134 | 0.10924 | 0.0054619 | 0.027309 | 0 | 800 | 1 | 345000 | FALSE
line_119_119 | bus_JBD_119 | bus_JBD_119 | 119 | 119 | 0.07596 | 0.003798 | 0.01899 | 0 | 800 | 1 | 345000 | FALSE
line_119_119 | bus_JBD_119 | bus_JBD_119 | 119 | 119 | 0.09334 | 0.004667 | 0.023335 | 0 | 800 | 1 | 345000 | FALSE
line_119_119 | bus_JBD_119 | bus_JBD_119 | 119 | 119 | 0.07669 | 0.0038345 | 0.019172 | 0 | 800 | 1 | 345000 | FALSE
line_43_43 | bus_GWJ_043 | bus_GWJ_043 | 43 | 43 | 0.11614 | 0.0058068 | 0.029034 | 0 | 150 | 1 | 154000 | FALSE
line_134_134 | bus_JND_134 | bus_JND_134 | 134 | 134 | 0.20149 | 0.010074 | 0.050371 | 0 | 800 | 1 | 345000 | FALSE
line_134_134 | bus_JND_134 | bus_JND_134 | 134 | 134 | 0.10835 | 0.0054176 | 0.027088 | 0 | 800 | 1 | 345000 | FALSE
line_119_119 | bus_JBD_119 | bus_JBD_119 | 119 | 119 | 0.09956 | 0.004978 | 0.02489 | 0 | 800 | 1 | 345000 | FALSE
line_43_43 | bus_GWJ_043 | bus_GWJ_043 | 43 | 43 | 2.7623 | 0.13811 | 0.69057 | 0 | 150 | 1 | 154000 | FALSE
line_134_77 | bus_JND_134 | bus_JND_077 | 134 | 77 | 128.1295 | 6.4065 | 32.0324 | 0 | 800 | 1 | 345000 | FALSE
line_130_134 | bus_GND_130 | bus_JND_134 | 130 | 134 | 29.3172 | 1.4659 | 7.3293 | 0 | 800 | 1 | 345000 | FALSE
line_134_134 | bus_JND_134 | bus_JND_134 | 134 | 134 | 0.20662 | 0.010331 | 0.051655 | 0 | 800 | 1 | 345000 | FALSE
line_135_135 | bus_CND_135 | bus_CND_135 | 135 | 135 | 3.9947 | 0.19973 | 0.99866 | 0 | 150 | 1 | 154000 | FALSE
line_136_136 | bus_JND_136 | bus_JND_136 | 136 | 136 | 2.6923 | 0.13461 | 0.67307 | 0 | 150 | 1 | 154000 | FALSE
line_134_134 | bus_JND_134 | bus_JND_134 | 134 | 134 | 0.24408 | 0.012204 | 0.06102 | 0 | 800 | 1 | 345000 | FALSE
line_136_136 | bus_JND_136 | bus_JND_136 | 136 | 136 | 0.062043 | 0.0031022 | 0.015511 | 0 | 150 | 1 | 154000 | FALSE
line_136_136 | bus_JND_136 | bus_JND_136 | 136 | 136 | 0.067302 | 0.0033651 | 0.016826 | 0 | 150 | 1 | 154000 | FALSE
line_136_136 | bus_JND_136 | bus_JND_136 | 136 | 136 | 8.9864 | 0.44932 | 2.2466 | 0 | 150 | 1 | 154000 | FALSE
line_134_134 | bus_JND_134 | bus_JND_134 | 134 | 134 | 0.11372 | 0.005686 | 0.02843 | 0 | 800 | 1 | 345000 | FALSE
line_134_134 | bus_JND_134 | bus_JND_134 | 134 | 134 | 0.12575 | 0.0062876 | 0.031438 | 0 | 800 | 1 | 345000 | FALSE
line_134_134 | bus_JND_134 | bus_JND_134 | 134 | 134 | 0.11665 | 0.0058327 | 0.029163 | 0 | 800 | 1 | 345000 | FALSE
line_136_136 | bus_JND_136 | bus_JND_136 | 136 | 136 | 5.1203 | 0.25601 | 1.2801 | 0 | 150 | 1 | 154000 | FALSE
line_53_53 | bus_JBD_053 | bus_JBD_053 | 53 | 53 | 0.12872 | 0.006436 | 0.03218 | 0 | 800 | 1 | 345000 | FALSE
line_134_134 | bus_JND_134 | bus_JND_134 | 134 | 134 | 0.12874 | 0.0064368 | 0.032184 | 0 | 800 | 1 | 345000 | FALSE
line_134_134 | bus_JND_134 | bus_JND_134 | 134 | 134 | 0.13735 | 0.0068677 | 0.034338 | 0 | 800 | 1 | 345000 | FALSE
line_134_134 | bus_JND_134 | bus_JND_134 | 134 | 134 | 0.1224 | 0.0061199 | 0.030599 | 0 | 800 | 1 | 345000 | FALSE
line_53_53 | bus_JBD_053 | bus_JBD_053 | 53 | 53 | 0.13897 | 0.0069486 | 0.034743 | 0 | 800 | 1 | 345000 | FALSE
line_134_134 | bus_JND_134 | bus_JND_134 | 134 | 134 | 0.36047 | 0.018023 | 0.090117 | 0 | 800 | 1 | 345000 | FALSE
line_134_132 | bus_JND_134 | bus_JND_132 | 134 | 132 | 12.8608 | 0.64304 | 3.2152 | 0 | 800 | 1 | 345000 | FALSE
line_137_243 | bus_JND_137 | bus_JND_243 | 137 | 243 | 19.0016 | 0.95008 | 4.7504 | 0 | 150 | 1 | 154000 | FALSE
line_138_139 | bus_CBD_138 | bus_GBD_139 | 138 | 139 | 67.4021 | 3.3701 | 16.8505 | 0 | 150 | 1 | 154000 | FALSE
line_8_135 | bus_CND_008 | bus_CND_135 | 8 | 135 | 17.7413 | 0.88706 | 4.4353 | 0 | 150 | 1 | 154000 | FALSE
line_140_141 | bus_CND_140 | bus_SJN_141 | 140 | 141 | 17.5702 | 0.87851 | 4.3925 | 0 | 150 | 1 | 154000 | FALSE
line_132_142 | bus_JND_132 | bus_JND_142 | 132 | 142 | 43.6723 | 2.1836 | 10.9181 | 0 | 800 | 1 | 345000 | FALSE
line_132_143 | bus_JND_132 | bus_JND_143 | 132 | 143 | 33.057 | 1.6528 | 8.2642 | 0 | 150 | 1 | 154000 | FALSE
line_135_140 | bus_CND_135 | bus_CND_140 | 135 | 140 | 27.7028 | 1.3851 | 6.9257 | 0 | 150 | 1 | 154000 | FALSE
line_53_144 | bus_JBD_053 | bus_JBD_144 | 53 | 144 | 34.9761 | 1.7488 | 8.744 | 0 | 800 | 1 | 345000 | FALSE
line_124_124 | bus_GND_124 | bus_GND_124 | 124 | 124 | 3.8674 | 0.19337 | 0.96686 | 0 | 800 | 1 | 345000 | FALSE
line_124_124 | bus_GND_124 | bus_GND_124 | 124 | 124 | 3.2677 | 0.16338 | 0.81692 | 0 | 150 | 1 | 154000 | FALSE
line_111_145 | bus_GND_111 | bus_GND_145 | 111 | 145 | 46.4869 | 2.3243 | 11.6217 | 0 | 150 | 1 | 154000 | FALSE
line_124_124 | bus_GND_124 | bus_GND_124 | 124 | 124 | 0.061525 | 0.0030763 | 0.015381 | 0 | 150 | 1 | 154000 | FALSE
line_124_124 | bus_GND_124 | bus_GND_124 | 124 | 124 | 0.061211 | 0.0030606 | 0.015303 | 0 | 150 | 1 | 154000 | FALSE
line_124_124 | bus_GND_124 | bus_GND_124 | 124 | 124 | 0.070103 | 0.0035051 | 0.017526 | 0 | 150 | 1 | 154000 | FALSE
line_124_124 | bus_GND_124 | bus_GND_124 | 124 | 124 | 0.062142 | 0.0031071 | 0.015536 | 0 | 150 | 1 | 154000 | FALSE
line_124_124 | bus_GND_124 | bus_GND_124 | 124 | 124 | 0.080115 | 0.0040057 | 0.020029 | 0 | 150 | 1 | 154000 | FALSE
line_111_111 | bus_GND_111 | bus_GND_111 | 111 | 111 | 0.14621 | 0.0073106 | 0.036553 | 0 | 150 | 1 | 154000 | FALSE
line_128_128 | bus_GND_128 | bus_GND_128 | 128 | 128 | 0.098576 | 0.0049288 | 0.024644 | 0 | 150 | 1 | 154000 | FALSE
line_124_124 | bus_GND_124 | bus_GND_124 | 124 | 124 | 0.091247 | 0.0045623 | 0.022812 | 0 | 150 | 1 | 154000 | FALSE
line_124_124 | bus_GND_124 | bus_GND_124 | 124 | 124 | 0.058316 | 0.0029158 | 0.014579 | 0 | 150 | 1 | 154000 | FALSE
line_124_124 | bus_GND_124 | bus_GND_124 | 124 | 124 | 0.054076 | 0.0027038 | 0.013519 | 0 | 150 | 1 | 154000 | FALSE
line_124_124 | bus_GND_124 | bus_GND_124 | 124 | 124 | 0.064629 | 0.0032315 | 0.016157 | 0 | 150 | 1 | 154000 | FALSE
line_124_124 | bus_GND_124 | bus_GND_124 | 124 | 124 | 0.067781 | 0.003389 | 0.016945 | 0 | 150 | 1 | 154000 | FALSE
line_124_124 | bus_GND_124 | bus_GND_124 | 124 | 124 | 0.051794 | 0.0025897 | 0.012949 | 0 | 150 | 1 | 154000 | FALSE
line_124_124 | bus_GND_124 | bus_GND_124 | 124 | 124 | 6.6648 | 0.33324 | 1.6662 | 0 | 150 | 1 | 154000 | FALSE
line_146_147 | bus_JND_146 | bus_JND_147 | 146 | 147 | 7.6563 | 0.38281 | 1.9141 | 0 | 150 | 1 | 154000 | FALSE
line_134_134 | bus_JND_134 | bus_JND_134 | 134 | 134 | 0.17114 | 0.0085572 | 0.042786 | 0 | 150 | 1 | 154000 | FALSE
line_134_134 | bus_JND_134 | bus_JND_134 | 134 | 134 | 0.16343 | 0.0081714 | 0.040857 | 0 | 150 | 1 | 154000 | FALSE
line_134_134 | bus_JND_134 | bus_JND_134 | 134 | 134 | 0.16628 | 0.0083139 | 0.04157 | 0 | 150 | 1 | 154000 | FALSE
line_134_134 | bus_JND_134 | bus_JND_134 | 134 | 134 | 0.14948 | 0.0074742 | 0.037371 | 0 | 150 | 1 | 154000 | FALSE
line_134_134 | bus_JND_134 | bus_JND_134 | 134 | 134 | 0.16317 | 0.0081586 | 0.040793 | 0 | 150 | 1 | 154000 | FALSE
line_134_148 | bus_JND_134 | bus_GND_148 | 134 | 148 | 26.2623 | 1.3131 | 6.5656 | 0 | 150 | 1 | 154000 | FALSE
line_124_124 | bus_GND_124 | bus_GND_124 | 124 | 124 | 12.6018 | 0.63009 | 3.1505 | 0 | 150 | 1 | 154000 | FALSE
line_134_134 | bus_JND_134 | bus_JND_134 | 134 | 134 | 0.15446 | 0.007723 | 0.038615 | 0 | 150 | 1 | 154000 | FALSE
line_134_132 | bus_JND_134 | bus_JND_132 | 134 | 132 | 12.5495 | 0.62748 | 3.1374 | 0 | 150 | 1 | 154000 | FALSE
line_128_149 | bus_GND_128 | bus_GND_149 | 128 | 149 | 13.1172 | 0.65586 | 3.2793 | 0 | 150 | 1 | 154000 | FALSE
line_150_111 | bus_GND_150 | bus_GND_111 | 150 | 111 | 19.3062 | 0.96531 | 4.8266 | 0 | 150 | 1 | 154000 | FALSE
line_124_124 | bus_GND_124 | bus_GND_124 | 124 | 124 | 1.4912 | 0.074559 | 0.37279 | 0 | 150 | 1 | 154000 | FALSE
line_151_111 | bus_GND_151 | bus_GND_111 | 151 | 111 | 20.4804 | 1.024 | 5.1201 | 0 | 150 | 1 | 154000 | FALSE
line_124_124 | bus_GND_124 | bus_GND_124 | 124 | 124 | 1.7431 | 0.087154 | 0.43577 | 0 | 150 | 1 | 154000 | FALSE
line_152_316 | bus_GGD_152 | bus_GGD_316 | 152 | 316 | 4.9715 | 0.24858 | 1.2429 | 0 | 800 | 1 | 345000 | FALSE
line_152_152 | bus_GGD_152 | bus_GGD_152 | 152 | 152 | 3.084 | 0.1542 | 0.77099 | 0 | 150 | 1 | 154000 | FALSE
line_64_178 | bus_GGD_064 | bus_GGD_178 | 64 | 178 | 12.5487 | 0.62743 | 3.1372 | 0 | 150 | 1 | 154000 | FALSE
line_152_316 | bus_GGD_152 | bus_GGD_316 | 152 | 316 | 3.2376 | 0.16188 | 0.8094 | 0 | 150 | 1 | 154000 | FALSE
line_152_152 | bus_GGD_152 | bus_GGD_152 | 152 | 152 | 3.0772 | 0.15386 | 0.7693 | 0 | 150 | 1 | 154000 | FALSE
line_316_152 | bus_GGD_316 | bus_GGD_152 | 316 | 152 | 3.9155 | 0.19577 | 0.97887 | 0 | 800 | 1 | 345000 | FALSE
line_152_152 | bus_GGD_152 | bus_GGD_152 | 152 | 152 | 2.4123 | 0.12061 | 0.60307 | 0 | 150 | 1 | 154000 | FALSE
line_64_64 | bus_GGD_064 | bus_GGD_064 | 64 | 64 | 0.48238 | 0.024119 | 0.12059 | 0 | 150 | 1 | 154000 | FALSE
line_152_152 | bus_GGD_152 | bus_GGD_152 | 152 | 152 | 0.11907 | 0.0059534 | 0.029767 | 0 | 800 | 1 | 345000 | FALSE
line_316_316 | bus_GGD_316 | bus_GGD_316 | 316 | 316 | 0.10341 | 0.0051704 | 0.025852 | 0 | 800 | 1 | 345000 | FALSE
line_152_152 | bus_GGD_152 | bus_GGD_152 | 152 | 152 | 0.11707 | 0.0058537 | 0.029268 | 0 | 800 | 1 | 345000 | FALSE
line_316_316 | bus_GGD_316 | bus_GGD_316 | 316 | 316 | 0.086252 | 0.0043126 | 0.021563 | 0 | 800 | 1 | 345000 | FALSE
line_316_316 | bus_GGD_316 | bus_GGD_316 | 316 | 316 | 0.084118 | 0.0042059 | 0.021029 | 0 | 800 | 1 | 345000 | FALSE
line_64_64 | bus_GGD_064 | bus_GGD_064 | 64 | 64 | 0.21582 | 0.010791 | 0.053956 | 0 | 800 | 1 | 345000 | FALSE
line_316_316 | bus_GGD_316 | bus_GGD_316 | 316 | 316 | 0.091761 | 0.004588 | 0.02294 | 0 | 800 | 1 | 345000 | FALSE
line_64_64 | bus_GGD_064 | bus_GGD_064 | 64 | 64 | 0.48262 | 0.024131 | 0.12065 | 0 | 150 | 1 | 154000 | FALSE
line_178_178 | bus_GGD_178 | bus_GGD_178 | 178 | 178 | 0.072237 | 0.0036118 | 0.018059 | 0 | 800 | 1 | 345000 | FALSE
line_64_64 | bus_GGD_064 | bus_GGD_064 | 64 | 64 | 0.097002 | 0.0048501 | 0.024251 | 0 | 800 | 1 | 345000 | FALSE
line_64_64 | bus_GGD_064 | bus_GGD_064 | 64 | 64 | 0.1533 | 0.0076651 | 0.038326 | 0 | 800 | 1 | 345000 | FALSE
line_152_152 | bus_GGD_152 | bus_GGD_152 | 152 | 152 | 1.0155 | 0.050773 | 0.25387 | 0 | 800 | 1 | 345000 | FALSE
line_178_178 | bus_GGD_178 | bus_GGD_178 | 178 | 178 | 0.10375 | 0.0051874 | 0.025937 | 0 | 800 | 1 | 345000 | FALSE
line_64_64 | bus_GGD_064 | bus_GGD_064 | 64 | 64 | 0.0491 | 0.002455 | 0.012275 | 0 | 150 | 1 | 154000 | FALSE
line_64_64 | bus_GGD_064 | bus_GGD_064 | 64 | 64 | 0.049315 | 0.0024658 | 0.012329 | 0 | 150 | 1 | 154000 | FALSE
line_64_64 | bus_GGD_064 | bus_GGD_064 | 64 | 64 | 0.10189 | 0.0050947 | 0.025474 | 0 | 800 | 1 | 345000 | FALSE
line_64_64 | bus_GGD_064 | bus_GGD_064 | 64 | 64 | 0.1241 | 0.0062048 | 0.031024 | 0 | 800 | 1 | 345000 | FALSE
line_64_64 | bus_GGD_064 | bus_GGD_064 | 64 | 64 | 0.079872 | 0.0039936 | 0.019968 | 0 | 150 | 1 | 154000 | FALSE
line_152_152 | bus_GGD_152 | bus_GGD_152 | 152 | 152 | 1.0214 | 0.051068 | 0.25534 | 0 | 800 | 1 | 345000 | FALSE
line_64_64 | bus_GGD_064 | bus_GGD_064 | 64 | 64 | 0.085024 | 0.0042512 | 0.021256 | 0 | 150 | 1 | 154000 | FALSE
line_152_152 | bus_GGD_152 | bus_GGD_152 | 152 | 152 | 16.7152 | 0.83576 | 4.1788 | 0 | 150 | 1 | 154000 | FALSE
line_152_152 | bus_GGD_152 | bus_GGD_152 | 152 | 152 | 1.6606 | 0.083029 | 0.41515 | 0 | 800 | 1 | 345000 | FALSE
line_153_178 | bus_GGD_153 | bus_GGD_178 | 153 | 178 | 21.6008 | 1.08 | 5.4002 | 0 | 800 | 1 | 345000 | FALSE
line_64_64 | bus_GGD_064 | bus_GGD_064 | 64 | 64 | 0.47898 | 0.023949 | 0.11975 | 0 | 150 | 1 | 154000 | FALSE
line_322_64 | bus_GGD_322 | bus_GGD_064 | 322 | 64 | 11.6409 | 0.58205 | 2.9102 | 0 | 150 | 1 | 154000 | FALSE
line_38_38 | bus_USN_038 | bus_USN_038 | 38 | 38 | 2.9286 | 0.14643 | 0.73214 | 0 | 150 | 1 | 154000 | FALSE
line_316_316 | bus_GGD_316 | bus_GGD_316 | 316 | 316 | 4.547 | 0.22735 | 1.1367 | 0 | 150 | 1 | 154000 | FALSE
line_316_316 | bus_GGD_316 | bus_GGD_316 | 316 | 316 | 3.094 | 0.1547 | 0.77351 | 0 | 150 | 1 | 154000 | FALSE
line_27_27 | bus_CBD_027 | bus_CBD_027 | 27 | 27 | 0.11718 | 0.0058588 | 0.029294 | 0 | 800 | 1 | 345000 | FALSE
line_79_79 | bus_GND_079 | bus_GND_079 | 79 | 79 | 0.04243 | 0.0021215 | 0.010607 | 0 | 800 | 1 | 345000 | FALSE
line_27_27 | bus_CBD_027 | bus_CBD_027 | 27 | 27 | 0.13712 | 0.006856 | 0.03428 | 0 | 800 | 1 | 345000 | FALSE
line_27_27 | bus_CBD_027 | bus_CBD_027 | 27 | 27 | 0.20371 | 0.010185 | 0.050927 | 0 | 800 | 1 | 345000 | FALSE
line_27_27 | bus_CBD_027 | bus_CBD_027 | 27 | 27 | 0.12356 | 0.0061782 | 0.030891 | 0 | 800 | 1 | 345000 | FALSE
line_27_27 | bus_CBD_027 | bus_CBD_027 | 27 | 27 | 0.12372 | 0.0061861 | 0.030931 | 0 | 800 | 1 | 345000 | FALSE
line_79_79 | bus_GND_079 | bus_GND_079 | 79 | 79 | 0.043223 | 0.0021611 | 0.010806 | 0 | 800 | 1 | 345000 | FALSE
line_5_27 | bus_CBD_005 | bus_CBD_027 | 5 | 27 | 14.4634 | 0.72317 | 3.6158 | 0 | 800 | 1 | 345000 | FALSE
line_38_38 | bus_USN_038 | bus_USN_038 | 38 | 38 | 0.32355 | 0.016177 | 0.080887 | 0 | 150 | 1 | 154000 | FALSE
line_38_38 | bus_USN_038 | bus_USN_038 | 38 | 38 | 0.13521 | 0.0067606 | 0.033803 | 0 | 150 | 1 | 154000 | FALSE
line_38_38 | bus_USN_038 | bus_USN_038 | 38 | 38 | 0.16301 | 0.0081506 | 0.040753 | 0 | 800 | 1 | 345000 | FALSE
line_38_38 | bus_USN_038 | bus_USN_038 | 38 | 38 | 0.17862 | 0.0089312 | 0.044656 | 0 | 800 | 1 | 345000 | FALSE
line_38_38 | bus_USN_038 | bus_USN_038 | 38 | 38 | 0.57819 | 0.028909 | 0.14455 | 0 | 150 | 1 | 154000 | FALSE
line_38_38 | bus_USN_038 | bus_USN_038 | 38 | 38 | 0.84314 | 0.042157 | 0.21079 | 0 | 150 | 1 | 154000 | FALSE
line_38_38 | bus_USN_038 | bus_USN_038 | 38 | 38 | 0.67609 | 0.033804 | 0.16902 | 0 | 150 | 1 | 154000 | FALSE
line_38_38 | bus_USN_038 | bus_USN_038 | 38 | 38 | 0.23569 | 0.011785 | 0.058923 | 0 | 800 | 1 | 345000 | FALSE
line_316_316 | bus_GGD_316 | bus_GGD_316 | 316 | 316 | 0.59311 | 0.029655 | 0.14828 | 0 | 150 | 1 | 154000 | FALSE
line_38_38 | bus_USN_038 | bus_USN_038 | 38 | 38 | 0.38537 | 0.019269 | 0.096343 | 0 | 800 | 1 | 345000 | FALSE
line_38_38 | bus_USN_038 | bus_USN_038 | 38 | 38 | 0.38348 | 0.019174 | 0.09587 | 0 | 800 | 1 | 345000 | FALSE
line_65_154 | bus_CBD_065 | bus_CBD_154 | 65 | 154 | 13.6815 | 0.68408 | 3.4204 | 0 | 150 | 1 | 154000 | FALSE
line_10_10 | bus_CBD_010 | bus_CBD_010 | 10 | 10 | 18.2564 | 0.91282 | 4.5641 | 0 | 150 | 1 | 154000 | FALSE
line_116_116 | bus_CBD_116 | bus_CBD_116 | 116 | 116 | 0.16634 | 0.0083171 | 0.041586 | 0 | 150 | 1 | 154000 | FALSE
line_15_15 | bus_CND_015 | bus_CND_015 | 15 | 15 | 0.1146 | 0.0057302 | 0.028651 | 0 | 800 | 1 | 345000 | FALSE
line_15_15 | bus_CND_015 | bus_CND_015 | 15 | 15 | 0.10187 | 0.0050935 | 0.025468 | 0 | 800 | 1 | 345000 | FALSE
line_15_15 | bus_CND_015 | bus_CND_015 | 15 | 15 | 0.057682 | 0.0028841 | 0.01442 | 0 | 800 | 1 | 345000 | FALSE
line_116_116 | bus_CBD_116 | bus_CBD_116 | 116 | 116 | 0.049514 | 0.0024757 | 0.012379 | 0 | 150 | 1 | 154000 | FALSE
line_116_116 | bus_CBD_116 | bus_CBD_116 | 116 | 116 | 0.053508 | 0.0026754 | 0.013377 | 0 | 150 | 1 | 154000 | FALSE
line_116_116 | bus_CBD_116 | bus_CBD_116 | 116 | 116 | 0.045574 | 0.0022787 | 0.011394 | 0 | 150 | 1 | 154000 | FALSE
line_116_116 | bus_CBD_116 | bus_CBD_116 | 116 | 116 | 0.048157 | 0.0024078 | 0.012039 | 0 | 150 | 1 | 154000 | FALSE
line_15_15 | bus_CND_015 | bus_CND_015 | 15 | 15 | 0.07042 | 0.003521 | 0.017605 | 0 | 800 | 1 | 345000 | FALSE
line_116_116 | bus_CBD_116 | bus_CBD_116 | 116 | 116 | 0.17157 | 0.0085785 | 0.042892 | 0 | 150 | 1 | 154000 | FALSE
line_116_116 | bus_CBD_116 | bus_CBD_116 | 116 | 116 | 0.045843 | 0.0022922 | 0.011461 | 0 | 150 | 1 | 154000 | FALSE
line_116_116 | bus_CBD_116 | bus_CBD_116 | 116 | 116 | 0.054684 | 0.0027342 | 0.013671 | 0 | 150 | 1 | 154000 | FALSE
line_116_116 | bus_CBD_116 | bus_CBD_116 | 116 | 116 | 0.048489 | 0.0024244 | 0.012122 | 0 | 150 | 1 | 154000 | FALSE
line_116_116 | bus_CBD_116 | bus_CBD_116 | 116 | 116 | 0.046365 | 0.0023183 | 0.011591 | 0 | 150 | 1 | 154000 | FALSE
line_10_10 | bus_CBD_010 | bus_CBD_010 | 10 | 10 | 0.30378 | 0.015189 | 0.075944 | 0 | 150 | 1 | 154000 | FALSE
line_155_116 | bus_CBD_155 | bus_CBD_116 | 155 | 116 | 6.6988 | 0.33494 | 1.6747 | 0 | 150 | 1 | 154000 | FALSE
line_116_156 | bus_CBD_116 | bus_CBD_156 | 116 | 156 | 11.8456 | 0.59228 | 2.9614 | 0 | 150 | 1 | 154000 | FALSE
line_116_116 | bus_CBD_116 | bus_CBD_116 | 116 | 116 | 0.12574 | 0.0062868 | 0.031434 | 0 | 800 | 1 | 345000 | FALSE
line_116_116 | bus_CBD_116 | bus_CBD_116 | 116 | 116 | 0.28899 | 0.01445 | 0.072248 | 0 | 800 | 1 | 345000 | FALSE
line_116_116 | bus_CBD_116 | bus_CBD_116 | 116 | 116 | 0.65947 | 0.032973 | 0.16487 | 0 | 150 | 1 | 154000 | FALSE
line_116_116 | bus_CBD_116 | bus_CBD_116 | 116 | 116 | 0.28633 | 0.014317 | 0.071583 | 0 | 800 | 1 | 345000 | FALSE
line_10_10 | bus_CBD_010 | bus_CBD_010 | 10 | 10 | 11.7804 | 0.58902 | 2.9451 | 0 | 150 | 1 | 154000 | FALSE
line_116_116 | bus_CBD_116 | bus_CBD_116 | 116 | 116 | 0.15533 | 0.0077663 | 0.038832 | 0 | 800 | 1 | 345000 | FALSE
line_116_154 | bus_CBD_116 | bus_CBD_154 | 116 | 154 | 18.6714 | 0.93357 | 4.6679 | 0 | 150 | 1 | 154000 | FALSE
line_4_4 | bus_DJN_004 | bus_DJN_004 | 4 | 4 | 15.8342 | 0.79171 | 3.9585 | 0 | 150 | 1 | 154000 | FALSE
line_157_158 | bus_CND_157 | bus_CND_158 | 157 | 158 | 16.9537 | 0.84769 | 4.2384 | 0 | 800 | 1 | 345000 | FALSE
line_18_18 | bus_CND_018 | bus_CND_018 | 18 | 18 | 0.9059 | 0.045295 | 0.22647 | 0 | 150 | 1 | 154000 | FALSE
line_12_159 | bus_CND_012 | bus_CND_159 | 12 | 159 | 23.7648 | 1.1882 | 5.9412 | 0 | 800 | 1 | 345000 | FALSE
line_12_12 | bus_CND_012 | bus_CND_012 | 12 | 12 | 2.0006 | 0.10003 | 0.50014 | 0 | 800 | 1 | 345000 | FALSE
line_12_12 | bus_CND_012 | bus_CND_012 | 12 | 12 | 1.9355 | 0.096776 | 0.48388 | 0 | 800 | 1 | 345000 | FALSE
line_152_152 | bus_GGD_152 | bus_GGD_152 | 152 | 152 | 5.4622 | 0.27311 | 1.3656 | 0 | 150 | 1 | 154000 | FALSE
line_152_68 | bus_GGD_152 | bus_SEL_068 | 152 | 68 | 30.1747 | 1.5087 | 7.5437 | 0 | 800 | 1 | 345000 | FALSE
line_316_316 | bus_GGD_316 | bus_GGD_316 | 316 | 316 | 0.57388 | 0.028694 | 0.14347 | 0 | 150 | 1 | 154000 | FALSE
line_152_152 | bus_GGD_152 | bus_GGD_152 | 152 | 152 | 7.6974 | 0.38487 | 1.9244 | 0 | 150 | 1 | 154000 | FALSE
line_68_68 | bus_SEL_068 | bus_SEL_068 | 68 | 68 | 0.54945 | 0.027472 | 0.13736 | 0 | 800 | 1 | 345000 | FALSE
line_167_68 | bus_GGD_167 | bus_SEL_068 | 167 | 68 | 12.6042 | 0.63021 | 3.1511 | 0 | 150 | 1 | 154000 | FALSE
line_167_68 | bus_GGD_167 | bus_SEL_068 | 167 | 68 | 8.4067 | 0.42033 | 2.1017 | 0 | 150 | 1 | 154000 | FALSE
line_152_152 | bus_GGD_152 | bus_GGD_152 | 152 | 152 | 15.5998 | 0.77999 | 3.9 | 0 | 150 | 1 | 154000 | FALSE
line_234_234 | bus_GGD_234 | bus_GGD_234 | 234 | 234 | 3.025 | 0.15125 | 0.75624 | 0 | 800 | 1 | 345000 | FALSE
line_234_1 | bus_GGD_234 | bus_GGD_001 | 234 | 1 | 38.2135 | 1.9107 | 9.5534 | 0 | 800 | 1 | 345000 | FALSE
line_165_165 | bus_GGD_165 | bus_GGD_165 | 165 | 165 | 34.3536 | 1.7177 | 8.5884 | 0 | 800 | 1 | 345000 | FALSE
line_160_165 | bus_GGD_160 | bus_GGD_165 | 160 | 165 | 2.7401 | 0.13701 | 0.68503 | 0 | 150 | 1 | 154000 | FALSE
line_160_165 | bus_GGD_160 | bus_GGD_165 | 160 | 165 | 16.2616 | 0.81308 | 4.0654 | 0 | 800 | 1 | 345000 | FALSE
line_74_161 | bus_GBD_074 | bus_CBD_161 | 74 | 161 | 79.3999 | 3.97 | 19.85 | 0 | 800 | 1 | 345000 | FALSE
line_74_49 | bus_GBD_074 | bus_GBD_049 | 74 | 49 | 21.2313 | 1.0616 | 5.3078 | 0 | 800 | 1 | 345000 | FALSE
line_74_74 | bus_GBD_074 | bus_GBD_074 | 74 | 74 | 0.068017 | 0.0034008 | 0.017004 | 0 | 800 | 1 | 345000 | FALSE
line_74_74 | bus_GBD_074 | bus_GBD_074 | 74 | 74 | 0.2279 | 0.011395 | 0.056974 | 0 | 800 | 1 | 345000 | FALSE
line_74_74 | bus_GBD_074 | bus_GBD_074 | 74 | 74 | 0.22533 | 0.011266 | 0.056331 | 0 | 800 | 1 | 345000 | FALSE
line_74_74 | bus_GBD_074 | bus_GBD_074 | 74 | 74 | 0.067169 | 0.0033585 | 0.016792 | 0 | 800 | 1 | 345000 | FALSE
line_74_74 | bus_GBD_074 | bus_GBD_074 | 74 | 74 | 0.21956 | 0.010978 | 0.054889 | 0 | 800 | 1 | 345000 | FALSE
line_74_74 | bus_GBD_074 | bus_GBD_074 | 74 | 74 | 0.21719 | 0.01086 | 0.054298 | 0 | 800 | 1 | 345000 | FALSE
line_27_27 | bus_CBD_027 | bus_CBD_027 | 27 | 27 | 4.0721 | 0.20361 | 1.018 | 0 | 150 | 1 | 154000 | FALSE
line_162_103 | bus_CND_162 | bus_CND_103 | 162 | 103 | 10.0519 | 0.50259 | 2.513 | 0 | 150 | 1 | 154000 | FALSE
line_101_101 | bus_CND_101 | bus_CND_101 | 101 | 101 | 4.9191 | 0.24595 | 1.2298 | 0 | 150 | 1 | 154000 | FALSE
line_27_27 | bus_CBD_027 | bus_CBD_027 | 27 | 27 | 0.081159 | 0.004058 | 0.02029 | 0 | 150 | 1 | 154000 | FALSE
line_27_27 | bus_CBD_027 | bus_CBD_027 | 27 | 27 | 0.1045 | 0.0052249 | 0.026124 | 0 | 150 | 1 | 154000 | FALSE
line_11_11 | bus_CBD_011 | bus_CBD_011 | 11 | 11 | 0.029891 | 0.0014945 | 0.0074727 | 0 | 150 | 1 | 154000 | FALSE
line_11_11 | bus_CBD_011 | bus_CBD_011 | 11 | 11 | 0.023847 | 0.0011924 | 0.0059618 | 0 | 150 | 1 | 154000 | FALSE
line_27_27 | bus_CBD_027 | bus_CBD_027 | 27 | 27 | 0.087031 | 0.0043515 | 0.021758 | 0 | 150 | 1 | 154000 | FALSE
line_27_27 | bus_CBD_027 | bus_CBD_027 | 27 | 27 | 0.079343 | 0.0039671 | 0.019836 | 0 | 150 | 1 | 154000 | FALSE
line_65_65 | bus_CBD_065 | bus_CBD_065 | 65 | 65 | 0.040471 | 0.0020235 | 0.010118 | 0 | 150 | 1 | 154000 | FALSE
line_27_27 | bus_CBD_027 | bus_CBD_027 | 27 | 27 | 0.079151 | 0.0039576 | 0.019788 | 0 | 150 | 1 | 154000 | FALSE
line_27_27 | bus_CBD_027 | bus_CBD_027 | 27 | 27 | 0.078283 | 0.0039142 | 0.019571 | 0 | 150 | 1 | 154000 | FALSE
line_11_11 | bus_CBD_011 | bus_CBD_011 | 11 | 11 | 0.026097 | 0.0013048 | 0.0065242 | 0 | 150 | 1 | 154000 | FALSE
line_27_27 | bus_CBD_027 | bus_CBD_027 | 27 | 27 | 0.076704 | 0.0038352 | 0.019176 | 0 | 150 | 1 | 154000 | FALSE
line_11_11 | bus_CBD_011 | bus_CBD_011 | 11 | 11 | 0.032003 | 0.0016002 | 0.0080009 | 0 | 150 | 1 | 154000 | FALSE
line_65_65 | bus_CBD_065 | bus_CBD_065 | 65 | 65 | 0.037384 | 0.0018692 | 0.0093461 | 0 | 150 | 1 | 154000 | FALSE
line_27_27 | bus_CBD_027 | bus_CBD_027 | 27 | 27 | 0.076269 | 0.0038134 | 0.019067 | 0 | 150 | 1 | 154000 | FALSE
line_27_27 | bus_CBD_027 | bus_CBD_027 | 27 | 27 | 0.082392 | 0.0041196 | 0.020598 | 0 | 150 | 1 | 154000 | FALSE
line_101_103 | bus_CND_101 | bus_CND_103 | 101 | 103 | 14.7176 | 0.73588 | 3.6794 | 0 | 150 | 1 | 154000 | FALSE
line_27_11 | bus_CBD_027 | bus_CBD_011 | 27 | 11 | 7.9933 | 0.39966 | 1.9983 | 0 | 150 | 1 | 154000 | FALSE
line_101_163 | bus_CND_101 | bus_CND_163 | 101 | 163 | 7.731 | 0.38655 | 1.9328 | 0 | 150 | 1 | 154000 | FALSE
line_65_65 | bus_CBD_065 | bus_CBD_065 | 65 | 65 | 0.25564 | 0.012782 | 0.06391 | 0 | 150 | 1 | 154000 | FALSE
line_164_164 | bus_GBD_164 | bus_GBD_164 | 164 | 164 | 3.689 | 0.18445 | 0.92226 | 0 | 150 | 1 | 154000 | FALSE
line_68_165 | bus_SEL_068 | bus_GGD_165 | 68 | 165 | 7.6475 | 0.38238 | 1.9119 | 0 | 150 | 1 | 154000 | FALSE
line_165_165 | bus_GGD_165 | bus_GGD_165 | 165 | 165 | 13.9683 | 0.69842 | 3.4921 | 0 | 150 | 1 | 154000 | FALSE
line_30_30 | bus_GGD_030 | bus_GGD_030 | 30 | 30 | 2.3578 | 0.11789 | 0.58945 | 0 | 150 | 1 | 154000 | FALSE
line_165_164 | bus_GGD_165 | bus_GBD_164 | 165 | 164 | 9.1269 | 0.45635 | 2.2817 | 0 | 150 | 1 | 154000 | FALSE
line_165_165 | bus_GGD_165 | bus_GGD_165 | 165 | 165 | 0.87365 | 0.043683 | 0.21841 | 0 | 150 | 1 | 154000 | FALSE
line_165_165 | bus_GGD_165 | bus_GGD_165 | 165 | 165 | 15.4086 | 0.77043 | 3.8521 | 0 | 150 | 1 | 154000 | FALSE
line_164_164 | bus_GBD_164 | bus_GBD_164 | 164 | 164 | 2.8924 | 0.14462 | 0.72311 | 0 | 150 | 1 | 154000 | FALSE
line_166_167 | bus_GGD_166 | bus_GGD_167 | 166 | 167 | 22.3033 | 1.1152 | 5.5758 | 0 | 150 | 1 | 154000 | FALSE
line_1_1 | bus_GGD_001 | bus_GGD_001 | 1 | 1 | 0.45968 | 0.022984 | 0.11492 | 0 | 800 | 1 | 345000 | FALSE
line_1_1 | bus_GGD_001 | bus_GGD_001 | 1 | 1 | 0.38693 | 0.019346 | 0.096732 | 0 | 800 | 1 | 345000 | FALSE
line_1_1 | bus_GGD_001 | bus_GGD_001 | 1 | 1 | 0.16102 | 0.0080509 | 0.040255 | 0 | 800 | 1 | 345000 | FALSE
line_1_1 | bus_GGD_001 | bus_GGD_001 | 1 | 1 | 0.16036 | 0.0080178 | 0.040089 | 0 | 800 | 1 | 345000 | FALSE
line_1_1 | bus_GGD_001 | bus_GGD_001 | 1 | 1 | 0.21075 | 0.010537 | 0.052686 | 0 | 800 | 1 | 345000 | FALSE
line_1_1 | bus_GGD_001 | bus_GGD_001 | 1 | 1 | 0.20662 | 0.010331 | 0.051655 | 0 | 800 | 1 | 345000 | FALSE
line_168_1 | bus_GGD_168 | bus_GGD_001 | 168 | 1 | 40.9205 | 2.046 | 10.2301 | 0 | 800 | 1 | 345000 | FALSE
line_92_92 | bus_GBD_092 | bus_GBD_092 | 92 | 92 | 6.6091 | 0.33045 | 1.6523 | 0 | 150 | 1 | 154000 | FALSE
line_36_36 | bus_USN_036 | bus_USN_036 | 36 | 36 | 4.9961 | 0.2498 | 1.249 | 0 | 150 | 1 | 154000 | FALSE
line_114_2 | bus_GBD_114 | bus_GND_002 | 114 | 2 | 15.0511 | 0.75256 | 3.7628 | 0 | 150 | 1 | 154000 | FALSE
line_120_120 | bus_JND_120 | bus_JND_120 | 120 | 120 | 0.10833 | 0.0054165 | 0.027082 | 0 | 800 | 1 | 345000 | FALSE
line_120_120 | bus_JND_120 | bus_JND_120 | 120 | 120 | 0.14863 | 0.0074313 | 0.037157 | 0 | 800 | 1 | 345000 | FALSE
line_29_29 | bus_GGD_029 | bus_GGD_029 | 29 | 29 | 0.23622 | 0.011811 | 0.059055 | 0 | 150 | 1 | 154000 | FALSE
line_120_120 | bus_JND_120 | bus_JND_120 | 120 | 120 | 0.15628 | 0.0078142 | 0.039071 | 0 | 800 | 1 | 345000 | FALSE
line_120_120 | bus_JND_120 | bus_JND_120 | 120 | 120 | 0.12248 | 0.0061238 | 0.030619 | 0 | 800 | 1 | 345000 | FALSE
line_29_29 | bus_GGD_029 | bus_GGD_029 | 29 | 29 | 0.2445 | 0.012225 | 0.061125 | 0 | 150 | 1 | 154000 | FALSE
line_32_32 | bus_GGD_032 | bus_GGD_032 | 32 | 32 | 0.20989 | 0.010495 | 0.052474 | 0 | 800 | 1 | 345000 | FALSE
line_32_32 | bus_GGD_032 | bus_GGD_032 | 32 | 32 | 0.19056 | 0.009528 | 0.04764 | 0 | 800 | 1 | 345000 | FALSE
line_2_2 | bus_GND_002 | bus_GND_002 | 2 | 2 | 4.2256 | 0.21128 | 1.0564 | 0 | 150 | 1 | 154000 | FALSE
line_169_92 | bus_GBD_169 | bus_GBD_092 | 169 | 92 | 9.016 | 0.4508 | 2.254 | 0 | 150 | 1 | 154000 | FALSE
line_2_114 | bus_GND_002 | bus_GBD_114 | 2 | 114 | 14.3138 | 0.71569 | 3.5785 | 0 | 150 | 1 | 154000 | FALSE
line_29_170 | bus_GGD_029 | bus_GWD_170 | 29 | 170 | 17.5637 | 0.87819 | 4.3909 | 0 | 150 | 1 | 154000 | FALSE
line_77_120 | bus_JND_077 | bus_JND_120 | 77 | 120 | 40.6139 | 2.0307 | 10.1535 | 0 | 800 | 1 | 345000 | FALSE
line_32_32 | bus_GGD_032 | bus_GGD_032 | 32 | 32 | 0.55056 | 0.027528 | 0.13764 | 0 | 150 | 1 | 154000 | FALSE
line_161_161 | bus_CBD_161 | bus_CBD_161 | 161 | 161 | 7.2836 | 0.36418 | 1.8209 | 0 | 800 | 1 | 345000 | FALSE
line_161_171 | bus_CBD_161 | bus_GWD_171 | 161 | 171 | 112.5291 | 5.6265 | 28.1323 | 0 | 800 | 1 | 345000 | FALSE
line_171_171 | bus_GWD_171 | bus_GWD_171 | 171 | 171 | 1.4701 | 0.073506 | 0.36753 | 0 | 800 | 1 | 345000 | FALSE
line_172_171 | bus_GWD_172 | bus_GWD_171 | 172 | 171 | 27.5982 | 1.3799 | 6.8995 | 0 | 150 | 1 | 154000 | FALSE
line_234_234 | bus_GGD_234 | bus_GGD_234 | 234 | 234 | 4.5884 | 0.22942 | 1.1471 | 0 | 150 | 1 | 154000 | FALSE
line_167_167 | bus_GGD_167 | bus_GGD_167 | 167 | 167 | 14.7837 | 0.73919 | 3.6959 | 0 | 150 | 1 | 154000 | FALSE
line_167_167 | bus_GGD_167 | bus_GGD_167 | 167 | 167 | 0.47439 | 0.023719 | 0.1186 | 0 | 150 | 1 | 154000 | FALSE
line_68_68 | bus_SEL_068 | bus_SEL_068 | 68 | 68 | 3.4018 | 0.17009 | 0.85046 | 0 | 150 | 1 | 154000 | FALSE
line_167_167 | bus_GGD_167 | bus_GGD_167 | 167 | 167 | 1.9949 | 0.099744 | 0.49872 | 0 | 150 | 1 | 154000 | FALSE
line_174_174 | bus_GGD_174 | bus_GGD_174 | 174 | 174 | 3.2251 | 0.16126 | 0.80628 | 0 | 150 | 1 | 154000 | FALSE
line_173_174 | bus_GGD_173 | bus_GGD_174 | 173 | 174 | 8.3779 | 0.41889 | 2.0945 | 0 | 150 | 1 | 154000 | FALSE
line_174_175 | bus_GGD_174 | bus_GWD_175 | 174 | 175 | 66.1638 | 3.3082 | 16.5409 | 0 | 800 | 1 | 345000 | FALSE
line_175_161 | bus_GWD_175 | bus_CBD_161 | 175 | 161 | 54.8174 | 2.7409 | 13.7043 | 0 | 800 | 1 | 345000 | FALSE
line_68_174 | bus_SEL_068 | bus_GGD_174 | 68 | 174 | 28.0688 | 1.4034 | 7.0172 | 0 | 800 | 1 | 345000 | FALSE
line_171_171 | bus_GWD_171 | bus_GWD_171 | 171 | 171 | 5.6092 | 0.28046 | 1.4023 | 0 | 150 | 1 | 154000 | FALSE
line_160_23 | bus_GGD_160 | bus_GGD_023 | 160 | 23 | 6.1525 | 0.30762 | 1.5381 | 0 | 150 | 1 | 154000 | FALSE
line_23_160 | bus_GGD_023 | bus_GGD_160 | 23 | 160 | 6.6196 | 0.33098 | 1.6549 | 0 | 800 | 1 | 345000 | FALSE
line_23_23 | bus_GGD_023 | bus_GGD_023 | 23 | 23 | 0.08007 | 0.0040035 | 0.020018 | 0 | 150 | 1 | 154000 | FALSE
line_171_171 | bus_GWD_171 | bus_GWD_171 | 171 | 171 | 0.044933 | 0.0022467 | 0.011233 | 0 | 800 | 1 | 345000 | FALSE
line_165_165 | bus_GGD_165 | bus_GGD_165 | 165 | 165 | 0.1274 | 0.00637 | 0.03185 | 0 | 150 | 1 | 154000 | FALSE
line_171_171 | bus_GWD_171 | bus_GWD_171 | 171 | 171 | 0.060762 | 0.0030381 | 0.015191 | 0 | 800 | 1 | 345000 | FALSE
line_23_23 | bus_GGD_023 | bus_GGD_023 | 23 | 23 | 0.080059 | 0.0040029 | 0.020015 | 0 | 150 | 1 | 154000 | FALSE
line_55_55 | bus_GWD_055 | bus_GWD_055 | 55 | 55 | 0.086234 | 0.0043117 | 0.021559 | 0 | 800 | 1 | 345000 | FALSE
line_165_165 | bus_GGD_165 | bus_GGD_165 | 165 | 165 | 0.15636 | 0.007818 | 0.03909 | 0 | 150 | 1 | 154000 | FALSE
line_164_164 | bus_GBD_164 | bus_GBD_164 | 164 | 164 | 0.15175 | 0.0075876 | 0.037938 | 0 | 150 | 1 | 154000 | FALSE
line_171_171 | bus_GWD_171 | bus_GWD_171 | 171 | 171 | 0.05279 | 0.0026395 | 0.013198 | 0 | 800 | 1 | 345000 | FALSE
line_176_177 | bus_GWD_176 | bus_GWD_177 | 176 | 177 | 6.7566 | 0.33783 | 1.6891 | 0 | 800 | 1 | 345000 | FALSE
line_23_23 | bus_GGD_023 | bus_GGD_023 | 23 | 23 | 0.079377 | 0.0039688 | 0.019844 | 0 | 150 | 1 | 154000 | FALSE
line_55_55 | bus_GWD_055 | bus_GWD_055 | 55 | 55 | 0.071779 | 0.0035889 | 0.017945 | 0 | 800 | 1 | 345000 | FALSE
line_164_164 | bus_GBD_164 | bus_GBD_164 | 164 | 164 | 0.15837 | 0.0079183 | 0.039592 | 0 | 150 | 1 | 154000 | FALSE
line_23_23 | bus_GGD_023 | bus_GGD_023 | 23 | 23 | 0.082052 | 0.0041026 | 0.020513 | 0 | 150 | 1 | 154000 | FALSE
line_171_171 | bus_GWD_171 | bus_GWD_171 | 171 | 171 | 0.068525 | 0.0034263 | 0.017131 | 0 | 800 | 1 | 345000 | FALSE
line_171_171 | bus_GWD_171 | bus_GWD_171 | 171 | 171 | 0.051786 | 0.0025893 | 0.012946 | 0 | 800 | 1 | 345000 | FALSE
line_171_171 | bus_GWD_171 | bus_GWD_171 | 171 | 171 | 0.048963 | 0.0024481 | 0.012241 | 0 | 800 | 1 | 345000 | FALSE
line_152_152 | bus_GGD_152 | bus_GGD_152 | 152 | 152 | 5.416 | 0.2708 | 1.354 | 0 | 150 | 1 | 154000 | FALSE
line_1_1 | bus_GGD_001 | bus_GGD_001 | 1 | 1 | 0.20072 | 0.010036 | 0.050181 | 0 | 3500 | 1 | 765000 | FALSE
line_1_1 | bus_GGD_001 | bus_GGD_001 | 1 | 1 | 0.22144 | 0.011072 | 0.05536 | 0 | 3500 | 1 | 765000 | FALSE
line_160_160 | bus_GGD_160 | bus_GGD_160 | 160 | 160 | 10.3667 | 0.51834 | 2.5917 | 0 | 150 | 1 | 154000 | FALSE
line_165_165 | bus_GGD_165 | bus_GGD_165 | 165 | 165 | 9.4785 | 0.47393 | 2.3696 | 0 | 150 | 1 | 154000 | FALSE
line_171_177 | bus_GWD_171 | bus_GWD_177 | 171 | 177 | 25.1201 | 1.256 | 6.28 | 0 | 800 | 1 | 345000 | FALSE
line_160_23 | bus_GGD_160 | bus_GGD_023 | 160 | 23 | 14.9959 | 0.7498 | 3.749 | 0 | 150 | 1 | 154000 | FALSE
line_160_23 | bus_GGD_160 | bus_GGD_023 | 160 | 23 | 20.3141 | 1.0157 | 5.0785 | 0 | 150 | 1 | 154000 | FALSE
line_160_160 | bus_GGD_160 | bus_GGD_160 | 160 | 160 | 2.2205 | 0.11102 | 0.55512 | 0 | 800 | 1 | 345000 | FALSE
line_23_23 | bus_GGD_023 | bus_GGD_023 | 23 | 23 | 2.0276 | 0.10138 | 0.5069 | 0 | 800 | 1 | 345000 | FALSE
line_160_160 | bus_GGD_160 | bus_GGD_160 | 160 | 160 | 2.8488 | 0.14244 | 0.71219 | 0 | 800 | 1 | 345000 | FALSE
line_178_178 | bus_GGD_178 | bus_GGD_178 | 178 | 178 | 10.0351 | 0.50176 | 2.5088 | 0 | 150 | 1 | 154000 | FALSE
line_178_178 | bus_GGD_178 | bus_GGD_178 | 178 | 178 | 5.5363 | 0.27681 | 1.3841 | 0 | 150 | 1 | 154000 | FALSE
line_178_178 | bus_GGD_178 | bus_GGD_178 | 178 | 178 | 5.9367 | 0.29683 | 1.4842 | 0 | 150 | 1 | 154000 | FALSE
line_178_178 | bus_GGD_178 | bus_GGD_178 | 178 | 178 | 0.63499 | 0.031749 | 0.15875 | 0 | 150 | 1 | 154000 | FALSE
line_64_179 | bus_GGD_064 | bus_ICN_179 | 64 | 179 | 7.6659 | 0.38329 | 1.9165 | 0 | 150 | 1 | 154000 | FALSE
line_64_64 | bus_GGD_064 | bus_GGD_064 | 64 | 64 | 3.3098 | 0.16549 | 0.82746 | 0 | 150 | 1 | 154000 | FALSE
line_178_178 | bus_GGD_178 | bus_GGD_178 | 178 | 178 | 1.4712 | 0.073561 | 0.36781 | 0 | 150 | 1 | 154000 | FALSE
line_4_4 | bus_DJN_004 | bus_DJN_004 | 4 | 4 | 10.8774 | 0.54387 | 2.7194 | 0 | 150 | 1 | 154000 | FALSE
line_4_50 | bus_DJN_004 | bus_DJN_050 | 4 | 50 | 17.5726 | 0.87863 | 4.3932 | 0 | 150 | 1 | 154000 | FALSE
line_180_180 | bus_GND_180 | bus_GND_180 | 180 | 180 | 5.021 | 0.25105 | 1.2553 | 0 | 150 | 1 | 154000 | FALSE
line_181_182 | bus_GND_181 | bus_GND_182 | 181 | 182 | 6.091 | 0.30455 | 1.5227 | 0 | 150 | 1 | 154000 | FALSE
line_183_183 | bus_DGU_183 | bus_DGU_183 | 183 | 183 | 0.03773 | 0.0018865 | 0.0094324 | 0 | 150 | 1 | 154000 | FALSE
line_183_183 | bus_DGU_183 | bus_DGU_183 | 183 | 183 | 0.07677 | 0.0038385 | 0.019192 | 0 | 150 | 1 | 154000 | FALSE
line_183_183 | bus_DGU_183 | bus_DGU_183 | 183 | 183 | 0.11253 | 0.0056264 | 0.028132 | 0 | 150 | 1 | 154000 | FALSE
line_183_183 | bus_DGU_183 | bus_DGU_183 | 183 | 183 | 0.035588 | 0.0017794 | 0.0088971 | 0 | 150 | 1 | 154000 | FALSE
line_184_184 | bus_GND_184 | bus_GND_184 | 184 | 184 | 0.043859 | 0.002193 | 0.010965 | 0 | 150 | 1 | 154000 | FALSE
line_184_184 | bus_GND_184 | bus_GND_184 | 184 | 184 | 0.058109 | 0.0029055 | 0.014527 | 0 | 150 | 1 | 154000 | FALSE
line_183_183 | bus_DGU_183 | bus_DGU_183 | 183 | 183 | 0.072238 | 0.0036119 | 0.018059 | 0 | 150 | 1 | 154000 | FALSE
line_184_184 | bus_GND_184 | bus_GND_184 | 184 | 184 | 0.044529 | 0.0022264 | 0.011132 | 0 | 150 | 1 | 154000 | FALSE
line_183_183 | bus_DGU_183 | bus_DGU_183 | 183 | 183 | 0.033954 | 0.0016977 | 0.0084886 | 0 | 150 | 1 | 154000 | FALSE
line_183_183 | bus_DGU_183 | bus_DGU_183 | 183 | 183 | 0.060645 | 0.0030322 | 0.015161 | 0 | 150 | 1 | 154000 | FALSE
line_183_183 | bus_DGU_183 | bus_DGU_183 | 183 | 183 | 0.036082 | 0.0018041 | 0.0090205 | 0 | 150 | 1 | 154000 | FALSE
line_183_183 | bus_DGU_183 | bus_DGU_183 | 183 | 183 | 0.099846 | 0.0049923 | 0.024962 | 0 | 150 | 1 | 154000 | FALSE
line_183_183 | bus_DGU_183 | bus_DGU_183 | 183 | 183 | 0.060098 | 0.0030049 | 0.015025 | 0 | 150 | 1 | 154000 | FALSE
line_183_183 | bus_DGU_183 | bus_DGU_183 | 183 | 183 | 0.078084 | 0.0039042 | 0.019521 | 0 | 150 | 1 | 154000 | FALSE
line_184_184 | bus_GND_184 | bus_GND_184 | 184 | 184 | 0.055527 | 0.0027764 | 0.013882 | 0 | 150 | 1 | 154000 | FALSE
line_183_183 | bus_DGU_183 | bus_DGU_183 | 183 | 183 | 0.066708 | 0.0033354 | 0.016677 | 0 | 150 | 1 | 154000 | FALSE
line_183_97 | bus_DGU_183 | bus_GBD_097 | 183 | 97 | 7.9843 | 0.39921 | 1.9961 | 0 | 150 | 1 | 154000 | FALSE
line_183_183 | bus_DGU_183 | bus_DGU_183 | 183 | 183 | 9.3894 | 0.46947 | 2.3474 | 0 | 150 | 1 | 154000 | FALSE
line_123_181 | bus_GND_123 | bus_GND_181 | 123 | 181 | 9.2078 | 0.46039 | 2.3019 | 0 | 150 | 1 | 154000 | FALSE
line_3_183 | bus_DGU_003 | bus_DGU_183 | 3 | 183 | 13.1636 | 0.65818 | 3.2909 | 0 | 150 | 1 | 154000 | FALSE
line_181_184 | bus_GND_181 | bus_GND_184 | 181 | 184 | 12.0097 | 0.60048 | 3.0024 | 0 | 150 | 1 | 154000 | FALSE
line_180_183 | bus_GND_180 | bus_DGU_183 | 180 | 183 | 12.8658 | 0.64329 | 3.2164 | 0 | 150 | 1 | 154000 | FALSE
line_123_185 | bus_GND_123 | bus_GND_185 | 123 | 185 | 13.9935 | 0.69967 | 3.4984 | 0 | 150 | 1 | 154000 | FALSE
line_97_94 | bus_GBD_097 | bus_GBD_094 | 97 | 94 | 18.9999 | 0.95 | 4.75 | 0 | 150 | 1 | 154000 | FALSE
line_94_94 | bus_GBD_094 | bus_GBD_094 | 94 | 94 | 0.74863 | 0.037431 | 0.18716 | 0 | 150 | 1 | 154000 | FALSE
line_184_180 | bus_GND_184 | bus_GND_180 | 184 | 180 | 18.794 | 0.9397 | 4.6985 | 0 | 150 | 1 | 154000 | FALSE
line_183_183 | bus_DGU_183 | bus_DGU_183 | 183 | 183 | 1.9544 | 0.097718 | 0.48859 | 0 | 150 | 1 | 154000 | FALSE
line_3_94 | bus_DGU_003 | bus_GBD_094 | 3 | 94 | 3.4546 | 0.17273 | 0.86365 | 0 | 150 | 1 | 154000 | FALSE
line_30_30 | bus_GGD_030 | bus_GGD_030 | 30 | 30 | 4.3229 | 0.21614 | 1.0807 | 0 | 150 | 1 | 154000 | FALSE
line_30_30 | bus_GGD_030 | bus_GGD_030 | 30 | 30 | 0.20135 | 0.010068 | 0.050338 | 0 | 150 | 1 | 154000 | FALSE
line_30_30 | bus_GGD_030 | bus_GGD_030 | 30 | 30 | 0.077623 | 0.0038812 | 0.019406 | 0 | 800 | 1 | 345000 | FALSE
line_30_30 | bus_GGD_030 | bus_GGD_030 | 30 | 30 | 0.068546 | 0.0034273 | 0.017136 | 0 | 800 | 1 | 345000 | FALSE
line_30_30 | bus_GGD_030 | bus_GGD_030 | 30 | 30 | 0.20406 | 0.010203 | 0.051014 | 0 | 150 | 1 | 154000 | FALSE
line_186_30 | bus_GWD_186 | bus_GGD_030 | 186 | 30 | 55.8575 | 2.7929 | 13.9644 | 0 | 800 | 1 | 345000 | FALSE
line_30_30 | bus_GGD_030 | bus_GGD_030 | 30 | 30 | 0.98248 | 0.049124 | 0.24562 | 0 | 150 | 1 | 154000 | FALSE
line_166_166 | bus_GGD_166 | bus_GGD_166 | 166 | 166 | 0.24757 | 0.012379 | 0.061893 | 0 | 150 | 1 | 154000 | FALSE
line_166_166 | bus_GGD_166 | bus_GGD_166 | 166 | 166 | 0.23538 | 0.011769 | 0.058846 | 0 | 150 | 1 | 154000 | FALSE
line_30_30 | bus_GGD_030 | bus_GGD_030 | 30 | 30 | 0.94148 | 0.047074 | 0.23537 | 0 | 800 | 1 | 345000 | FALSE
line_30_187 | bus_GGD_030 | bus_GGD_187 | 30 | 187 | 14.482 | 0.7241 | 3.6205 | 0 | 150 | 1 | 154000 | FALSE
line_186_412 | bus_GWD_186 | bus_GWD_412 | 186 | 412 | 20.8113 | 1.0406 | 5.2028 | 0 | 150 | 1 | 154000 | FALSE
line_189_30 | bus_GGD_189 | bus_GGD_030 | 189 | 30 | 14.8916 | 0.74458 | 3.7229 | 0 | 800 | 1 | 345000 | FALSE
line_68_68 | bus_SEL_068 | bus_SEL_068 | 68 | 68 | 2.8446 | 0.14223 | 0.71115 | 0 | 150 | 1 | 154000 | FALSE
line_174_174 | bus_GGD_174 | bus_GGD_174 | 174 | 174 | 0.055174 | 0.0027587 | 0.013794 | 0 | 800 | 1 | 345000 | FALSE
line_68_68 | bus_SEL_068 | bus_SEL_068 | 68 | 68 | 0.10158 | 0.0050788 | 0.025394 | 0 | 800 | 1 | 345000 | FALSE
line_68_68 | bus_SEL_068 | bus_SEL_068 | 68 | 68 | 0.10093 | 0.0050464 | 0.025232 | 0 | 800 | 1 | 345000 | FALSE
line_174_174 | bus_GGD_174 | bus_GGD_174 | 174 | 174 | 0.06715 | 0.0033575 | 0.016787 | 0 | 150 | 1 | 154000 | FALSE
line_174_174 | bus_GGD_174 | bus_GGD_174 | 174 | 174 | 0.060423 | 0.0030211 | 0.015106 | 0 | 800 | 1 | 345000 | FALSE
line_68_68 | bus_SEL_068 | bus_SEL_068 | 68 | 68 | 0.095894 | 0.0047947 | 0.023973 | 0 | 800 | 1 | 345000 | FALSE
line_68_68 | bus_SEL_068 | bus_SEL_068 | 68 | 68 | 0.33784 | 0.016892 | 0.084461 | 0 | 800 | 1 | 345000 | FALSE
line_174_174 | bus_GGD_174 | bus_GGD_174 | 174 | 174 | 0.069198 | 0.0034599 | 0.0173 | 0 | 150 | 1 | 154000 | FALSE
line_68_68 | bus_SEL_068 | bus_SEL_068 | 68 | 68 | 0.090858 | 0.0045429 | 0.022715 | 0 | 800 | 1 | 345000 | FALSE
line_174_174 | bus_GGD_174 | bus_GGD_174 | 174 | 174 | 0.04625 | 0.0023125 | 0.011563 | 0 | 800 | 1 | 345000 | FALSE
line_234_234 | bus_GGD_234 | bus_GGD_234 | 234 | 234 | 0.13947 | 0.0069734 | 0.034867 | 0 | 800 | 1 | 345000 | FALSE
line_174_174 | bus_GGD_174 | bus_GGD_174 | 174 | 174 | 0.065422 | 0.0032711 | 0.016355 | 0 | 150 | 1 | 154000 | FALSE
line_234_234 | bus_GGD_234 | bus_GGD_234 | 234 | 234 | 0.14379 | 0.0071893 | 0.035946 | 0 | 800 | 1 | 345000 | FALSE
line_234_234 | bus_GGD_234 | bus_GGD_234 | 234 | 234 | 0.056326 | 0.0028163 | 0.014081 | 0 | 800 | 1 | 345000 | FALSE
line_174_174 | bus_GGD_174 | bus_GGD_174 | 174 | 174 | 0.068153 | 0.0034077 | 0.017038 | 0 | 150 | 1 | 154000 | FALSE
line_174_174 | bus_GGD_174 | bus_GGD_174 | 174 | 174 | 0.041847 | 0.0020924 | 0.010462 | 0 | 800 | 1 | 345000 | FALSE
line_68_68 | bus_SEL_068 | bus_SEL_068 | 68 | 68 | 0.241 | 0.01205 | 0.06025 | 0 | 800 | 1 | 345000 | FALSE
line_234_234 | bus_GGD_234 | bus_GGD_234 | 234 | 234 | 0.055702 | 0.0027851 | 0.013926 | 0 | 800 | 1 | 345000 | FALSE
line_292_64 | bus_ICN_292 | bus_GGD_064 | 292 | 64 | 17.1875 | 0.85938 | 4.2969 | 0 | 800 | 1 | 345000 | FALSE
line_190_190 | bus_BSN_190 | bus_BSN_190 | 190 | 190 | 3.7697 | 0.18848 | 0.94242 | 0 | 150 | 1 | 154000 | FALSE
line_190_190 | bus_BSN_190 | bus_BSN_190 | 190 | 190 | 9.6701 | 0.4835 | 2.4175 | 0 | 150 | 1 | 154000 | FALSE
line_62_190 | bus_BSN_062 | bus_BSN_190 | 62 | 190 | 6.4357 | 0.32178 | 1.6089 | 0 | 150 | 1 | 154000 | FALSE
line_63_109 | bus_GND_063 | bus_USN_109 | 63 | 109 | 24.2353 | 1.2118 | 6.0588 | 0 | 150 | 1 | 154000 | FALSE
line_63_63 | bus_GND_063 | bus_GND_063 | 63 | 63 | 0.52532 | 0.026266 | 0.13133 | 0 | 150 | 1 | 154000 | FALSE
line_63_63 | bus_GND_063 | bus_GND_063 | 63 | 63 | 0.97097 | 0.048549 | 0.24274 | 0 | 150 | 1 | 154000 | FALSE
line_40_40 | bus_BSN_040 | bus_BSN_040 | 40 | 40 | 3.3528 | 0.16764 | 0.83821 | 0 | 150 | 1 | 154000 | FALSE
line_80_191 | bus_JBD_080 | bus_JBD_191 | 80 | 191 | 25.5211 | 1.2761 | 6.3803 | 0 | 150 | 1 | 154000 | FALSE
line_40_40 | bus_BSN_040 | bus_BSN_040 | 40 | 40 | 0.047676 | 0.0023838 | 0.011919 | 0 | 150 | 1 | 154000 | FALSE
line_40_40 | bus_BSN_040 | bus_BSN_040 | 40 | 40 | 0.064791 | 0.0032395 | 0.016198 | 0 | 150 | 1 | 154000 | FALSE
line_80_104 | bus_JBD_080 | bus_JBD_104 | 80 | 104 | 11.7712 | 0.58856 | 2.9428 | 0 | 150 | 1 | 154000 | FALSE
line_40_40 | bus_BSN_040 | bus_BSN_040 | 40 | 40 | 0.40837 | 0.020418 | 0.10209 | 0 | 150 | 1 | 154000 | FALSE
line_80_80 | bus_JBD_080 | bus_JBD_080 | 80 | 80 | 0.1147 | 0.005735 | 0.028675 | 0 | 800 | 1 | 345000 | FALSE
line_80_80 | bus_JBD_080 | bus_JBD_080 | 80 | 80 | 0.12843 | 0.0064217 | 0.032108 | 0 | 800 | 1 | 345000 | FALSE
line_80_80 | bus_JBD_080 | bus_JBD_080 | 80 | 80 | 0.10391 | 0.0051955 | 0.025978 | 0 | 800 | 1 | 345000 | FALSE
line_80_80 | bus_JBD_080 | bus_JBD_080 | 80 | 80 | 0.11419 | 0.0057097 | 0.028548 | 0 | 800 | 1 | 345000 | FALSE
line_40_40 | bus_BSN_040 | bus_BSN_040 | 40 | 40 | 0.68425 | 0.034212 | 0.17106 | 0 | 800 | 1 | 345000 | FALSE
line_133_133 | bus_GWJ_133 | bus_GWJ_133 | 133 | 133 | 0.21133 | 0.010567 | 0.052833 | 0 | 150 | 1 | 154000 | FALSE
line_80_80 | bus_JBD_080 | bus_JBD_080 | 80 | 80 | 2.1223 | 0.10611 | 0.53057 | 0 | 800 | 1 | 345000 | FALSE
line_133_143 | bus_GWJ_133 | bus_JND_143 | 133 | 143 | 39.124 | 1.9562 | 9.781 | 0 | 150 | 1 | 154000 | FALSE
line_2_2 | bus_GND_002 | bus_GND_002 | 2 | 2 | 0.35937 | 0.017969 | 0.089843 | 0 | 150 | 1 | 154000 | FALSE
line_2_2 | bus_GND_002 | bus_GND_002 | 2 | 2 | 0.36101 | 0.01805 | 0.090252 | 0 | 150 | 1 | 154000 | FALSE
line_2_2 | bus_GND_002 | bus_GND_002 | 2 | 2 | 0.32697 | 0.016348 | 0.081741 | 0 | 150 | 1 | 154000 | FALSE
line_2_2 | bus_GND_002 | bus_GND_002 | 2 | 2 | 0.20125 | 0.010063 | 0.050313 | 0 | 150 | 1 | 154000 | FALSE
line_165_165 | bus_GGD_165 | bus_GGD_165 | 165 | 165 | 0.042937 | 0.0021469 | 0.010734 | 0 | 150 | 1 | 154000 | FALSE
line_165_165 | bus_GGD_165 | bus_GGD_165 | 165 | 165 | 0.062521 | 0.003126 | 0.01563 | 0 | 150 | 1 | 154000 | FALSE
line_2_2 | bus_GND_002 | bus_GND_002 | 2 | 2 | 0.038424 | 0.0019212 | 0.0096059 | 0 | 150 | 1 | 154000 | FALSE
line_165_165 | bus_GGD_165 | bus_GGD_165 | 165 | 165 | 0.039017 | 0.0019508 | 0.0097542 | 0 | 150 | 1 | 154000 | FALSE
line_165_165 | bus_GGD_165 | bus_GGD_165 | 165 | 165 | 0.043757 | 0.0021879 | 0.010939 | 0 | 150 | 1 | 154000 | FALSE
line_165_165 | bus_GGD_165 | bus_GGD_165 | 165 | 165 | 0.048552 | 0.0024276 | 0.012138 | 0 | 150 | 1 | 154000 | FALSE
line_165_165 | bus_GGD_165 | bus_GGD_165 | 165 | 165 | 0.05064 | 0.002532 | 0.01266 | 0 | 150 | 1 | 154000 | FALSE
line_165_165 | bus_GGD_165 | bus_GGD_165 | 165 | 165 | 0.051473 | 0.0025736 | 0.012868 | 0 | 150 | 1 | 154000 | FALSE
line_165_165 | bus_GGD_165 | bus_GGD_165 | 165 | 165 | 0.066233 | 0.0033116 | 0.016558 | 0 | 150 | 1 | 154000 | FALSE
line_165_165 | bus_GGD_165 | bus_GGD_165 | 165 | 165 | 0.042509 | 0.0021254 | 0.010627 | 0 | 150 | 1 | 154000 | FALSE
line_165_165 | bus_GGD_165 | bus_GGD_165 | 165 | 165 | 0.047565 | 0.0023783 | 0.011891 | 0 | 150 | 1 | 154000 | FALSE
line_165_165 | bus_GGD_165 | bus_GGD_165 | 165 | 165 | 0.041462 | 0.0020731 | 0.010365 | 0 | 150 | 1 | 154000 | FALSE
line_165_165 | bus_GGD_165 | bus_GGD_165 | 165 | 165 | 0.040142 | 0.0020071 | 0.010035 | 0 | 150 | 1 | 154000 | FALSE
line_165_165 | bus_GGD_165 | bus_GGD_165 | 165 | 165 | 0.13273 | 0.0066365 | 0.033183 | 0 | 800 | 1 | 345000 | FALSE
line_165_165 | bus_GGD_165 | bus_GGD_165 | 165 | 165 | 0.10079 | 0.0050396 | 0.025198 | 0 | 800 | 1 | 345000 | FALSE
line_165_165 | bus_GGD_165 | bus_GGD_165 | 165 | 165 | 0.11983 | 0.0059916 | 0.029958 | 0 | 800 | 1 | 345000 | FALSE
line_165_165 | bus_GGD_165 | bus_GGD_165 | 165 | 165 | 0.11648 | 0.0058238 | 0.029119 | 0 | 800 | 1 | 345000 | FALSE
line_192_2 | bus_GBD_192 | bus_GND_002 | 192 | 2 | 22.6055 | 1.1303 | 5.6514 | 0 | 150 | 1 | 154000 | FALSE
line_2_2 | bus_GND_002 | bus_GND_002 | 2 | 2 | 0.096042 | 0.0048021 | 0.024011 | 0 | 150 | 1 | 154000 | FALSE
line_2_2 | bus_GND_002 | bus_GND_002 | 2 | 2 | 0.10707 | 0.0053533 | 0.026766 | 0 | 150 | 1 | 154000 | FALSE
line_2_2 | bus_GND_002 | bus_GND_002 | 2 | 2 | 0.056319 | 0.0028159 | 0.01408 | 0 | 150 | 1 | 154000 | FALSE
line_2_2 | bus_GND_002 | bus_GND_002 | 2 | 2 | 0.14744 | 0.0073718 | 0.036859 | 0 | 150 | 1 | 154000 | FALSE
line_2_2 | bus_GND_002 | bus_GND_002 | 2 | 2 | 0.1065 | 0.0053251 | 0.026626 | 0 | 150 | 1 | 154000 | FALSE
line_2_2 | bus_GND_002 | bus_GND_002 | 2 | 2 | 0.084875 | 0.0042438 | 0.021219 | 0 | 150 | 1 | 154000 | FALSE
line_2_2 | bus_GND_002 | bus_GND_002 | 2 | 2 | 0.11671 | 0.0058353 | 0.029177 | 0 | 150 | 1 | 154000 | FALSE
line_2_2 | bus_GND_002 | bus_GND_002 | 2 | 2 | 0.096272 | 0.0048136 | 0.024068 | 0 | 150 | 1 | 154000 | FALSE
line_2_2 | bus_GND_002 | bus_GND_002 | 2 | 2 | 0.12239 | 0.0061196 | 0.030598 | 0 | 150 | 1 | 154000 | FALSE
line_2_2 | bus_GND_002 | bus_GND_002 | 2 | 2 | 0.13842 | 0.0069209 | 0.034604 | 0 | 150 | 1 | 154000 | FALSE
line_2_2 | bus_GND_002 | bus_GND_002 | 2 | 2 | 0.12431 | 0.0062157 | 0.031079 | 0 | 150 | 1 | 154000 | FALSE
line_2_2 | bus_GND_002 | bus_GND_002 | 2 | 2 | 0.10167 | 0.0050837 | 0.025419 | 0 | 150 | 1 | 154000 | FALSE
line_2_2 | bus_GND_002 | bus_GND_002 | 2 | 2 | 0.12192 | 0.0060962 | 0.030481 | 0 | 150 | 1 | 154000 | FALSE
line_2_2 | bus_GND_002 | bus_GND_002 | 2 | 2 | 1.7729 | 0.088645 | 0.44323 | 0 | 150 | 1 | 154000 | FALSE
line_2_2 | bus_GND_002 | bus_GND_002 | 2 | 2 | 1.8659 | 0.093295 | 0.46648 | 0 | 150 | 1 | 154000 | FALSE
line_38_38 | bus_USN_038 | bus_USN_038 | 38 | 38 | 2.363 | 0.11815 | 0.59074 | 0 | 150 | 1 | 154000 | FALSE
line_38_38 | bus_USN_038 | bus_USN_038 | 38 | 38 | 1.6207 | 0.081036 | 0.40518 | 0 | 800 | 1 | 345000 | FALSE
line_38_38 | bus_USN_038 | bus_USN_038 | 38 | 38 | 1.9421 | 0.097107 | 0.48553 | 0 | 150 | 1 | 154000 | FALSE
line_38_38 | bus_USN_038 | bus_USN_038 | 38 | 38 | 0.1829 | 0.0091449 | 0.045725 | 0 | 150 | 1 | 154000 | FALSE
line_38_38 | bus_USN_038 | bus_USN_038 | 38 | 38 | 0.23514 | 0.011757 | 0.058785 | 0 | 150 | 1 | 154000 | FALSE
line_38_38 | bus_USN_038 | bus_USN_038 | 38 | 38 | 1.0029 | 0.050147 | 0.25074 | 0 | 150 | 1 | 154000 | FALSE
line_39_38 | bus_USN_039 | bus_USN_038 | 39 | 38 | 5.7841 | 0.2892 | 1.446 | 0 | 150 | 1 | 154000 | FALSE
line_38_38 | bus_USN_038 | bus_USN_038 | 38 | 38 | 6.3662 | 0.31831 | 1.5915 | 0 | 150 | 1 | 154000 | FALSE
line_107_107 | bus_USN_107 | bus_USN_107 | 107 | 107 | 5.932 | 0.2966 | 1.483 | 0 | 150 | 1 | 154000 | FALSE
line_38_38 | bus_USN_038 | bus_USN_038 | 38 | 38 | 3.9843 | 0.19921 | 0.99607 | 0 | 150 | 1 | 154000 | FALSE
line_38_38 | bus_USN_038 | bus_USN_038 | 38 | 38 | 0.28361 | 0.01418 | 0.070902 | 0 | 150 | 1 | 154000 | FALSE
line_38_38 | bus_USN_038 | bus_USN_038 | 38 | 38 | 0.11646 | 0.0058232 | 0.029116 | 0 | 150 | 1 | 154000 | FALSE
line_38_38 | bus_USN_038 | bus_USN_038 | 38 | 38 | 0.56606 | 0.028303 | 0.14152 | 0 | 150 | 1 | 154000 | FALSE
line_38_38 | bus_USN_038 | bus_USN_038 | 38 | 38 | 1.8275 | 0.091375 | 0.45688 | 0 | 150 | 1 | 154000 | FALSE
line_172_171 | bus_GWD_172 | bus_GWD_171 | 172 | 171 | 27.0867 | 1.3543 | 6.7717 | 0 | 150 | 1 | 154000 | FALSE
line_172_172 | bus_GWD_172 | bus_GWD_172 | 172 | 172 | 0.75523 | 0.037761 | 0.18881 | 0 | 150 | 1 | 154000 | FALSE
line_193_194 | bus_GWD_193 | bus_GWD_194 | 193 | 194 | 23.6844 | 1.1842 | 5.9211 | 0 | 150 | 1 | 154000 | FALSE
line_193_193 | bus_GWD_193 | bus_GWD_193 | 193 | 193 | 1.1008 | 0.055039 | 0.2752 | 0 | 150 | 1 | 154000 | FALSE
line_193_172 | bus_GWD_193 | bus_GWD_172 | 193 | 172 | 19.4383 | 0.97191 | 4.8596 | 0 | 150 | 1 | 154000 | FALSE
line_7_28 | bus_GGD_007 | bus_GGD_028 | 7 | 28 | 16.7342 | 0.83671 | 4.1836 | 0 | 150 | 1 | 154000 | FALSE
line_195_316 | bus_GGD_195 | bus_GGD_316 | 195 | 316 | 7.398 | 0.3699 | 1.8495 | 0 | 150 | 1 | 154000 | FALSE
line_7_19 | bus_GGD_007 | bus_CND_019 | 7 | 19 | 11.975 | 0.59875 | 2.9938 | 0 | 150 | 1 | 154000 | FALSE
line_7_195 | bus_GGD_007 | bus_GGD_195 | 7 | 195 | 16.5782 | 0.82891 | 4.1446 | 0 | 150 | 1 | 154000 | FALSE
line_195_153 | bus_GGD_195 | bus_GGD_153 | 195 | 153 | 7.0153 | 0.35076 | 1.7538 | 0 | 150 | 1 | 154000 | FALSE
line_152_21 | bus_GGD_152 | bus_GGD_021 | 152 | 21 | 11.0217 | 0.55108 | 2.7554 | 0 | 150 | 1 | 154000 | FALSE
line_64_64 | bus_GGD_064 | bus_GGD_064 | 64 | 64 | 2.7309 | 0.13654 | 0.68271 | 0 | 150 | 1 | 154000 | FALSE
line_67_67 | bus_CBD_067 | bus_CBD_067 | 67 | 67 | 3.6262 | 0.18131 | 0.90655 | 0 | 150 | 1 | 154000 | FALSE
line_178_178 | bus_GGD_178 | bus_GGD_178 | 178 | 178 | 0.028275 | 0.0014138 | 0.0070688 | 0 | 150 | 1 | 154000 | FALSE
line_67_67 | bus_CBD_067 | bus_CBD_067 | 67 | 67 | 0.026952 | 0.0013476 | 0.006738 | 0 | 150 | 1 | 154000 | FALSE
line_178_178 | bus_GGD_178 | bus_GGD_178 | 178 | 178 | 0.058401 | 0.00292 | 0.0146 | 0 | 150 | 1 | 154000 | FALSE
line_67_67 | bus_CBD_067 | bus_CBD_067 | 67 | 67 | 0.081196 | 0.0040598 | 0.020299 | 0 | 150 | 1 | 154000 | FALSE
line_178_178 | bus_GGD_178 | bus_GGD_178 | 178 | 178 | 0.058269 | 0.0029134 | 0.014567 | 0 | 150 | 1 | 154000 | FALSE
line_178_178 | bus_GGD_178 | bus_GGD_178 | 178 | 178 | 0.031057 | 0.0015528 | 0.0077642 | 0 | 150 | 1 | 154000 | FALSE
line_178_178 | bus_GGD_178 | bus_GGD_178 | 178 | 178 | 0.076003 | 0.0038002 | 0.019001 | 0 | 150 | 1 | 154000 | FALSE
line_67_67 | bus_CBD_067 | bus_CBD_067 | 67 | 67 | 0.029105 | 0.0014552 | 0.0072762 | 0 | 150 | 1 | 154000 | FALSE
line_178_178 | bus_GGD_178 | bus_GGD_178 | 178 | 178 | 0.069428 | 0.0034714 | 0.017357 | 0 | 150 | 1 | 154000 | FALSE
line_67_67 | bus_CBD_067 | bus_CBD_067 | 67 | 67 | 0.087536 | 0.0043768 | 0.021884 | 0 | 150 | 1 | 154000 | FALSE
line_67_67 | bus_CBD_067 | bus_CBD_067 | 67 | 67 | 0.03241 | 0.0016205 | 0.0081024 | 0 | 150 | 1 | 154000 | FALSE
line_178_178 | bus_GGD_178 | bus_GGD_178 | 178 | 178 | 0.063897 | 0.0031949 | 0.015974 | 0 | 150 | 1 | 154000 | FALSE
line_67_67 | bus_CBD_067 | bus_CBD_067 | 67 | 67 | 0.030115 | 0.0015057 | 0.0075287 | 0 | 150 | 1 | 154000 | FALSE
line_178_178 | bus_GGD_178 | bus_GGD_178 | 178 | 178 | 0.061424 | 0.0030712 | 0.015356 | 0 | 150 | 1 | 154000 | FALSE
line_316_7 | bus_GGD_316 | bus_GGD_007 | 316 | 7 | 5.8094 | 0.29047 | 1.4524 | 0 | 150 | 1 | 154000 | FALSE
line_5_67 | bus_CBD_005 | bus_CBD_067 | 5 | 67 | 10.2402 | 0.51201 | 2.56 | 0 | 150 | 1 | 154000 | FALSE
line_5_5 | bus_CBD_005 | bus_CBD_005 | 5 | 5 | 0.8657 | 0.043285 | 0.21643 | 0 | 800 | 1 | 345000 | FALSE
line_152_152 | bus_GGD_152 | bus_GGD_152 | 152 | 152 | 0.69778 | 0.034889 | 0.17445 | 0 | 150 | 1 | 154000 | FALSE
line_64_64 | bus_GGD_064 | bus_GGD_064 | 64 | 64 | 0.44971 | 0.022486 | 0.11243 | 0 | 150 | 1 | 154000 | FALSE
line_64_64 | bus_GGD_064 | bus_GGD_064 | 64 | 64 | 1.1659 | 0.058296 | 0.29148 | 0 | 150 | 1 | 154000 | FALSE
line_53_104 | bus_JBD_053 | bus_JBD_104 | 53 | 104 | 19.9364 | 0.99682 | 4.9841 | 0 | 150 | 1 | 154000 | FALSE
line_257_257 | bus_SJN_257 | bus_SJN_257 | 257 | 257 | 0.049627 | 0.0024813 | 0.012407 | 0 | 150 | 1 | 154000 | FALSE
line_257_257 | bus_SJN_257 | bus_SJN_257 | 257 | 257 | 0.07491 | 0.0037455 | 0.018728 | 0 | 150 | 1 | 154000 | FALSE
line_257_257 | bus_SJN_257 | bus_SJN_257 | 257 | 257 | 0.051529 | 0.0025764 | 0.012882 | 0 | 150 | 1 | 154000 | FALSE
line_257_257 | bus_SJN_257 | bus_SJN_257 | 257 | 257 | 0.069014 | 0.0034507 | 0.017254 | 0 | 150 | 1 | 154000 | FALSE
line_257_257 | bus_SJN_257 | bus_SJN_257 | 257 | 257 | 4.6838 | 0.23419 | 1.171 | 0 | 150 | 1 | 154000 | FALSE
line_4_156 | bus_DJN_004 | bus_CBD_156 | 4 | 156 | 12.4109 | 0.62055 | 3.1027 | 0 | 150 | 1 | 154000 | FALSE
line_4_4 | bus_DJN_004 | bus_DJN_004 | 4 | 4 | 1.9898 | 0.099491 | 0.49745 | 0 | 150 | 1 | 154000 | FALSE
line_61_61 | bus_GWD_061 | bus_GWD_061 | 61 | 61 | 0.033937 | 0.0016969 | 0.0084843 | 0 | 150 | 1 | 154000 | FALSE
line_61_61 | bus_GWD_061 | bus_GWD_061 | 61 | 61 | 0.28585 | 0.014292 | 0.071462 | 0 | 150 | 1 | 154000 | FALSE
line_61_61 | bus_GWD_061 | bus_GWD_061 | 61 | 61 | 0.27855 | 0.013928 | 0.069638 | 0 | 150 | 1 | 154000 | FALSE
line_61_61 | bus_GWD_061 | bus_GWD_061 | 61 | 61 | 0.03591 | 0.0017955 | 0.0089775 | 0 | 150 | 1 | 154000 | FALSE
line_61_61 | bus_GWD_061 | bus_GWD_061 | 61 | 61 | 0.038051 | 0.0019026 | 0.0095129 | 0 | 150 | 1 | 154000 | FALSE
line_61_61 | bus_GWD_061 | bus_GWD_061 | 61 | 61 | 0.034768 | 0.0017384 | 0.0086921 | 0 | 150 | 1 | 154000 | FALSE
line_61_196 | bus_GWD_061 | bus_GWD_196 | 61 | 196 | 9.2548 | 0.46274 | 2.3137 | 0 | 150 | 1 | 154000 | FALSE
line_61_61 | bus_GWD_061 | bus_GWD_061 | 61 | 61 | 0.36697 | 0.018349 | 0.091744 | 0 | 150 | 1 | 154000 | FALSE
line_92_92 | bus_GBD_092 | bus_GBD_092 | 92 | 92 | 2.4348 | 0.12174 | 0.60871 | 0 | 150 | 1 | 154000 | FALSE
line_113_113 | bus_GBD_113 | bus_GBD_113 | 113 | 113 | 6.5719 | 0.3286 | 1.643 | 0 | 150 | 1 | 154000 | FALSE
line_131_131 | bus_GND_131 | bus_GND_131 | 131 | 131 | 0.078163 | 0.0039081 | 0.019541 | 0 | 150 | 1 | 154000 | FALSE
line_93_93 | bus_GBD_093 | bus_GBD_093 | 93 | 93 | 0.054317 | 0.0027158 | 0.013579 | 0 | 150 | 1 | 154000 | FALSE
line_131_131 | bus_GND_131 | bus_GND_131 | 131 | 131 | 0.068697 | 0.0034348 | 0.017174 | 0 | 150 | 1 | 154000 | FALSE
line_92_92 | bus_GBD_092 | bus_GBD_092 | 92 | 92 | 0.32625 | 0.016313 | 0.081563 | 0 | 800 | 1 | 345000 | FALSE
line_93_93 | bus_GBD_093 | bus_GBD_093 | 93 | 93 | 0.054368 | 0.0027184 | 0.013592 | 0 | 150 | 1 | 154000 | FALSE
line_40_40 | bus_BSN_040 | bus_BSN_040 | 40 | 40 | 0.058986 | 0.0029493 | 0.014747 | 0 | 800 | 1 | 345000 | FALSE
line_93_93 | bus_GBD_093 | bus_GBD_093 | 93 | 93 | 0.05549 | 0.0027745 | 0.013872 | 0 | 150 | 1 | 154000 | FALSE
line_131_131 | bus_GND_131 | bus_GND_131 | 131 | 131 | 0.065609 | 0.0032804 | 0.016402 | 0 | 150 | 1 | 154000 | FALSE
line_40_40 | bus_BSN_040 | bus_BSN_040 | 40 | 40 | 0.063707 | 0.0031853 | 0.015927 | 0 | 800 | 1 | 345000 | FALSE
line_93_93 | bus_GBD_093 | bus_GBD_093 | 93 | 93 | 0.05553 | 0.0027765 | 0.013883 | 0 | 150 | 1 | 154000 | FALSE
line_105_106 | bus_GBD_105 | bus_GBD_106 | 105 | 106 | 11.0352 | 0.55176 | 2.7588 | 0 | 150 | 1 | 154000 | FALSE
line_106_92 | bus_GBD_106 | bus_GBD_092 | 106 | 92 | 10.8796 | 0.54398 | 2.7199 | 0 | 800 | 1 | 345000 | FALSE
line_93_105 | bus_GBD_093 | bus_GBD_105 | 93 | 105 | 13.2807 | 0.66404 | 3.3202 | 0 | 150 | 1 | 154000 | FALSE
line_92_92 | bus_GBD_092 | bus_GBD_092 | 92 | 92 | 0.19635 | 0.0098176 | 0.049088 | 0 | 150 | 1 | 154000 | FALSE
line_105_93 | bus_GBD_105 | bus_GBD_093 | 105 | 93 | 14.7583 | 0.73791 | 3.6896 | 0 | 800 | 1 | 345000 | FALSE
line_113_197 | bus_GBD_113 | bus_GND_197 | 113 | 197 | 25.4653 | 1.2733 | 6.3663 | 0 | 150 | 1 | 154000 | FALSE
line_93_93 | bus_GBD_093 | bus_GBD_093 | 93 | 93 | 2.2557 | 0.11279 | 0.56393 | 0 | 150 | 1 | 154000 | FALSE
line_105_105 | bus_GBD_105 | bus_GBD_105 | 105 | 105 | 3.4685 | 0.17343 | 0.86713 | 0 | 800 | 1 | 345000 | FALSE
line_32_32 | bus_GGD_032 | bus_GGD_032 | 32 | 32 | 3.7803 | 0.18902 | 0.94508 | 0 | 150 | 1 | 154000 | FALSE
line_32_198 | bus_GGD_032 | bus_GBD_198 | 32 | 198 | 8.3241 | 0.4162 | 2.081 | 0 | 150 | 1 | 154000 | FALSE
line_109_108 | bus_USN_109 | bus_USN_108 | 109 | 108 | 10.1035 | 0.50517 | 2.5259 | 0 | 150 | 1 | 154000 | FALSE
line_36_36 | bus_USN_036 | bus_USN_036 | 36 | 36 | 1.0254 | 0.051272 | 0.25636 | 0 | 800 | 1 | 345000 | FALSE
line_108_36 | bus_USN_108 | bus_USN_036 | 108 | 36 | 15.3077 | 0.76539 | 3.8269 | 0 | 800 | 1 | 345000 | FALSE
line_109_109 | bus_USN_109 | bus_USN_109 | 109 | 109 | 0.92406 | 0.046203 | 0.23101 | 0 | 150 | 1 | 154000 | FALSE
line_36_36 | bus_USN_036 | bus_USN_036 | 36 | 36 | 1.4087 | 0.070437 | 0.35218 | 0 | 150 | 1 | 154000 | FALSE
line_199_199 | bus_GND_199 | bus_GND_199 | 199 | 199 | 0.050059 | 0.0025029 | 0.012515 | 0 | 150 | 1 | 154000 | FALSE
line_199_199 | bus_GND_199 | bus_GND_199 | 199 | 199 | 0.058194 | 0.0029097 | 0.014549 | 0 | 150 | 1 | 154000 | FALSE
line_199_199 | bus_GND_199 | bus_GND_199 | 199 | 199 | 0.04459 | 0.0022295 | 0.011147 | 0 | 150 | 1 | 154000 | FALSE
line_199_199 | bus_GND_199 | bus_GND_199 | 199 | 199 | 0.059883 | 0.0029941 | 0.014971 | 0 | 150 | 1 | 154000 | FALSE
line_199_199 | bus_GND_199 | bus_GND_199 | 199 | 199 | 0.065314 | 0.0032657 | 0.016329 | 0 | 150 | 1 | 154000 | FALSE
line_199_199 | bus_GND_199 | bus_GND_199 | 199 | 199 | 0.063544 | 0.0031772 | 0.015886 | 0 | 150 | 1 | 154000 | FALSE
line_199_199 | bus_GND_199 | bus_GND_199 | 199 | 199 | 0.060089 | 0.0030045 | 0.015022 | 0 | 150 | 1 | 154000 | FALSE
line_199_199 | bus_GND_199 | bus_GND_199 | 199 | 199 | 0.062065 | 0.0031032 | 0.015516 | 0 | 150 | 1 | 154000 | FALSE
line_200_148 | bus_GND_200 | bus_GND_148 | 200 | 148 | 28.2775 | 1.4139 | 7.0694 | 0 | 150 | 1 | 154000 | FALSE
line_145_201 | bus_GND_145 | bus_GND_201 | 145 | 201 | 23.604 | 1.1802 | 5.901 | 0 | 150 | 1 | 154000 | FALSE
line_202_202 | bus_GND_202 | bus_GND_202 | 202 | 202 | 4.2269 | 0.21134 | 1.0567 | 0 | 150 | 1 | 154000 | FALSE
line_202_202 | bus_GND_202 | bus_GND_202 | 202 | 202 | 5.0567 | 0.25283 | 1.2642 | 0 | 150 | 1 | 154000 | FALSE
line_202_202 | bus_GND_202 | bus_GND_202 | 202 | 202 | 0.86933 | 0.043467 | 0.21733 | 0 | 150 | 1 | 154000 | FALSE
line_76_76 | bus_GND_076 | bus_GND_076 | 76 | 76 | 1.4143 | 0.070717 | 0.35358 | 0 | 150 | 1 | 154000 | FALSE
line_149_202 | bus_GND_149 | bus_GND_202 | 149 | 202 | 31.3176 | 1.5659 | 7.8294 | 0 | 150 | 1 | 154000 | FALSE
line_149_149 | bus_GND_149 | bus_GND_149 | 149 | 149 | 1.4461 | 0.072304 | 0.36152 | 0 | 150 | 1 | 154000 | FALSE
line_74_203 | bus_GBD_074 | bus_GBD_203 | 74 | 203 | 46.7436 | 2.3372 | 11.6859 | 0 | 150 | 1 | 154000 | FALSE
line_204_78 | bus_JND_204 | bus_JND_078 | 204 | 78 | 5.7559 | 0.28779 | 1.439 | 0 | 150 | 1 | 154000 | FALSE
line_205_205 | bus_GBD_205 | bus_GBD_205 | 205 | 205 | 0.58165 | 0.029083 | 0.14541 | 0 | 150 | 1 | 154000 | FALSE
line_204_204 | bus_JND_204 | bus_JND_204 | 204 | 204 | 0.064287 | 0.0032143 | 0.016072 | 0 | 150 | 1 | 154000 | FALSE
line_204_204 | bus_JND_204 | bus_JND_204 | 204 | 204 | 0.22911 | 0.011455 | 0.057277 | 0 | 150 | 1 | 154000 | FALSE
line_204_204 | bus_JND_204 | bus_JND_204 | 204 | 204 | 0.061954 | 0.0030977 | 0.015489 | 0 | 150 | 1 | 154000 | FALSE
line_78_206 | bus_JND_078 | bus_JND_206 | 78 | 206 | 18.9581 | 0.9479 | 4.7395 | 0 | 150 | 1 | 154000 | FALSE
line_204_204 | bus_JND_204 | bus_JND_204 | 204 | 204 | 0.06599 | 0.0032995 | 0.016498 | 0 | 150 | 1 | 154000 | FALSE
line_204_204 | bus_JND_204 | bus_JND_204 | 204 | 204 | 0.21887 | 0.010944 | 0.054719 | 0 | 150 | 1 | 154000 | FALSE
line_204_204 | bus_JND_204 | bus_JND_204 | 204 | 204 | 0.064146 | 0.0032073 | 0.016037 | 0 | 150 | 1 | 154000 | FALSE
line_77_207 | bus_JND_077 | bus_JND_207 | 77 | 207 | 7.759 | 0.38795 | 1.9398 | 0 | 150 | 1 | 154000 | FALSE
line_78_78 | bus_JND_078 | bus_JND_078 | 78 | 78 | 0.081028 | 0.0040514 | 0.020257 | 0 | 150 | 1 | 154000 | FALSE
line_78_78 | bus_JND_078 | bus_JND_078 | 78 | 78 | 0.077002 | 0.0038501 | 0.01925 | 0 | 150 | 1 | 154000 | FALSE
line_78_78 | bus_JND_078 | bus_JND_078 | 78 | 78 | 0.11952 | 0.005976 | 0.02988 | 0 | 150 | 1 | 154000 | FALSE
line_78_78 | bus_JND_078 | bus_JND_078 | 78 | 78 | 0.78662 | 0.039331 | 0.19666 | 0 | 150 | 1 | 154000 | FALSE
line_74_208 | bus_GBD_074 | bus_GBD_208 | 74 | 208 | 27.519 | 1.376 | 6.8798 | 0 | 150 | 1 | 154000 | FALSE
line_78_209 | bus_JND_078 | bus_JND_209 | 78 | 209 | 20.6927 | 1.0346 | 5.1732 | 0 | 150 | 1 | 154000 | FALSE
line_209_207 | bus_JND_209 | bus_JND_207 | 209 | 207 | 29.3824 | 1.4691 | 7.3456 | 0 | 150 | 1 | 154000 | FALSE
line_114_2 | bus_GBD_114 | bus_GND_002 | 114 | 2 | 12.8684 | 0.64342 | 3.2171 | 0 | 150 | 1 | 154000 | FALSE
line_171_171 | bus_GWD_171 | bus_GWD_171 | 171 | 171 | 0.88709 | 0.044355 | 0.22177 | 0 | 150 | 1 | 154000 | FALSE
line_234_210 | bus_GGD_234 | bus_GGD_210 | 234 | 210 | 27.5627 | 1.3781 | 6.8907 | 0 | 150 | 1 | 154000 | FALSE
line_1_1 | bus_GGD_001 | bus_GGD_001 | 1 | 1 | 1.7671 | 0.088356 | 0.44178 | 0 | 800 | 1 | 345000 | FALSE
line_152_68 | bus_GGD_152 | bus_SEL_068 | 152 | 68 | 3.0593 | 0.15297 | 0.76483 | 0 | 800 | 1 | 345000 | FALSE
line_152_68 | bus_GGD_152 | bus_SEL_068 | 152 | 68 | 6.5601 | 0.32801 | 1.64 | 0 | 800 | 1 | 345000 | FALSE
line_68_68 | bus_SEL_068 | bus_SEL_068 | 68 | 68 | 1.5223 | 0.076114 | 0.38057 | 0 | 150 | 1 | 154000 | FALSE
line_211_212 | bus_JND_211 | bus_GWJ_212 | 211 | 212 | 8.3591 | 0.41795 | 2.0898 | 0 | 150 | 1 | 154000 | FALSE
line_211_211 | bus_JND_211 | bus_JND_211 | 211 | 211 | 0.17246 | 0.0086232 | 0.043116 | 0 | 150 | 1 | 154000 | FALSE
line_211_211 | bus_JND_211 | bus_JND_211 | 211 | 211 | 0.087403 | 0.0043702 | 0.021851 | 0 | 150 | 1 | 154000 | FALSE
line_211_211 | bus_JND_211 | bus_JND_211 | 211 | 211 | 0.083734 | 0.0041867 | 0.020934 | 0 | 150 | 1 | 154000 | FALSE
line_211_211 | bus_JND_211 | bus_JND_211 | 211 | 211 | 0.087144 | 0.0043572 | 0.021786 | 0 | 150 | 1 | 154000 | FALSE
line_211_211 | bus_JND_211 | bus_JND_211 | 211 | 211 | 0.082352 | 0.0041176 | 0.020588 | 0 | 150 | 1 | 154000 | FALSE
line_211_211 | bus_JND_211 | bus_JND_211 | 211 | 211 | 0.11058 | 0.005529 | 0.027645 | 0 | 150 | 1 | 154000 | FALSE
line_211_211 | bus_JND_211 | bus_JND_211 | 211 | 211 | 0.10534 | 0.0052668 | 0.026334 | 0 | 150 | 1 | 154000 | FALSE
line_211_45 | bus_JND_211 | bus_JND_045 | 211 | 45 | 36.879 | 1.8439 | 9.2197 | 0 | 150 | 1 | 154000 | FALSE
line_211_211 | bus_JND_211 | bus_JND_211 | 211 | 211 | 3.9752 | 0.19876 | 0.99379 | 0 | 150 | 1 | 154000 | FALSE
line_213_32 | bus_GBD_213 | bus_GGD_032 | 213 | 32 | 5.8743 | 0.29371 | 1.4686 | 0 | 150 | 1 | 154000 | FALSE
line_123_123 | bus_GND_123 | bus_GND_123 | 123 | 123 | 2.0653 | 0.10327 | 0.51633 | 0 | 150 | 1 | 154000 | FALSE
line_74_214 | bus_GBD_074 | bus_GBD_214 | 74 | 214 | 18.3933 | 0.91966 | 4.5983 | 0 | 800 | 1 | 345000 | FALSE
line_215_216 | bus_CBD_215 | bus_CBD_216 | 215 | 216 | 15.2284 | 0.76142 | 3.8071 | 0 | 150 | 1 | 154000 | FALSE
line_215_175 | bus_CBD_215 | bus_GWD_175 | 215 | 175 | 23.0791 | 1.154 | 5.7698 | 0 | 800 | 1 | 345000 | FALSE
line_216_217 | bus_CBD_216 | bus_CBD_217 | 216 | 217 | 8.0554 | 0.40277 | 2.0139 | 0 | 150 | 1 | 154000 | FALSE
line_152_152 | bus_GGD_152 | bus_GGD_152 | 152 | 152 | 1.3666 | 0.06833 | 0.34165 | 0 | 150 | 1 | 154000 | FALSE
line_68_68 | bus_SEL_068 | bus_SEL_068 | 68 | 68 | 1.4607 | 0.073036 | 0.36518 | 0 | 150 | 1 | 154000 | FALSE
line_28_28 | bus_GGD_028 | bus_GGD_028 | 28 | 28 | 5.194 | 0.2597 | 1.2985 | 0 | 150 | 1 | 154000 | FALSE
line_218_219 | bus_CBD_218 | bus_CBD_219 | 218 | 219 | 8.0849 | 0.40425 | 2.0212 | 0 | 150 | 1 | 154000 | FALSE
line_120_220 | bus_JND_120 | bus_JND_220 | 120 | 220 | 13.6988 | 0.68494 | 3.4247 | 0 | 150 | 1 | 154000 | FALSE
line_220_221 | bus_JND_220 | bus_JND_221 | 220 | 221 | 8.7159 | 0.43579 | 2.179 | 0 | 150 | 1 | 154000 | FALSE
line_217_218 | bus_CBD_217 | bus_CBD_218 | 217 | 218 | 12.483 | 0.62415 | 3.1207 | 0 | 150 | 1 | 154000 | FALSE
line_218_222 | bus_CBD_218 | bus_CBD_222 | 218 | 222 | 15.0749 | 0.75375 | 3.7687 | 0 | 150 | 1 | 154000 | FALSE
line_120_120 | bus_JND_120 | bus_JND_120 | 120 | 120 | 1.7952 | 0.08976 | 0.4488 | 0 | 150 | 1 | 154000 | FALSE
line_220_133 | bus_JND_220 | bus_GWJ_133 | 220 | 133 | 22.6027 | 1.1301 | 5.6507 | 0 | 150 | 1 | 154000 | FALSE
line_120_133 | bus_JND_120 | bus_GWJ_133 | 120 | 133 | 19.9825 | 0.99913 | 4.9956 | 0 | 150 | 1 | 154000 | FALSE
line_223_224 | bus_CBD_223 | bus_CBD_224 | 223 | 224 | 12.2881 | 0.6144 | 3.072 | 0 | 150 | 1 | 154000 | FALSE
line_349_92 | bus_GBD_349 | bus_GBD_092 | 349 | 92 | 6.8567 | 0.34284 | 1.7142 | 0 | 150 | 1 | 154000 | FALSE
line_221_221 | bus_JND_221 | bus_JND_221 | 221 | 221 | 2.5065 | 0.12533 | 0.62663 | 0 | 150 | 1 | 154000 | FALSE
line_221_221 | bus_JND_221 | bus_JND_221 | 221 | 221 | 2.3874 | 0.11937 | 0.59684 | 0 | 150 | 1 | 154000 | FALSE
line_221_221 | bus_JND_221 | bus_JND_221 | 221 | 221 | 4.6558 | 0.23279 | 1.1639 | 0 | 150 | 1 | 154000 | FALSE
line_221_225 | bus_JND_221 | bus_JND_225 | 221 | 225 | 41.4393 | 2.072 | 10.3598 | 0 | 150 | 1 | 154000 | FALSE
line_225_225 | bus_JND_225 | bus_JND_225 | 225 | 225 | 7.0217 | 0.35109 | 1.7554 | 0 | 150 | 1 | 154000 | FALSE
line_221_226 | bus_JND_221 | bus_JND_226 | 221 | 226 | 23.4694 | 1.1735 | 5.8673 | 0 | 150 | 1 | 154000 | FALSE
line_227_80 | bus_JBD_227 | bus_JBD_080 | 227 | 80 | 26.8502 | 1.3425 | 6.7126 | 0 | 150 | 1 | 154000 | FALSE
line_228_229 | bus_JND_228 | bus_JND_229 | 228 | 229 | 10.3701 | 0.5185 | 2.5925 | 0 | 150 | 1 | 154000 | FALSE
line_221_221 | bus_JND_221 | bus_JND_221 | 221 | 221 | 1.7264 | 0.08632 | 0.4316 | 0 | 150 | 1 | 154000 | FALSE
line_211_43 | bus_JND_211 | bus_GWJ_043 | 211 | 43 | 23.35 | 1.1675 | 5.8375 | 0 | 150 | 1 | 154000 | FALSE
line_225_228 | bus_JND_225 | bus_JND_228 | 225 | 228 | 30.502 | 1.5251 | 7.6255 | 0 | 150 | 1 | 154000 | FALSE
line_68_68 | bus_SEL_068 | bus_SEL_068 | 68 | 68 | 1.778 | 0.088902 | 0.44451 | 0 | 150 | 1 | 154000 | FALSE
line_292_292 | bus_ICN_292 | bus_ICN_292 | 292 | 292 | 4.232 | 0.2116 | 1.058 | 0 | 150 | 1 | 154000 | FALSE
line_180_41 | bus_GND_180 | bus_BSN_041 | 180 | 41 | 104.0779 | 5.2039 | 26.0195 | 0 | 3500 | 1 | 765000 | FALSE
line_23_23 | bus_GGD_023 | bus_GGD_023 | 23 | 23 | 3.3404 | 0.16702 | 0.8351 | 0 | 150 | 1 | 154000 | FALSE
line_74_74 | bus_GBD_074 | bus_GBD_074 | 74 | 74 | 0.2176 | 0.01088 | 0.054399 | 0 | 800 | 1 | 345000 | FALSE
line_124_129 | bus_GND_124 | bus_GND_129 | 124 | 129 | 15.627 | 0.78135 | 3.9068 | 0 | 800 | 1 | 345000 | FALSE
line_124_129 | bus_GND_124 | bus_GND_129 | 124 | 129 | 4.5403 | 0.22701 | 1.1351 | 0 | 150 | 1 | 154000 | FALSE
line_230_124 | bus_GND_230 | bus_GND_124 | 230 | 124 | 11.1591 | 0.55796 | 2.7898 | 0 | 150 | 1 | 154000 | FALSE
line_129_129 | bus_GND_129 | bus_GND_129 | 129 | 129 | 2.3165 | 0.11582 | 0.57912 | 0 | 150 | 1 | 154000 | FALSE
line_127_127 | bus_GND_127 | bus_GND_127 | 127 | 127 | 9.3364 | 0.46682 | 2.3341 | 0 | 150 | 1 | 154000 | FALSE
line_124_127 | bus_GND_124 | bus_GND_127 | 124 | 127 | 6.9977 | 0.34989 | 1.7494 | 0 | 150 | 1 | 154000 | FALSE
line_28_153 | bus_GGD_028 | bus_GGD_153 | 28 | 153 | 15.0182 | 0.75091 | 3.7545 | 0 | 800 | 1 | 345000 | FALSE
line_153_9 | bus_GGD_153 | bus_CND_009 | 153 | 9 | 39.0248 | 1.9512 | 9.7562 | 0 | 800 | 1 | 345000 | FALSE
line_153_153 | bus_GGD_153 | bus_GGD_153 | 153 | 153 | 2.0257 | 0.10128 | 0.50642 | 0 | 150 | 1 | 154000 | FALSE
line_68_68 | bus_SEL_068 | bus_SEL_068 | 68 | 68 | 2.3616 | 0.11808 | 0.59041 | 0 | 150 | 1 | 154000 | FALSE
line_231_231 | bus_GGD_231 | bus_GGD_231 | 231 | 231 | 2.0581 | 0.10291 | 0.51454 | 0 | 150 | 1 | 154000 | FALSE
line_231_231 | bus_GGD_231 | bus_GGD_231 | 231 | 231 | 0.053193 | 0.0026596 | 0.013298 | 0 | 150 | 1 | 154000 | FALSE
line_231_231 | bus_GGD_231 | bus_GGD_231 | 231 | 231 | 0.05776 | 0.002888 | 0.01444 | 0 | 150 | 1 | 154000 | FALSE
line_231_232 | bus_GGD_231 | bus_GWD_232 | 231 | 232 | 14.5729 | 0.72864 | 3.6432 | 0 | 150 | 1 | 154000 | FALSE
line_231_233 | bus_GGD_231 | bus_CBD_233 | 231 | 233 | 17.9788 | 0.89894 | 4.4947 | 0 | 150 | 1 | 154000 | FALSE
line_234_234 | bus_GGD_234 | bus_GGD_234 | 234 | 234 | 19.4986 | 0.97493 | 4.8747 | 0 | 800 | 1 | 345000 | FALSE
line_234_234 | bus_GGD_234 | bus_GGD_234 | 234 | 234 | 7.8067 | 0.39034 | 1.9517 | 0 | 150 | 1 | 154000 | FALSE
line_123_235 | bus_GND_123 | bus_GND_235 | 123 | 235 | 19.1965 | 0.95983 | 4.7991 | 0 | 150 | 1 | 154000 | FALSE
line_127_185 | bus_GND_127 | bus_GND_185 | 127 | 185 | 17.628 | 0.8814 | 4.407 | 0 | 150 | 1 | 154000 | FALSE
line_128_123 | bus_GND_128 | bus_GND_123 | 128 | 123 | 8.369 | 0.41845 | 2.0923 | 0 | 150 | 1 | 154000 | FALSE
line_236_236 | bus_JBD_236 | bus_JBD_236 | 236 | 236 | 2.0052 | 0.10026 | 0.50131 | 0 | 150 | 1 | 154000 | FALSE
line_76_202 | bus_GND_076 | bus_GND_202 | 76 | 202 | 29.6524 | 1.4826 | 7.4131 | 0 | 150 | 1 | 154000 | FALSE
line_152_152 | bus_GGD_152 | bus_GGD_152 | 152 | 152 | 0.68766 | 0.034383 | 0.17191 | 0 | 800 | 1 | 345000 | FALSE
line_178_178 | bus_GGD_178 | bus_GGD_178 | 178 | 178 | 0.61886 | 0.030943 | 0.15471 | 0 | 150 | 1 | 154000 | FALSE
line_160_160 | bus_GGD_160 | bus_GGD_160 | 160 | 160 | 3.8704 | 0.19352 | 0.9676 | 0 | 800 | 1 | 345000 | FALSE
line_19_9 | bus_CND_019 | bus_CND_009 | 19 | 9 | 9.1993 | 0.45996 | 2.2998 | 0 | 150 | 1 | 154000 | FALSE
line_7_7 | bus_GGD_007 | bus_GGD_007 | 7 | 7 | 9.4435 | 0.47217 | 2.3609 | 0 | 150 | 1 | 154000 | FALSE
line_92_92 | bus_GBD_092 | bus_GBD_092 | 92 | 92 | 0.47989 | 0.023995 | 0.11997 | 0 | 150 | 1 | 154000 | FALSE
line_237_238 | bus_JND_237 | bus_JND_238 | 237 | 238 | 33.6325 | 1.6816 | 8.4081 | 0 | 150 | 1 | 154000 | FALSE
line_159_239 | bus_CND_159 | bus_CND_239 | 159 | 239 | 26.3179 | 1.3159 | 6.5795 | 0 | 800 | 1 | 345000 | FALSE
line_240_159 | bus_CND_240 | bus_CND_159 | 240 | 159 | 32.915 | 1.6458 | 8.2288 | 0 | 800 | 1 | 345000 | FALSE
line_159_158 | bus_CND_159 | bus_CND_158 | 159 | 158 | 13.9145 | 0.69572 | 3.4786 | 0 | 800 | 1 | 345000 | FALSE
line_68_165 | bus_SEL_068 | bus_GGD_165 | 68 | 165 | 6.4285 | 0.32143 | 1.6071 | 0 | 150 | 1 | 154000 | FALSE
line_147_134 | bus_JND_147 | bus_JND_134 | 147 | 134 | 16.3383 | 0.81692 | 4.0846 | 0 | 800 | 1 | 345000 | FALSE
line_241_242 | bus_GWD_241 | bus_GWD_242 | 241 | 242 | 32.2885 | 1.6144 | 8.0721 | 0 | 150 | 1 | 154000 | FALSE
line_243_237 | bus_JND_243 | bus_JND_237 | 243 | 237 | 19.1999 | 0.96 | 4.8 | 0 | 150 | 1 | 154000 | FALSE
line_243_143 | bus_JND_243 | bus_JND_143 | 243 | 143 | 34.3233 | 1.7162 | 8.5808 | 0 | 150 | 1 | 154000 | FALSE
line_243_243 | bus_JND_243 | bus_JND_243 | 243 | 243 | 1.5555 | 0.077776 | 0.38888 | 0 | 150 | 1 | 154000 | FALSE
line_237_244 | bus_JND_237 | bus_JND_244 | 237 | 244 | 36.8512 | 1.8426 | 9.2128 | 0 | 150 | 1 | 154000 | FALSE
line_136_243 | bus_JND_136 | bus_JND_243 | 136 | 243 | 1.688 | 0.084401 | 0.422 | 0 | 150 | 1 | 154000 | FALSE
line_238_245 | bus_JND_238 | bus_JND_245 | 238 | 245 | 22.2531 | 1.1127 | 5.5633 | 0 | 150 | 1 | 154000 | FALSE
line_245_245 | bus_JND_245 | bus_JND_245 | 245 | 245 | 0.24321 | 0.012161 | 0.060803 | 0 | 150 | 1 | 154000 | FALSE
line_92_92 | bus_GBD_092 | bus_GBD_092 | 92 | 92 | 0.63803 | 0.031901 | 0.15951 | 0 | 150 | 1 | 154000 | FALSE
line_161_161 | bus_CBD_161 | bus_CBD_161 | 161 | 161 | 8.5045 | 0.42523 | 2.1261 | 0 | 150 | 1 | 154000 | FALSE
line_246_161 | bus_GWD_246 | bus_CBD_161 | 246 | 161 | 37.4851 | 1.8743 | 9.3713 | 0 | 150 | 1 | 154000 | FALSE
line_25_18 | bus_CND_025 | bus_CND_018 | 25 | 18 | 11.6963 | 0.58481 | 2.9241 | 0 | 150 | 1 | 154000 | FALSE
line_64_64 | bus_GGD_064 | bus_GGD_064 | 64 | 64 | 0.064164 | 0.0032082 | 0.016041 | 0 | 150 | 1 | 154000 | FALSE
line_64_64 | bus_GGD_064 | bus_GGD_064 | 64 | 64 | 0.067316 | 0.0033658 | 0.016829 | 0 | 150 | 1 | 154000 | FALSE
line_64_179 | bus_GGD_064 | bus_ICN_179 | 64 | 179 | 5.2574 | 0.26287 | 1.3144 | 0 | 150 | 1 | 154000 | FALSE
line_247_248 | bus_JND_247 | bus_JND_248 | 247 | 248 | 30.8075 | 1.5404 | 7.7019 | 0 | 150 | 1 | 154000 | FALSE
line_245_207 | bus_JND_245 | bus_JND_207 | 245 | 207 | 19.906 | 0.9953 | 4.9765 | 0 | 150 | 1 | 154000 | FALSE
line_207_207 | bus_JND_207 | bus_JND_207 | 207 | 207 | 1.7117 | 0.085584 | 0.42792 | 0 | 150 | 1 | 154000 | FALSE
line_249_70 | bus_GWD_249 | bus_GWD_070 | 249 | 70 | 24.9109 | 1.2455 | 6.2277 | 0 | 150 | 1 | 154000 | FALSE
line_221_212 | bus_JND_221 | bus_GWJ_212 | 221 | 212 | 36.9225 | 1.8461 | 9.2306 | 0 | 150 | 1 | 154000 | FALSE
line_68_68 | bus_SEL_068 | bus_SEL_068 | 68 | 68 | 2.6661 | 0.13331 | 0.66653 | 0 | 150 | 1 | 154000 | FALSE
line_23_23 | bus_GGD_023 | bus_GGD_023 | 23 | 23 | 1.6591 | 0.082957 | 0.41479 | 0 | 800 | 1 | 345000 | FALSE
line_38_38 | bus_USN_038 | bus_USN_038 | 38 | 38 | 4.9181 | 0.2459 | 1.2295 | 0 | 800 | 1 | 345000 | FALSE
line_38_38 | bus_USN_038 | bus_USN_038 | 38 | 38 | 1.372 | 0.068599 | 0.34299 | 0 | 150 | 1 | 154000 | FALSE
line_211_211 | bus_JND_211 | bus_JND_211 | 211 | 211 | 0.64562 | 0.032281 | 0.16141 | 0 | 150 | 1 | 154000 | FALSE
line_250_250 | bus_CBD_250 | bus_CBD_250 | 250 | 250 | 3.1373 | 0.15687 | 0.78433 | 0 | 150 | 1 | 154000 | FALSE
line_38_38 | bus_USN_038 | bus_USN_038 | 38 | 38 | 2.5687 | 0.12843 | 0.64217 | 0 | 150 | 1 | 154000 | FALSE
line_38_39 | bus_USN_038 | bus_USN_039 | 38 | 39 | 0.25315 | 0.012658 | 0.063288 | 0 | 150 | 1 | 154000 | FALSE
line_15_15 | bus_CND_015 | bus_CND_015 | 15 | 15 | 4.1062 | 0.20531 | 1.0265 | 0 | 150 | 1 | 154000 | FALSE
line_251_251 | bus_GBD_251 | bus_GBD_251 | 251 | 251 | 0.6713 | 0.033565 | 0.16782 | 0 | 150 | 1 | 154000 | FALSE
line_95_114 | bus_GBD_095 | bus_GBD_114 | 95 | 114 | 10.779 | 0.53895 | 2.6947 | 0 | 800 | 1 | 345000 | FALSE
line_248_252 | bus_JND_248 | bus_JND_252 | 248 | 252 | 21.9896 | 1.0995 | 5.4974 | 0 | 150 | 1 | 154000 | FALSE
line_253_254 | bus_JND_253 | bus_JND_254 | 253 | 254 | 24.4081 | 1.2204 | 6.102 | 0 | 150 | 1 | 154000 | FALSE
line_255_253 | bus_JND_255 | bus_JND_253 | 255 | 253 | 6.4641 | 0.32321 | 1.616 | 0 | 150 | 1 | 154000 | FALSE
line_253_253 | bus_JND_253 | bus_JND_253 | 253 | 253 | 1.5783 | 0.078915 | 0.39457 | 0 | 150 | 1 | 154000 | FALSE
line_253_256 | bus_JND_253 | bus_JND_256 | 253 | 256 | 7.4053 | 0.37027 | 1.8513 | 0 | 150 | 1 | 154000 | FALSE
line_253_253 | bus_JND_253 | bus_JND_253 | 253 | 253 | 0.064526 | 0.0032263 | 0.016131 | 0 | 150 | 1 | 154000 | FALSE
line_253_253 | bus_JND_253 | bus_JND_253 | 253 | 253 | 0.33225 | 0.016612 | 0.083061 | 0 | 150 | 1 | 154000 | FALSE
line_253_253 | bus_JND_253 | bus_JND_253 | 253 | 253 | 4.4294 | 0.22147 | 1.1074 | 0 | 150 | 1 | 154000 | FALSE
line_255_252 | bus_JND_255 | bus_JND_252 | 255 | 252 | 16.55 | 0.8275 | 4.1375 | 0 | 150 | 1 | 154000 | FALSE
line_24_24 | bus_SJN_024 | bus_SJN_024 | 24 | 24 | 0.070384 | 0.0035192 | 0.017596 | 0 | 150 | 1 | 154000 | FALSE
line_24_257 | bus_SJN_024 | bus_SJN_257 | 24 | 257 | 17.2603 | 0.86302 | 4.3151 | 0 | 150 | 1 | 154000 | FALSE
line_21_21 | bus_GGD_021 | bus_GGD_021 | 21 | 21 | 0.079573 | 0.0039786 | 0.019893 | 0 | 800 | 1 | 345000 | FALSE
line_21_21 | bus_GGD_021 | bus_GGD_021 | 21 | 21 | 0.1074 | 0.0053699 | 0.026849 | 0 | 800 | 1 | 345000 | FALSE
line_21_21 | bus_GGD_021 | bus_GGD_021 | 21 | 21 | 4.0317 | 0.20158 | 1.0079 | 0 | 800 | 1 | 345000 | FALSE
line_21_21 | bus_GGD_021 | bus_GGD_021 | 21 | 21 | 2.412 | 0.1206 | 0.60301 | 0 | 800 | 1 | 345000 | FALSE
line_258_259 | bus_GWD_258 | bus_GBD_259 | 258 | 259 | 40.1959 | 2.0098 | 10.049 | 0 | 150 | 1 | 154000 | FALSE
line_260_258 | bus_GWD_260 | bus_GWD_258 | 260 | 258 | 59.7843 | 2.9892 | 14.9461 | 0 | 150 | 1 | 154000 | FALSE
line_260_260 | bus_GWD_260 | bus_GWD_260 | 260 | 260 | 1.561 | 0.078051 | 0.39025 | 0 | 150 | 1 | 154000 | FALSE
line_92_92 | bus_GBD_092 | bus_GBD_092 | 92 | 92 | 0.31414 | 0.015707 | 0.078536 | 0 | 150 | 1 | 154000 | FALSE
line_92_261 | bus_GBD_092 | bus_GBD_261 | 92 | 261 | 7.4976 | 0.37488 | 1.8744 | 0 | 150 | 1 | 154000 | FALSE
line_7_7 | bus_GGD_007 | bus_GGD_007 | 7 | 7 | 1.2824 | 0.064122 | 0.32061 | 0 | 150 | 1 | 154000 | FALSE
line_58_59 | bus_ICN_058 | bus_GGD_059 | 58 | 59 | 14.3698 | 0.71849 | 3.5924 | 0 | 800 | 1 | 345000 | FALSE
line_262_262 | bus_GWD_262 | bus_GWD_262 | 262 | 262 | 0.084017 | 0.0042009 | 0.021004 | 0 | 150 | 1 | 154000 | FALSE
line_59_64 | bus_GGD_059 | bus_GGD_064 | 59 | 64 | 19.8508 | 0.99254 | 4.9627 | 0 | 800 | 1 | 345000 | FALSE
line_263_264 | bus_GBD_263 | bus_GBD_264 | 263 | 264 | 37.3785 | 1.8689 | 9.3446 | 0 | 150 | 1 | 154000 | FALSE
line_263_265 | bus_GBD_263 | bus_GBD_265 | 263 | 265 | 31.1636 | 1.5582 | 7.7909 | 0 | 150 | 1 | 154000 | FALSE
line_263_266 | bus_GBD_263 | bus_GBD_266 | 263 | 266 | 35.8758 | 1.7938 | 8.969 | 0 | 150 | 1 | 154000 | FALSE
line_39_39 | bus_USN_039 | bus_USN_039 | 39 | 39 | 3.859 | 0.19295 | 0.96475 | 0 | 150 | 1 | 154000 | FALSE
line_39_39 | bus_USN_039 | bus_USN_039 | 39 | 39 | 2.3578 | 0.11789 | 0.58944 | 0 | 150 | 1 | 154000 | FALSE
line_41_108 | bus_BSN_041 | bus_USN_108 | 41 | 108 | 34.4643 | 1.7232 | 8.6161 | 0 | 800 | 1 | 345000 | FALSE
line_41_41 | bus_BSN_041 | bus_BSN_041 | 41 | 41 | 0.088165 | 0.0044082 | 0.022041 | 0 | 800 | 1 | 345000 | FALSE
line_41_41 | bus_BSN_041 | bus_BSN_041 | 41 | 41 | 0.08668 | 0.004334 | 0.02167 | 0 | 800 | 1 | 345000 | FALSE
line_41_41 | bus_BSN_041 | bus_BSN_041 | 41 | 41 | 0.084561 | 0.004228 | 0.02114 | 0 | 800 | 1 | 345000 | FALSE
line_41_41 | bus_BSN_041 | bus_BSN_041 | 41 | 41 | 0.092582 | 0.0046291 | 0.023145 | 0 | 800 | 1 | 345000 | FALSE
line_179_292 | bus_ICN_179 | bus_ICN_292 | 179 | 292 | 1.8822 | 0.094111 | 0.47056 | 0 | 150 | 1 | 154000 | FALSE
line_292_292 | bus_ICN_292 | bus_ICN_292 | 292 | 292 | 5.5332 | 0.27666 | 1.3833 | 0 | 800 | 1 | 345000 | FALSE
line_34_34 | bus_GBD_034 | bus_GBD_034 | 34 | 34 | 7.6396 | 0.38198 | 1.9099 | 0 | 150 | 1 | 154000 | FALSE
line_9_9 | bus_CND_009 | bus_CND_009 | 9 | 9 | 2.3397 | 0.11699 | 0.58493 | 0 | 150 | 1 | 154000 | FALSE
line_19_19 | bus_CND_019 | bus_CND_019 | 19 | 19 | 6.9263 | 0.34632 | 1.7316 | 0 | 150 | 1 | 154000 | FALSE
line_9_9 | bus_CND_009 | bus_CND_009 | 9 | 9 | 3.7637 | 0.18819 | 0.94093 | 0 | 150 | 1 | 154000 | FALSE
line_18_9 | bus_CND_018 | bus_CND_009 | 18 | 9 | 9.8794 | 0.49397 | 2.4699 | 0 | 800 | 1 | 345000 | FALSE
line_254_209 | bus_JND_254 | bus_JND_209 | 254 | 209 | 40.3943 | 2.0197 | 10.0986 | 0 | 150 | 1 | 154000 | FALSE
line_267_268 | bus_CND_267 | bus_CND_268 | 267 | 268 | 13.7863 | 0.68932 | 3.4466 | 0 | 150 | 1 | 154000 | FALSE
line_269_269 | bus_JBD_269 | bus_JBD_269 | 269 | 269 | 0.21463 | 0.010732 | 0.053658 | 0 | 150 | 1 | 154000 | FALSE
line_269_121 | bus_JBD_269 | bus_JBD_121 | 269 | 121 | 49.5016 | 2.4751 | 12.3754 | 0 | 150 | 1 | 154000 | FALSE
line_269_270 | bus_JBD_269 | bus_JBD_270 | 269 | 270 | 11.1201 | 0.55601 | 2.78 | 0 | 150 | 1 | 154000 | FALSE
line_271_272 | bus_JBD_271 | bus_CND_272 | 271 | 272 | 16.1626 | 0.80813 | 4.0407 | 0 | 150 | 1 | 154000 | FALSE
line_64_64 | bus_GGD_064 | bus_GGD_064 | 64 | 64 | 3.9508 | 0.19754 | 0.98769 | 0 | 150 | 1 | 154000 | FALSE
line_152_152 | bus_GGD_152 | bus_GGD_152 | 152 | 152 | 12.1338 | 0.60669 | 3.0335 | 0 | 150 | 1 | 154000 | FALSE
line_41_41 | bus_BSN_041 | bus_BSN_041 | 41 | 41 | 1.5796 | 0.078981 | 0.39491 | 0 | 3500 | 1 | 765000 | FALSE
line_210_273 | bus_GGD_210 | bus_GGD_273 | 210 | 273 | 13.6432 | 0.68216 | 3.4108 | 0 | 150 | 1 | 154000 | FALSE
line_68_68 | bus_SEL_068 | bus_SEL_068 | 68 | 68 | 2.7803 | 0.13902 | 0.69508 | 0 | 150 | 1 | 154000 | FALSE
line_86_86 | bus_JJD_086 | bus_JJD_086 | 86 | 86 | 3.8636 | 0.19318 | 0.96589 | 0 | 150 | 1 | 154000 | FALSE
line_88_88 | bus_JJD_088 | bus_JJD_088 | 88 | 88 | 0.31389 | 0.015695 | 0.078473 | 0 | 150 | 1 | 154000 | FALSE
line_87_87 | bus_JJD_087 | bus_JJD_087 | 87 | 87 | 4.6982 | 0.23491 | 1.1746 | 0 | 150 | 1 | 154000 | FALSE
line_87_87 | bus_JJD_087 | bus_JJD_087 | 87 | 87 | 2.7999 | 0.14 | 0.69998 | 0 | 150 | 1 | 154000 | FALSE
line_274_274 | bus_CBD_274 | bus_CBD_274 | 274 | 274 | 0.6984 | 0.03492 | 0.1746 | 0 | 150 | 1 | 154000 | FALSE
line_274_275 | bus_CBD_274 | bus_CBD_275 | 274 | 275 | 13.6969 | 0.68484 | 3.4242 | 0 | 150 | 1 | 154000 | FALSE
line_219_275 | bus_CBD_219 | bus_CBD_275 | 219 | 275 | 14.1156 | 0.70578 | 3.5289 | 0 | 150 | 1 | 154000 | FALSE
line_276_274 | bus_CBD_276 | bus_CBD_274 | 276 | 274 | 18.9432 | 0.94716 | 4.7358 | 0 | 150 | 1 | 154000 | FALSE
line_152_152 | bus_GGD_152 | bus_GGD_152 | 152 | 152 | 0.31009 | 0.015505 | 0.077523 | 0 | 150 | 1 | 154000 | FALSE
line_11_116 | bus_CBD_011 | bus_CBD_116 | 11 | 116 | 25.3725 | 1.2686 | 6.3431 | 0 | 800 | 1 | 345000 | FALSE
line_11_11 | bus_CBD_011 | bus_CBD_011 | 11 | 11 | 2.5932 | 0.12966 | 0.6483 | 0 | 800 | 1 | 345000 | FALSE
line_9_178 | bus_CND_009 | bus_GGD_178 | 9 | 178 | 59.3418 | 2.9671 | 14.8355 | 0 | 800 | 1 | 345000 | FALSE
line_277_278 | bus_JBD_277 | bus_JBD_278 | 277 | 278 | 11.5765 | 0.57883 | 2.8941 | 0 | 150 | 1 | 154000 | FALSE
line_7_7 | bus_GGD_007 | bus_GGD_007 | 7 | 7 | 5.9185 | 0.29593 | 1.4796 | 0 | 150 | 1 | 154000 | FALSE
line_279_280 | bus_GWD_279 | bus_GWD_280 | 279 | 280 | 17.5967 | 0.87983 | 4.3992 | 0 | 150 | 1 | 154000 | FALSE
line_281_258 | bus_GBD_281 | bus_GWD_258 | 281 | 258 | 12.1173 | 0.60587 | 3.0293 | 0 | 150 | 1 | 154000 | FALSE
line_147_147 | bus_JND_147 | bus_JND_147 | 147 | 147 | 2.8471 | 0.14236 | 0.71178 | 0 | 150 | 1 | 154000 | FALSE
line_234_234 | bus_GGD_234 | bus_GGD_234 | 234 | 234 | 2.3926 | 0.11963 | 0.59816 | 0 | 800 | 1 | 345000 | FALSE
line_316_316 | bus_GGD_316 | bus_GGD_316 | 316 | 316 | 0.081157 | 0.0040579 | 0.020289 | 0 | 150 | 1 | 154000 | FALSE
line_178_64 | bus_GGD_178 | bus_GGD_064 | 178 | 64 | 8.7676 | 0.43838 | 2.1919 | 0 | 800 | 1 | 345000 | FALSE
line_178_322 | bus_GGD_178 | bus_GGD_322 | 178 | 322 | 4.3044 | 0.21522 | 1.0761 | 0 | 150 | 1 | 154000 | FALSE
line_84_282 | bus_JJD_084 | bus_JJD_282 | 84 | 282 | 5.9132 | 0.29566 | 1.4783 | 0 | 150 | 1 | 154000 | FALSE
line_28_153 | bus_GGD_028 | bus_GGD_153 | 28 | 153 | 19.4052 | 0.97026 | 4.8513 | 0 | 800 | 1 | 345000 | FALSE
line_47_264 | bus_GBD_047 | bus_GBD_264 | 47 | 264 | 47.6605 | 2.383 | 11.9151 | 0 | 150 | 1 | 154000 | FALSE
line_283_74 | bus_GBD_283 | bus_GBD_074 | 283 | 74 | 8.3346 | 0.41673 | 2.0836 | 0 | 150 | 1 | 154000 | FALSE
line_284_283 | bus_GBD_284 | bus_GBD_283 | 284 | 283 | 26.8988 | 1.3449 | 6.7247 | 0 | 150 | 1 | 154000 | FALSE
line_284_285 | bus_GBD_284 | bus_GBD_285 | 284 | 285 | 61.8735 | 3.0937 | 15.4684 | 0 | 150 | 1 | 154000 | FALSE
line_284_286 | bus_GBD_284 | bus_GBD_286 | 284 | 286 | 8.9609 | 0.44804 | 2.2402 | 0 | 150 | 1 | 154000 | FALSE
line_21_21 | bus_GGD_021 | bus_GGD_021 | 21 | 21 | 4.1354 | 0.20677 | 1.0338 | 0 | 150 | 1 | 154000 | FALSE
line_95_192 | bus_GBD_095 | bus_GBD_192 | 95 | 192 | 26.7159 | 1.3358 | 6.679 | 0 | 800 | 1 | 345000 | FALSE
line_144_144 | bus_JBD_144 | bus_JBD_144 | 144 | 144 | 8.8043 | 0.44022 | 2.2011 | 0 | 150 | 1 | 154000 | FALSE
line_234_168 | bus_GGD_234 | bus_GGD_168 | 234 | 168 | 17.3598 | 0.86799 | 4.34 | 0 | 800 | 1 | 345000 | FALSE
line_234_187 | bus_GGD_234 | bus_GGD_187 | 234 | 187 | 24.2346 | 1.2117 | 6.0587 | 0 | 150 | 1 | 154000 | FALSE
line_187_164 | bus_GGD_187 | bus_GBD_164 | 187 | 164 | 8.9353 | 0.44677 | 2.2338 | 0 | 150 | 1 | 154000 | FALSE
line_165_165 | bus_GGD_165 | bus_GGD_165 | 165 | 165 | 0.052927 | 0.0026463 | 0.013232 | 0 | 150 | 1 | 154000 | FALSE
line_287_288 | bus_JBD_287 | bus_JBD_288 | 287 | 288 | 18.9073 | 0.94537 | 4.7268 | 0 | 150 | 1 | 154000 | FALSE
line_43_43 | bus_GWJ_043 | bus_GWJ_043 | 43 | 43 | 0.40962 | 0.020481 | 0.10241 | 0 | 150 | 1 | 154000 | FALSE
line_43_43 | bus_GWJ_043 | bus_GWJ_043 | 43 | 43 | 0.32878 | 0.016439 | 0.082196 | 0 | 150 | 1 | 154000 | FALSE
line_144_53 | bus_JBD_144 | bus_JBD_053 | 144 | 53 | 13.1738 | 0.65869 | 3.2935 | 0 | 150 | 1 | 154000 | FALSE
line_192_192 | bus_GBD_192 | bus_GBD_192 | 192 | 192 | 0.11802 | 0.0059009 | 0.029505 | 0 | 800 | 1 | 345000 | FALSE
line_192_192 | bus_GBD_192 | bus_GBD_192 | 192 | 192 | 0.094701 | 0.004735 | 0.023675 | 0 | 800 | 1 | 345000 | FALSE
line_92_92 | bus_GBD_092 | bus_GBD_092 | 92 | 92 | 4.2461 | 0.2123 | 1.0615 | 0 | 150 | 1 | 154000 | FALSE
line_92_92 | bus_GBD_092 | bus_GBD_092 | 92 | 92 | 3.4461 | 0.17231 | 0.86153 | 0 | 150 | 1 | 154000 | FALSE
line_171_260 | bus_GWD_171 | bus_GWD_260 | 171 | 260 | 92.5402 | 4.627 | 23.1351 | 0 | 150 | 1 | 154000 | FALSE
line_289_289 | bus_GWD_289 | bus_GWD_289 | 289 | 289 | 1.7571 | 0.087853 | 0.43926 | 0 | 150 | 1 | 154000 | FALSE
line_0_0 | bus_GWD_000 | bus_GWD_000 | 0 | 0 | 0.34944 | 0.017472 | 0.087361 | 0 | 800 | 1 | 345000 | FALSE
line_21_21 | bus_GGD_021 | bus_GGD_021 | 21 | 21 | 5.7712 | 0.28856 | 1.4428 | 0 | 150 | 1 | 154000 | FALSE
line_112_180 | bus_GBD_112 | bus_GND_180 | 112 | 180 | 16.1214 | 0.80607 | 4.0303 | 0 | 800 | 1 | 345000 | FALSE
line_4_116 | bus_DJN_004 | bus_CBD_116 | 4 | 116 | 14.7428 | 0.73714 | 3.6857 | 0 | 800 | 1 | 345000 | FALSE
line_161_290 | bus_CBD_161 | bus_CBD_290 | 161 | 290 | 19.5706 | 0.97853 | 4.8927 | 0 | 150 | 1 | 154000 | FALSE
line_161_161 | bus_CBD_161 | bus_CBD_161 | 161 | 161 | 2.8237 | 0.14118 | 0.70592 | 0 | 150 | 1 | 154000 | FALSE
line_73_73 | bus_GBD_073 | bus_GBD_073 | 73 | 73 | 0.38832 | 0.019416 | 0.097081 | 0 | 800 | 1 | 345000 | FALSE
line_192_192 | bus_GBD_192 | bus_GBD_192 | 192 | 192 | 3.9167 | 0.19583 | 0.97917 | 0 | 150 | 1 | 154000 | FALSE
line_192_192 | bus_GBD_192 | bus_GBD_192 | 192 | 192 | 2.8456 | 0.14228 | 0.71141 | 0 | 150 | 1 | 154000 | FALSE
line_192_192 | bus_GBD_192 | bus_GBD_192 | 192 | 192 | 0.10674 | 0.0053371 | 0.026686 | 0 | 150 | 1 | 154000 | FALSE
line_192_192 | bus_GBD_192 | bus_GBD_192 | 192 | 192 | 0.1177 | 0.0058849 | 0.029424 | 0 | 150 | 1 | 154000 | FALSE
line_95_291 | bus_GBD_095 | bus_GBD_291 | 95 | 291 | 49.453 | 2.4726 | 12.3632 | 0 | 150 | 1 | 154000 | FALSE
line_187_30 | bus_GGD_187 | bus_GGD_030 | 187 | 30 | 7.8942 | 0.39471 | 1.9736 | 0 | 800 | 1 | 345000 | FALSE
line_27_11 | bus_CBD_027 | bus_CBD_011 | 27 | 11 | 7.3657 | 0.36828 | 1.8414 | 0 | 800 | 1 | 345000 | FALSE
line_47_47 | bus_GBD_047 | bus_GBD_047 | 47 | 47 | 0.99434 | 0.049717 | 0.24858 | 0 | 800 | 1 | 345000 | FALSE
line_47_47 | bus_GBD_047 | bus_GBD_047 | 47 | 47 | 0.17664 | 0.0088318 | 0.044159 | 0 | 3500 | 1 | 765000 | FALSE
line_47_47 | bus_GBD_047 | bus_GBD_047 | 47 | 47 | 0.2049 | 0.010245 | 0.051225 | 0 | 3500 | 1 | 765000 | FALSE
line_47_47 | bus_GBD_047 | bus_GBD_047 | 47 | 47 | 0.98354 | 0.049177 | 0.24589 | 0 | 800 | 1 | 345000 | FALSE
line_1_1 | bus_GGD_001 | bus_GGD_001 | 1 | 1 | 0.24604 | 0.012302 | 0.06151 | 0 | 800 | 1 | 345000 | FALSE
line_1_1 | bus_GGD_001 | bus_GGD_001 | 1 | 1 | 0.25459 | 0.01273 | 0.063648 | 0 | 800 | 1 | 345000 | FALSE
line_30_30 | bus_GGD_030 | bus_GGD_030 | 30 | 30 | 0.080144 | 0.0040072 | 0.020036 | 0 | 800 | 1 | 345000 | FALSE
line_30_30 | bus_GGD_030 | bus_GGD_030 | 30 | 30 | 0.079547 | 0.0039773 | 0.019887 | 0 | 800 | 1 | 345000 | FALSE
line_30_30 | bus_GGD_030 | bus_GGD_030 | 30 | 30 | 0.080364 | 0.0040182 | 0.020091 | 0 | 800 | 1 | 345000 | FALSE
line_30_30 | bus_GGD_030 | bus_GGD_030 | 30 | 30 | 0.081399 | 0.0040699 | 0.02035 | 0 | 800 | 1 | 345000 | FALSE
line_30_30 | bus_GGD_030 | bus_GGD_030 | 30 | 30 | 4.6788 | 0.23394 | 1.1697 | 0 | 800 | 1 | 345000 | FALSE
line_324_292 | bus_ICN_324 | bus_ICN_292 | 324 | 292 | 13.8948 | 0.69474 | 3.4737 | 0 | 800 | 1 | 345000 | FALSE
line_292_292 | bus_ICN_292 | bus_ICN_292 | 292 | 292 | 3.6292 | 0.18146 | 0.9073 | 0 | 150 | 1 | 154000 | FALSE
line_293_111 | bus_GND_293 | bus_GND_111 | 293 | 111 | 44.8205 | 2.241 | 11.2051 | 0 | 800 | 1 | 345000 | FALSE
line_294_295 | bus_GBD_294 | bus_GBD_295 | 294 | 295 | 20.7979 | 1.0399 | 5.1995 | 0 | 800 | 1 | 345000 | FALSE
line_294_294 | bus_GBD_294 | bus_GBD_294 | 294 | 294 | 0.13269 | 0.0066347 | 0.033174 | 0 | 800 | 1 | 345000 | FALSE
line_294_294 | bus_GBD_294 | bus_GBD_294 | 294 | 294 | 0.13285 | 0.0066424 | 0.033212 | 0 | 800 | 1 | 345000 | FALSE
line_2_2 | bus_GND_002 | bus_GND_002 | 2 | 2 | 0.051795 | 0.0025897 | 0.012949 | 0 | 150 | 1 | 154000 | FALSE
line_2_2 | bus_GND_002 | bus_GND_002 | 2 | 2 | 0.83956 | 0.041978 | 0.20989 | 0 | 150 | 1 | 154000 | FALSE
line_2_114 | bus_GND_002 | bus_GBD_114 | 2 | 114 | 13.5682 | 0.67841 | 3.392 | 0 | 800 | 1 | 345000 | FALSE
line_33_35 | bus_GBD_033 | bus_GBD_035 | 33 | 35 | 15.3515 | 0.76757 | 3.8379 | 0 | 800 | 1 | 345000 | FALSE
line_39_35 | bus_USN_039 | bus_GBD_035 | 39 | 35 | 12.8559 | 0.64279 | 3.214 | 0 | 800 | 1 | 345000 | FALSE
line_38_38 | bus_USN_038 | bus_USN_038 | 38 | 38 | 2.9911 | 0.14955 | 0.74777 | 0 | 800 | 1 | 345000 | FALSE
line_127_127 | bus_GND_127 | bus_GND_127 | 127 | 127 | 1.7674 | 0.088371 | 0.44185 | 0 | 800 | 1 | 345000 | FALSE
line_124_127 | bus_GND_124 | bus_GND_127 | 124 | 127 | 19.1174 | 0.95587 | 4.7794 | 0 | 800 | 1 | 345000 | FALSE
line_124_124 | bus_GND_124 | bus_GND_124 | 124 | 124 | 3.431 | 0.17155 | 0.85775 | 0 | 800 | 1 | 345000 | FALSE
line_190_190 | bus_BSN_190 | bus_BSN_190 | 190 | 190 | 0.09123 | 0.0045615 | 0.022808 | 0 | 150 | 1 | 154000 | FALSE
line_190_190 | bus_BSN_190 | bus_BSN_190 | 190 | 190 | 2.2072 | 0.11036 | 0.5518 | 0 | 150 | 1 | 154000 | FALSE
line_10_98 | bus_CBD_010 | bus_CBD_098 | 10 | 98 | 35.7705 | 1.7885 | 8.9426 | 0 | 800 | 1 | 345000 | FALSE
line_180_99 | bus_GND_180 | bus_GBD_099 | 180 | 99 | 45.607 | 2.2804 | 11.4018 | 0 | 800 | 1 | 345000 | FALSE
line_93_112 | bus_GBD_093 | bus_GBD_112 | 93 | 112 | 9.73 | 0.4865 | 2.4325 | 0 | 800 | 1 | 345000 | FALSE
line_296_98 | bus_JBD_296 | bus_CBD_098 | 296 | 98 | 23.8525 | 1.1926 | 5.9631 | 0 | 800 | 1 | 345000 | FALSE
line_297_297 | bus_GND_297 | bus_GND_297 | 297 | 297 | 0.94761 | 0.047381 | 0.2369 | 0 | 150 | 1 | 154000 | FALSE
line_298_298 | bus_GND_298 | bus_GND_298 | 298 | 298 | 2.3839 | 0.1192 | 0.59598 | 0 | 150 | 1 | 154000 | FALSE
line_298_298 | bus_GND_298 | bus_GND_298 | 298 | 298 | 0.45704 | 0.022852 | 0.11426 | 0 | 150 | 1 | 154000 | FALSE
line_298_298 | bus_GND_298 | bus_GND_298 | 298 | 298 | 0.43085 | 0.021542 | 0.10771 | 0 | 150 | 1 | 154000 | FALSE
line_297_297 | bus_GND_297 | bus_GND_297 | 297 | 297 | 2.9083 | 0.14541 | 0.72707 | 0 | 150 | 1 | 154000 | FALSE
line_297_298 | bus_GND_297 | bus_GND_298 | 297 | 298 | 27.5105 | 1.3755 | 6.8776 | 0 | 150 | 1 | 154000 | FALSE
line_126_297 | bus_GND_126 | bus_GND_297 | 126 | 297 | 21.5222 | 1.0761 | 5.3806 | 0 | 150 | 1 | 154000 | FALSE
line_99_102 | bus_GBD_099 | bus_GBD_102 | 99 | 102 | 16.3936 | 0.81968 | 4.0984 | 0 | 800 | 1 | 345000 | FALSE
line_6_21 | bus_GGD_006 | bus_GGD_021 | 6 | 21 | 9.2074 | 0.46037 | 2.3018 | 0 | 150 | 1 | 154000 | FALSE
line_153_153 | bus_GGD_153 | bus_GGD_153 | 153 | 153 | 0.96646 | 0.048323 | 0.24162 | 0 | 800 | 1 | 345000 | FALSE
line_324_292 | bus_ICN_324 | bus_ICN_292 | 324 | 292 | 7.4409 | 0.37205 | 1.8602 | 0 | 150 | 1 | 154000 | FALSE
line_160_160 | bus_GGD_160 | bus_GGD_160 | 160 | 160 | 9.8947 | 0.49474 | 2.4737 | 0 | 800 | 1 | 345000 | FALSE
line_23_299 | bus_GGD_023 | bus_GGD_299 | 23 | 299 | 22.0295 | 1.1015 | 5.5074 | 0 | 800 | 1 | 345000 | FALSE
line_300_300 | bus_GGD_300 | bus_GGD_300 | 300 | 300 | 0.14876 | 0.0074379 | 0.03719 | 0 | 150 | 1 | 154000 | FALSE
line_300_300 | bus_GGD_300 | bus_GGD_300 | 300 | 300 | 0.54909 | 0.027454 | 0.13727 | 0 | 150 | 1 | 154000 | FALSE
line_23_23 | bus_GGD_023 | bus_GGD_023 | 23 | 23 | 2.4768 | 0.12384 | 0.61919 | 0 | 800 | 1 | 345000 | FALSE
line_23_23 | bus_GGD_023 | bus_GGD_023 | 23 | 23 | 3.8254 | 0.19127 | 0.95636 | 0 | 150 | 1 | 154000 | FALSE
line_152_152 | bus_GGD_152 | bus_GGD_152 | 152 | 152 | 2.0676 | 0.10338 | 0.51691 | 0 | 800 | 1 | 345000 | FALSE
line_152_152 | bus_GGD_152 | bus_GGD_152 | 152 | 152 | 2.8218 | 0.14109 | 0.70545 | 0 | 800 | 1 | 345000 | FALSE
line_21_21 | bus_GGD_021 | bus_GGD_021 | 21 | 21 | 4.4422 | 0.22211 | 1.1105 | 0 | 150 | 1 | 154000 | FALSE
line_21_21 | bus_GGD_021 | bus_GGD_021 | 21 | 21 | 0.83598 | 0.041799 | 0.209 | 0 | 800 | 1 | 345000 | FALSE
line_189_301 | bus_GGD_189 | bus_GGD_301 | 189 | 301 | 15.1585 | 0.75792 | 3.7896 | 0 | 150 | 1 | 154000 | FALSE
line_301_301 | bus_GGD_301 | bus_GGD_301 | 301 | 301 | 0.20613 | 0.010307 | 0.051534 | 0 | 150 | 1 | 154000 | FALSE
line_301_301 | bus_GGD_301 | bus_GGD_301 | 301 | 301 | 0.17223 | 0.0086114 | 0.043057 | 0 | 150 | 1 | 154000 | FALSE
line_316_316 | bus_GGD_316 | bus_GGD_316 | 316 | 316 | 1.7733 | 0.088663 | 0.44331 | 0 | 150 | 1 | 154000 | FALSE
line_302_303 | bus_CND_302 | bus_CND_303 | 302 | 303 | 8.7718 | 0.43859 | 2.193 | 0 | 150 | 1 | 154000 | FALSE
line_304_12 | bus_CND_304 | bus_CND_012 | 304 | 12 | 16.0741 | 0.8037 | 4.0185 | 0 | 150 | 1 | 154000 | FALSE
line_305_52 | bus_CND_305 | bus_CND_052 | 305 | 52 | 13.7671 | 0.68836 | 3.4418 | 0 | 150 | 1 | 154000 | FALSE
line_135_135 | bus_CND_135 | bus_CND_135 | 135 | 135 | 0.182 | 0.0091002 | 0.045501 | 0 | 150 | 1 | 154000 | FALSE
line_8_302 | bus_CND_008 | bus_CND_302 | 8 | 302 | 21.3283 | 1.0664 | 5.3321 | 0 | 150 | 1 | 154000 | FALSE
line_302_304 | bus_CND_302 | bus_CND_304 | 302 | 304 | 7.146 | 0.3573 | 1.7865 | 0 | 150 | 1 | 154000 | FALSE
line_304_304 | bus_CND_304 | bus_CND_304 | 304 | 304 | 3.3922 | 0.16961 | 0.84805 | 0 | 150 | 1 | 154000 | FALSE
line_304_304 | bus_CND_304 | bus_CND_304 | 304 | 304 | 0.30949 | 0.015475 | 0.077374 | 0 | 150 | 1 | 154000 | FALSE
line_304_304 | bus_CND_304 | bus_CND_304 | 304 | 304 | 0.32421 | 0.016211 | 0.081053 | 0 | 150 | 1 | 154000 | FALSE
line_25_25 | bus_CND_025 | bus_CND_025 | 25 | 25 | 3.9453 | 0.19727 | 0.98634 | 0 | 150 | 1 | 154000 | FALSE
line_249_249 | bus_GWD_249 | bus_GWD_249 | 249 | 249 | 0.94259 | 0.047129 | 0.23565 | 0 | 150 | 1 | 154000 | FALSE
line_70_70 | bus_GWD_070 | bus_GWD_070 | 70 | 70 | 1.6037 | 0.080183 | 0.40092 | 0 | 150 | 1 | 154000 | FALSE
line_306_196 | bus_GWD_306 | bus_GWD_196 | 306 | 196 | 42.8703 | 2.1435 | 10.7176 | 0 | 150 | 1 | 154000 | FALSE
line_55_306 | bus_GWD_055 | bus_GWD_306 | 55 | 306 | 50.8503 | 2.5425 | 12.7126 | 0 | 150 | 1 | 154000 | FALSE
line_306_306 | bus_GWD_306 | bus_GWD_306 | 306 | 306 | 2.4354 | 0.12177 | 0.60885 | 0 | 150 | 1 | 154000 | FALSE
line_307_308 | bus_GWD_307 | bus_GWD_308 | 307 | 308 | 50.0023 | 2.5001 | 12.5006 | 0 | 150 | 1 | 154000 | FALSE
line_309_279 | bus_GWD_309 | bus_GWD_279 | 309 | 279 | 38.7261 | 1.9363 | 9.6815 | 0 | 150 | 1 | 154000 | FALSE
line_306_309 | bus_GWD_306 | bus_GWD_309 | 306 | 309 | 20.4873 | 1.0244 | 5.1218 | 0 | 150 | 1 | 154000 | FALSE
line_306_308 | bus_GWD_306 | bus_GWD_308 | 306 | 308 | 37.5609 | 1.878 | 9.3902 | 0 | 150 | 1 | 154000 | FALSE
line_232_232 | bus_GWD_232 | bus_GWD_232 | 232 | 232 | 2.0762 | 0.10381 | 0.51906 | 0 | 150 | 1 | 154000 | FALSE
line_152_152 | bus_GGD_152 | bus_GGD_152 | 152 | 152 | 4.7663 | 0.23832 | 1.1916 | 0 | 150 | 1 | 154000 | FALSE
line_152_152 | bus_GGD_152 | bus_GGD_152 | 152 | 152 | 0.11379 | 0.0056897 | 0.028448 | 0 | 150 | 1 | 154000 | FALSE
line_152_152 | bus_GGD_152 | bus_GGD_152 | 152 | 152 | 2.8158 | 0.14079 | 0.70394 | 0 | 150 | 1 | 154000 | FALSE
line_292_292 | bus_ICN_292 | bus_ICN_292 | 292 | 292 | 3.297 | 0.16485 | 0.82424 | 0 | 150 | 1 | 154000 | FALSE
line_31_31 | bus_GGD_031 | bus_GGD_031 | 31 | 31 | 0.79302 | 0.039651 | 0.19825 | 0 | 150 | 1 | 154000 | FALSE
line_193_69 | bus_GWD_193 | bus_GWD_069 | 193 | 69 | 10.516 | 0.5258 | 2.629 | 0 | 150 | 1 | 154000 | FALSE
line_69_69 | bus_GWD_069 | bus_GWD_069 | 69 | 69 | 2.5932 | 0.12966 | 0.64829 | 0 | 150 | 1 | 154000 | FALSE
line_280_170 | bus_GWD_280 | bus_GWD_170 | 280 | 170 | 39.2943 | 1.9647 | 9.8236 | 0 | 150 | 1 | 154000 | FALSE
line_280_280 | bus_GWD_280 | bus_GWD_280 | 280 | 280 | 0.213 | 0.01065 | 0.053251 | 0 | 150 | 1 | 154000 | FALSE
line_280_280 | bus_GWD_280 | bus_GWD_280 | 280 | 280 | 0.20813 | 0.010407 | 0.052034 | 0 | 150 | 1 | 154000 | FALSE
line_280_280 | bus_GWD_280 | bus_GWD_280 | 280 | 280 | 1.5759 | 0.078794 | 0.39397 | 0 | 150 | 1 | 154000 | FALSE
line_310_188 | bus_GWD_310 | bus_GWD_188 | 310 | 188 | 4.0188 | 0.20094 | 1.0047 | 0 | 150 | 1 | 154000 | FALSE
line_188_188 | bus_GWD_188 | bus_GWD_188 | 188 | 188 | 5.131 | 0.25655 | 1.2828 | 0 | 150 | 1 | 154000 | FALSE
line_310_310 | bus_GWD_310 | bus_GWD_310 | 310 | 310 | 7.8683 | 0.39341 | 1.9671 | 0 | 150 | 1 | 154000 | FALSE
line_188_311 | bus_GWD_188 | bus_GWD_311 | 188 | 311 | 13.5311 | 0.67655 | 3.3828 | 0 | 150 | 1 | 154000 | FALSE
line_312_186 | bus_GWD_312 | bus_GWD_186 | 312 | 186 | 7.0518 | 0.35259 | 1.7629 | 0 | 800 | 1 | 345000 | FALSE
line_166_186 | bus_GGD_166 | bus_GWD_186 | 166 | 186 | 8.0638 | 0.40319 | 2.0159 | 0 | 150 | 1 | 154000 | FALSE
line_313_310 | bus_GWD_313 | bus_GWD_310 | 313 | 310 | 18.2456 | 0.91228 | 4.5614 | 0 | 150 | 1 | 154000 | FALSE
line_188_412 | bus_GWD_188 | bus_GWD_412 | 188 | 412 | 4.613 | 0.23065 | 1.1533 | 0 | 150 | 1 | 154000 | FALSE
line_1_312 | bus_GGD_001 | bus_GWD_312 | 1 | 312 | 10.659 | 0.53295 | 2.6648 | 0 | 800 | 1 | 345000 | FALSE
line_312_312 | bus_GWD_312 | bus_GWD_312 | 312 | 312 | 3.0098 | 0.15049 | 0.75245 | 0 | 150 | 1 | 154000 | FALSE
line_313_307 | bus_GWD_313 | bus_GWD_307 | 313 | 307 | 6.55 | 0.3275 | 1.6375 | 0 | 150 | 1 | 154000 | FALSE
line_188_188 | bus_GWD_188 | bus_GWD_188 | 188 | 188 | 4.1141 | 0.20571 | 1.0285 | 0 | 150 | 1 | 154000 | FALSE
line_313_188 | bus_GWD_313 | bus_GWD_188 | 313 | 188 | 19.5972 | 0.97986 | 4.8993 | 0 | 150 | 1 | 154000 | FALSE
line_314_314 | bus_GGD_314 | bus_GGD_314 | 314 | 314 | 0.27929 | 0.013964 | 0.069822 | 0 | 150 | 1 | 154000 | FALSE
line_314_314 | bus_GGD_314 | bus_GGD_314 | 314 | 314 | 0.305 | 0.01525 | 0.07625 | 0 | 150 | 1 | 154000 | FALSE
line_314_314 | bus_GGD_314 | bus_GGD_314 | 314 | 314 | 1.4706 | 0.073528 | 0.36764 | 0 | 150 | 1 | 154000 | FALSE
line_168_315 | bus_GGD_168 | bus_GGD_315 | 168 | 315 | 8.075 | 0.40375 | 2.0187 | 0 | 150 | 1 | 154000 | FALSE
line_315_315 | bus_GGD_315 | bus_GGD_315 | 315 | 315 | 0.13607 | 0.0068034 | 0.034017 | 0 | 150 | 1 | 154000 | FALSE
line_315_315 | bus_GGD_315 | bus_GGD_315 | 315 | 315 | 0.13033 | 0.0065163 | 0.032582 | 0 | 150 | 1 | 154000 | FALSE
line_187_31 | bus_GGD_187 | bus_GGD_031 | 187 | 31 | 16.2244 | 0.81122 | 4.0561 | 0 | 150 | 1 | 154000 | FALSE
line_195_195 | bus_GGD_195 | bus_GGD_195 | 195 | 195 | 0.36772 | 0.018386 | 0.09193 | 0 | 150 | 1 | 154000 | FALSE
line_316_178 | bus_GGD_316 | bus_GGD_178 | 316 | 178 | 7.379 | 0.36895 | 1.8447 | 0 | 150 | 1 | 154000 | FALSE
line_153_153 | bus_GGD_153 | bus_GGD_153 | 153 | 153 | 2.6427 | 0.13213 | 0.66067 | 0 | 150 | 1 | 154000 | FALSE
line_153_153 | bus_GGD_153 | bus_GGD_153 | 153 | 153 | 1.684 | 0.084201 | 0.42101 | 0 | 800 | 1 | 345000 | FALSE
line_322_153 | bus_GGD_322 | bus_GGD_153 | 322 | 153 | 4.9363 | 0.24682 | 1.2341 | 0 | 150 | 1 | 154000 | FALSE
line_317_153 | bus_GGD_317 | bus_GGD_153 | 317 | 153 | 24.9928 | 1.2496 | 6.2482 | 0 | 150 | 1 | 154000 | FALSE
line_153_153 | bus_GGD_153 | bus_GGD_153 | 153 | 153 | 7.2954 | 0.36477 | 1.8239 | 0 | 150 | 1 | 154000 | FALSE
line_64_64 | bus_GGD_064 | bus_GGD_064 | 64 | 64 | 1.4729 | 0.073643 | 0.36822 | 0 | 150 | 1 | 154000 | FALSE
line_64_64 | bus_GGD_064 | bus_GGD_064 | 64 | 64 | 0.76005 | 0.038002 | 0.19001 | 0 | 150 | 1 | 154000 | FALSE
line_318_319 | bus_CND_318 | bus_CND_319 | 318 | 319 | 22.9177 | 1.1459 | 5.7294 | 0 | 150 | 1 | 154000 | FALSE
line_318_318 | bus_CND_318 | bus_CND_318 | 318 | 318 | 0.096429 | 0.0048214 | 0.024107 | 0 | 150 | 1 | 154000 | FALSE
line_318_318 | bus_CND_318 | bus_CND_318 | 318 | 318 | 0.10814 | 0.0054072 | 0.027036 | 0 | 150 | 1 | 154000 | FALSE
line_320_159 | bus_CND_320 | bus_CND_159 | 320 | 159 | 17.0409 | 0.85204 | 4.2602 | 0 | 150 | 1 | 154000 | FALSE
line_12_321 | bus_CND_012 | bus_CND_321 | 12 | 321 | 12.629 | 0.63145 | 3.1572 | 0 | 150 | 1 | 154000 | FALSE
line_12_159 | bus_CND_012 | bus_CND_159 | 12 | 159 | 26.819 | 1.3409 | 6.7047 | 0 | 150 | 1 | 154000 | FALSE
line_317_317 | bus_GGD_317 | bus_GGD_317 | 317 | 317 | 0.15564 | 0.0077822 | 0.038911 | 0 | 150 | 1 | 154000 | FALSE
line_317_317 | bus_GGD_317 | bus_GGD_317 | 317 | 317 | 0.15588 | 0.0077938 | 0.038969 | 0 | 150 | 1 | 154000 | FALSE
line_322_317 | bus_GGD_322 | bus_GGD_317 | 322 | 317 | 11.3518 | 0.56759 | 2.8379 | 0 | 150 | 1 | 154000 | FALSE
line_153_64 | bus_GGD_153 | bus_GGD_064 | 153 | 64 | 24.5659 | 1.2283 | 6.1415 | 0 | 800 | 1 | 345000 | FALSE
line_323_324 | bus_ICN_323 | bus_ICN_324 | 323 | 324 | 11.8316 | 0.59158 | 2.9579 | 0 | 150 | 1 | 154000 | FALSE
line_7_7 | bus_GGD_007 | bus_GGD_007 | 7 | 7 | 2.2664 | 0.11332 | 0.56661 | 0 | 150 | 1 | 154000 | FALSE
line_28_28 | bus_GGD_028 | bus_GGD_028 | 28 | 28 | 1.6639 | 0.083194 | 0.41597 | 0 | 150 | 1 | 154000 | FALSE
line_160_160 | bus_GGD_160 | bus_GGD_160 | 160 | 160 | 0.21029 | 0.010515 | 0.052573 | 0 | 150 | 1 | 154000 | FALSE
line_160_160 | bus_GGD_160 | bus_GGD_160 | 160 | 160 | 0.20422 | 0.010211 | 0.051056 | 0 | 150 | 1 | 154000 | FALSE
line_160_160 | bus_GGD_160 | bus_GGD_160 | 160 | 160 | 1.6584 | 0.082922 | 0.41461 | 0 | 150 | 1 | 154000 | FALSE
line_160_160 | bus_GGD_160 | bus_GGD_160 | 160 | 160 | 1.954 | 0.097699 | 0.48849 | 0 | 150 | 1 | 154000 | FALSE
line_325_174 | bus_GGD_325 | bus_GGD_174 | 325 | 174 | 27.4463 | 1.3723 | 6.8616 | 0 | 150 | 1 | 154000 | FALSE
line_325_326 | bus_GGD_325 | bus_GGD_326 | 325 | 326 | 16.3201 | 0.816 | 4.08 | 0 | 150 | 1 | 154000 | FALSE
line_234_234 | bus_GGD_234 | bus_GGD_234 | 234 | 234 | 2.4576 | 0.12288 | 0.61441 | 0 | 150 | 1 | 154000 | FALSE
line_265_327 | bus_GBD_265 | bus_GBD_327 | 265 | 327 | 24.8073 | 1.2404 | 6.2018 | 0 | 150 | 1 | 154000 | FALSE
line_208_208 | bus_GBD_208 | bus_GBD_208 | 208 | 208 | 5.8641 | 0.29321 | 1.466 | 0 | 150 | 1 | 154000 | FALSE
line_328_208 | bus_GBD_328 | bus_GBD_208 | 328 | 208 | 11.4117 | 0.57058 | 2.8529 | 0 | 150 | 1 | 154000 | FALSE
line_208_208 | bus_GBD_208 | bus_GBD_208 | 208 | 208 | 3.858 | 0.1929 | 0.9645 | 0 | 150 | 1 | 154000 | FALSE
line_173_152 | bus_GGD_173 | bus_GGD_152 | 173 | 152 | 17.7878 | 0.88939 | 4.4469 | 0 | 150 | 1 | 154000 | FALSE
line_178_178 | bus_GGD_178 | bus_GGD_178 | 178 | 178 | 3.0609 | 0.15305 | 0.76523 | 0 | 150 | 1 | 154000 | FALSE
line_178_178 | bus_GGD_178 | bus_GGD_178 | 178 | 178 | 5.3836 | 0.26918 | 1.3459 | 0 | 150 | 1 | 154000 | FALSE
line_173_173 | bus_GGD_173 | bus_GGD_173 | 173 | 173 | 5.6758 | 0.28379 | 1.4189 | 0 | 150 | 1 | 154000 | FALSE
line_68_68 | bus_SEL_068 | bus_SEL_068 | 68 | 68 | 0.89646 | 0.044823 | 0.22411 | 0 | 150 | 1 | 154000 | FALSE
line_25_25 | bus_CND_025 | bus_CND_025 | 25 | 25 | 2.4798 | 0.12399 | 0.61994 | 0 | 150 | 1 | 154000 | FALSE
line_20_20 | bus_CND_020 | bus_CND_020 | 20 | 20 | 1.1887 | 0.059435 | 0.29718 | 0 | 150 | 1 | 154000 | FALSE
line_20_15 | bus_CND_020 | bus_CND_015 | 20 | 15 | 9.5265 | 0.47633 | 2.3816 | 0 | 150 | 1 | 154000 | FALSE
line_167_167 | bus_GGD_167 | bus_GGD_167 | 167 | 167 | 3.6142 | 0.18071 | 0.90354 | 0 | 150 | 1 | 154000 | FALSE
line_158_158 | bus_CND_158 | bus_CND_158 | 158 | 158 | 4.3516 | 0.21758 | 1.0879 | 0 | 800 | 1 | 345000 | FALSE
line_268_268 | bus_CND_268 | bus_CND_268 | 268 | 268 | 0.32902 | 0.016451 | 0.082256 | 0 | 150 | 1 | 154000 | FALSE
line_268_329 | bus_CND_268 | bus_CND_329 | 268 | 329 | 9.7988 | 0.48994 | 2.4497 | 0 | 150 | 1 | 154000 | FALSE
line_330_330 | bus_CND_330 | bus_CND_330 | 330 | 330 | 0.17799 | 0.0088995 | 0.044497 | 0 | 150 | 1 | 154000 | FALSE
line_330_330 | bus_CND_330 | bus_CND_330 | 330 | 330 | 0.16744 | 0.0083718 | 0.041859 | 0 | 150 | 1 | 154000 | FALSE
line_330_268 | bus_CND_330 | bus_CND_268 | 330 | 268 | 11.9792 | 0.59896 | 2.9948 | 0 | 150 | 1 | 154000 | FALSE
line_331_330 | bus_CND_331 | bus_CND_330 | 331 | 330 | 7.8168 | 0.39084 | 1.9542 | 0 | 800 | 1 | 345000 | FALSE
line_15_157 | bus_CND_015 | bus_CND_157 | 15 | 157 | 19.7227 | 0.98614 | 4.9307 | 0 | 800 | 1 | 345000 | FALSE
line_72_159 | bus_CND_072 | bus_CND_159 | 72 | 159 | 23.7023 | 1.1851 | 5.9256 | 0 | 150 | 1 | 154000 | FALSE
line_159_72 | bus_CND_159 | bus_CND_072 | 159 | 72 | 24.2832 | 1.2142 | 6.0708 | 0 | 150 | 1 | 154000 | FALSE
line_72_332 | bus_CND_072 | bus_CND_332 | 72 | 332 | 7.6364 | 0.38182 | 1.9091 | 0 | 150 | 1 | 154000 | FALSE
line_72_72 | bus_CND_072 | bus_CND_072 | 72 | 72 | 3.9683 | 0.19841 | 0.99207 | 0 | 150 | 1 | 154000 | FALSE
line_72_72 | bus_CND_072 | bus_CND_072 | 72 | 72 | 3.3466 | 0.16733 | 0.83665 | 0 | 150 | 1 | 154000 | FALSE
line_127_127 | bus_GND_127 | bus_GND_127 | 127 | 127 | 4.3776 | 0.21888 | 1.0944 | 0 | 150 | 1 | 154000 | FALSE
line_127_127 | bus_GND_127 | bus_GND_127 | 127 | 127 | 3.4114 | 0.17057 | 0.85285 | 0 | 150 | 1 | 154000 | FALSE
line_185_185 | bus_GND_185 | bus_GND_185 | 185 | 185 | 1.2652 | 0.06326 | 0.3163 | 0 | 150 | 1 | 154000 | FALSE
line_185_185 | bus_GND_185 | bus_GND_185 | 185 | 185 | 4.1392 | 0.20696 | 1.0348 | 0 | 150 | 1 | 154000 | FALSE
line_185_185 | bus_GND_185 | bus_GND_185 | 185 | 185 | 3.6124 | 0.18062 | 0.9031 | 0 | 150 | 1 | 154000 | FALSE
line_127_127 | bus_GND_127 | bus_GND_127 | 127 | 127 | 0.45 | 0.0225 | 0.1125 | 0 | 150 | 1 | 154000 | FALSE
line_333_54 | bus_CND_333 | bus_CND_054 | 333 | 54 | 15.8502 | 0.79251 | 3.9625 | 0 | 150 | 1 | 154000 | FALSE
line_10_119 | bus_CBD_010 | bus_JBD_119 | 10 | 119 | 98.0987 | 4.9049 | 24.5247 | 0 | 800 | 1 | 345000 | FALSE
line_333_334 | bus_CND_333 | bus_JBD_334 | 333 | 334 | 24.6166 | 1.2308 | 6.1541 | 0 | 150 | 1 | 154000 | FALSE
line_333_333 | bus_CND_333 | bus_CND_333 | 333 | 333 | 3.5768 | 0.17884 | 0.89421 | 0 | 150 | 1 | 154000 | FALSE
line_333_333 | bus_CND_333 | bus_CND_333 | 333 | 333 | 2.9129 | 0.14565 | 0.72823 | 0 | 150 | 1 | 154000 | FALSE
line_159_159 | bus_CND_159 | bus_CND_159 | 159 | 159 | 2.2075 | 0.11038 | 0.55188 | 0 | 150 | 1 | 154000 | FALSE
line_72_72 | bus_CND_072 | bus_CND_072 | 72 | 72 | 1.4945 | 0.074723 | 0.37361 | 0 | 150 | 1 | 154000 | FALSE
line_72_72 | bus_CND_072 | bus_CND_072 | 72 | 72 | 1.4617 | 0.073083 | 0.36541 | 0 | 150 | 1 | 154000 | FALSE
line_152_152 | bus_GGD_152 | bus_GGD_152 | 152 | 152 | 0.27155 | 0.013577 | 0.067886 | 0 | 150 | 1 | 154000 | FALSE
line_335_126 | bus_GND_335 | bus_GND_126 | 335 | 126 | 45.0747 | 2.2537 | 11.2687 | 0 | 150 | 1 | 154000 | FALSE
line_335_335 | bus_GND_335 | bus_GND_335 | 335 | 335 | 2.7265 | 0.13632 | 0.68161 | 0 | 150 | 1 | 154000 | FALSE
line_126_126 | bus_GND_126 | bus_GND_126 | 126 | 126 | 3.3959 | 0.1698 | 0.84898 | 0 | 150 | 1 | 154000 | FALSE
line_126_336 | bus_GND_126 | bus_GND_336 | 126 | 336 | 28.3751 | 1.4188 | 7.0938 | 0 | 150 | 1 | 154000 | FALSE
line_125_337 | bus_GND_125 | bus_GND_337 | 125 | 337 | 12.8674 | 0.64337 | 3.2168 | 0 | 150 | 1 | 154000 | FALSE
line_125_184 | bus_GND_125 | bus_GND_184 | 125 | 184 | 19.2928 | 0.96464 | 4.8232 | 0 | 150 | 1 | 154000 | FALSE
line_127_127 | bus_GND_127 | bus_GND_127 | 127 | 127 | 3.5011 | 0.17505 | 0.87527 | 0 | 150 | 1 | 154000 | FALSE
line_124_127 | bus_GND_124 | bus_GND_127 | 124 | 127 | 9.9293 | 0.49647 | 2.4823 | 0 | 150 | 1 | 154000 | FALSE
line_127_127 | bus_GND_127 | bus_GND_127 | 127 | 127 | 0.79842 | 0.039921 | 0.1996 | 0 | 150 | 1 | 154000 | FALSE
line_127_127 | bus_GND_127 | bus_GND_127 | 127 | 127 | 0.84314 | 0.042157 | 0.21078 | 0 | 150 | 1 | 154000 | FALSE
line_33_32 | bus_GBD_033 | bus_GGD_032 | 33 | 32 | 22.6389 | 1.1319 | 5.6597 | 0 | 150 | 1 | 154000 | FALSE
line_33_33 | bus_GBD_033 | bus_GBD_033 | 33 | 33 | 2.3961 | 0.11981 | 0.59903 | 0 | 150 | 1 | 154000 | FALSE
line_117_251 | bus_GBD_117 | bus_GBD_251 | 117 | 251 | 12.9282 | 0.64641 | 3.232 | 0 | 150 | 1 | 154000 | FALSE
line_34_34 | bus_GBD_034 | bus_GBD_034 | 34 | 34 | 2.0342 | 0.10171 | 0.50854 | 0 | 150 | 1 | 154000 | FALSE
line_34_213 | bus_GBD_034 | bus_GBD_213 | 34 | 213 | 14.7769 | 0.73885 | 3.6942 | 0 | 150 | 1 | 154000 | FALSE
line_32_32 | bus_GGD_032 | bus_GGD_032 | 32 | 32 | 5.8765 | 0.29382 | 1.4691 | 0 | 150 | 1 | 154000 | FALSE
line_338_339 | bus_CND_338 | bus_CND_339 | 338 | 339 | 34.3355 | 1.7168 | 8.5839 | 0 | 150 | 1 | 154000 | FALSE
line_34_340 | bus_GBD_034 | bus_GBD_340 | 34 | 340 | 9.6893 | 0.48447 | 2.4223 | 0 | 150 | 1 | 154000 | FALSE
line_266_341 | bus_GBD_266 | bus_GBD_341 | 266 | 341 | 9.5113 | 0.47556 | 2.3778 | 0 | 150 | 1 | 154000 | FALSE
line_342_343 | bus_GBD_342 | bus_GBD_343 | 342 | 343 | 26.9008 | 1.345 | 6.7252 | 0 | 150 | 1 | 154000 | FALSE
line_344_342 | bus_GBD_344 | bus_GBD_342 | 344 | 342 | 23.4336 | 1.1717 | 5.8584 | 0 | 150 | 1 | 154000 | FALSE
line_344_2 | bus_GBD_344 | bus_GND_002 | 344 | 2 | 16.0782 | 0.80391 | 4.0196 | 0 | 150 | 1 | 154000 | FALSE
line_344_344 | bus_GBD_344 | bus_GBD_344 | 344 | 344 | 6.3505 | 0.31752 | 1.5876 | 0 | 150 | 1 | 154000 | FALSE
line_115_115 | bus_GBD_115 | bus_GBD_115 | 115 | 115 | 0.15812 | 0.0079062 | 0.039531 | 0 | 150 | 1 | 154000 | FALSE
line_115_342 | bus_GBD_115 | bus_GBD_342 | 115 | 342 | 15.0243 | 0.75121 | 3.7561 | 0 | 150 | 1 | 154000 | FALSE
line_183_183 | bus_DGU_183 | bus_DGU_183 | 183 | 183 | 0.44364 | 0.022182 | 0.11091 | 0 | 150 | 1 | 154000 | FALSE
line_183_183 | bus_DGU_183 | bus_DGU_183 | 183 | 183 | 0.42442 | 0.021221 | 0.10611 | 0 | 150 | 1 | 154000 | FALSE
line_345_345 | bus_GND_345 | bus_GND_345 | 345 | 345 | 0.31514 | 0.015757 | 0.078786 | 0 | 150 | 1 | 154000 | FALSE
line_345_345 | bus_GND_345 | bus_GND_345 | 345 | 345 | 0.31515 | 0.015757 | 0.078787 | 0 | 150 | 1 | 154000 | FALSE
line_345_345 | bus_GND_345 | bus_GND_345 | 345 | 345 | 0.8158 | 0.04079 | 0.20395 | 0 | 150 | 1 | 154000 | FALSE
line_2_2 | bus_GND_002 | bus_GND_002 | 2 | 2 | 0.038731 | 0.0019366 | 0.0096828 | 0 | 150 | 1 | 154000 | FALSE
line_2_2 | bus_GND_002 | bus_GND_002 | 2 | 2 | 2.7739 | 0.1387 | 0.69349 | 0 | 150 | 1 | 154000 | FALSE
line_2_2 | bus_GND_002 | bus_GND_002 | 2 | 2 | 0.20487 | 0.010243 | 0.051217 | 0 | 150 | 1 | 154000 | FALSE
line_2_2 | bus_GND_002 | bus_GND_002 | 2 | 2 | 0.30995 | 0.015498 | 0.077488 | 0 | 150 | 1 | 154000 | FALSE
line_346_346 | bus_GND_346 | bus_GND_346 | 346 | 346 | 0.33885 | 0.016942 | 0.084712 | 0 | 150 | 1 | 154000 | FALSE
line_346_346 | bus_GND_346 | bus_GND_346 | 346 | 346 | 0.33236 | 0.016618 | 0.083091 | 0 | 150 | 1 | 154000 | FALSE
line_346_346 | bus_GND_346 | bus_GND_346 | 346 | 346 | 1.6179 | 0.080894 | 0.40447 | 0 | 150 | 1 | 154000 | FALSE
line_235_298 | bus_GND_235 | bus_GND_298 | 235 | 298 | 29.5987 | 1.4799 | 7.3997 | 0 | 150 | 1 | 154000 | FALSE
line_235_235 | bus_GND_235 | bus_GND_235 | 235 | 235 | 3.96 | 0.198 | 0.99 | 0 | 150 | 1 | 154000 | FALSE
line_347_235 | bus_GND_347 | bus_GND_235 | 347 | 235 | 5.3225 | 0.26612 | 1.3306 | 0 | 150 | 1 | 154000 | FALSE
line_17_304 | bus_CND_017 | bus_CND_304 | 17 | 304 | 24.0383 | 1.2019 | 6.0096 | 0 | 150 | 1 | 154000 | FALSE
line_73_348 | bus_GBD_073 | bus_GBD_348 | 73 | 348 | 36.1173 | 1.8059 | 9.0293 | 0 | 150 | 1 | 154000 | FALSE
line_73_73 | bus_GBD_073 | bus_GBD_073 | 73 | 73 | 0.15032 | 0.0075159 | 0.03758 | 0 | 150 | 1 | 154000 | FALSE
line_73_73 | bus_GBD_073 | bus_GBD_073 | 73 | 73 | 0.12114 | 0.0060572 | 0.030286 | 0 | 150 | 1 | 154000 | FALSE
line_73_341 | bus_GBD_073 | bus_GBD_341 | 73 | 341 | 7.4386 | 0.37193 | 1.8597 | 0 | 150 | 1 | 154000 | FALSE
line_144_144 | bus_JBD_144 | bus_JBD_144 | 144 | 144 | 0.25485 | 0.012743 | 0.063713 | 0 | 150 | 1 | 154000 | FALSE
line_144_144 | bus_JBD_144 | bus_JBD_144 | 144 | 144 | 0.25321 | 0.01266 | 0.063301 | 0 | 150 | 1 | 154000 | FALSE
line_339_339 | bus_CND_339 | bus_CND_339 | 339 | 339 | 0.27066 | 0.013533 | 0.067666 | 0 | 150 | 1 | 154000 | FALSE
line_339_339 | bus_CND_339 | bus_CND_339 | 339 | 339 | 0.2834 | 0.01417 | 0.070851 | 0 | 150 | 1 | 154000 | FALSE
line_183_183 | bus_DGU_183 | bus_DGU_183 | 183 | 183 | 3.7511 | 0.18755 | 0.93777 | 0 | 150 | 1 | 154000 | FALSE
line_183_183 | bus_DGU_183 | bus_DGU_183 | 183 | 183 | 0.30594 | 0.015297 | 0.076485 | 0 | 150 | 1 | 154000 | FALSE
line_183_183 | bus_DGU_183 | bus_DGU_183 | 183 | 183 | 0.47458 | 0.023729 | 0.11865 | 0 | 150 | 1 | 154000 | FALSE
line_37_37 | bus_GBD_037 | bus_GBD_037 | 37 | 37 | 0.52278 | 0.026139 | 0.13069 | 0 | 150 | 1 | 154000 | FALSE
line_37_37 | bus_GBD_037 | bus_GBD_037 | 37 | 37 | 0.9226 | 0.04613 | 0.23065 | 0 | 150 | 1 | 154000 | FALSE
line_349_349 | bus_GBD_349 | bus_GBD_349 | 349 | 349 | 0.12685 | 0.0063425 | 0.031712 | 0 | 150 | 1 | 154000 | FALSE
line_349_105 | bus_GBD_349 | bus_GBD_105 | 349 | 105 | 9.3962 | 0.46981 | 2.3491 | 0 | 150 | 1 | 154000 | FALSE
line_349_349 | bus_GBD_349 | bus_GBD_349 | 349 | 349 | 0.14461 | 0.0072303 | 0.036151 | 0 | 150 | 1 | 154000 | FALSE
line_92_92 | bus_GBD_092 | bus_GBD_092 | 92 | 92 | 8.2969 | 0.41484 | 2.0742 | 0 | 150 | 1 | 154000 | FALSE
line_2_2 | bus_GND_002 | bus_GND_002 | 2 | 2 | 1.5648 | 0.078239 | 0.39119 | 0 | 150 | 1 | 154000 | FALSE
line_2_2 | bus_GND_002 | bus_GND_002 | 2 | 2 | 0.055891 | 0.0027945 | 0.013973 | 0 | 150 | 1 | 154000 | FALSE
line_2_2 | bus_GND_002 | bus_GND_002 | 2 | 2 | 4.7379 | 0.23689 | 1.1845 | 0 | 150 | 1 | 154000 | FALSE
line_2_2 | bus_GND_002 | bus_GND_002 | 2 | 2 | 6.4665 | 0.32333 | 1.6166 | 0 | 150 | 1 | 154000 | FALSE
line_350_208 | bus_GBD_350 | bus_GBD_208 | 350 | 208 | 22.6569 | 1.1328 | 5.6642 | 0 | 150 | 1 | 154000 | FALSE
line_350_351 | bus_GBD_350 | bus_GBD_351 | 350 | 351 | 11.7455 | 0.58727 | 2.9364 | 0 | 800 | 1 | 345000 | FALSE
line_352_139 | bus_GBD_352 | bus_GBD_139 | 352 | 139 | 18.998 | 0.9499 | 4.7495 | 0 | 150 | 1 | 154000 | FALSE
line_353_353 | bus_GBD_353 | bus_GBD_353 | 353 | 353 | 2.4016 | 0.12008 | 0.60041 | 0 | 150 | 1 | 154000 | FALSE
line_354_203 | bus_GBD_354 | bus_GBD_203 | 354 | 203 | 11.36 | 0.568 | 2.84 | 0 | 150 | 1 | 154000 | FALSE
line_355_192 | bus_GBD_355 | bus_GBD_192 | 355 | 192 | 31.1921 | 1.5596 | 7.798 | 0 | 150 | 1 | 154000 | FALSE
line_192_95 | bus_GBD_192 | bus_GBD_095 | 192 | 95 | 4.1927 | 0.20963 | 1.0482 | 0 | 150 | 1 | 154000 | FALSE
line_356_291 | bus_GBD_356 | bus_GBD_291 | 356 | 291 | 23.095 | 1.1547 | 5.7737 | 0 | 150 | 1 | 154000 | FALSE
line_192_192 | bus_GBD_192 | bus_GBD_192 | 192 | 192 | 0.3793 | 0.018965 | 0.094824 | 0 | 150 | 1 | 154000 | FALSE
line_192_192 | bus_GBD_192 | bus_GBD_192 | 192 | 192 | 3.1793 | 0.15897 | 0.79483 | 0 | 150 | 1 | 154000 | FALSE
line_192_192 | bus_GBD_192 | bus_GBD_192 | 192 | 192 | 1.7922 | 0.089612 | 0.44806 | 0 | 150 | 1 | 154000 | FALSE
line_192_343 | bus_GBD_192 | bus_GBD_343 | 192 | 343 | 6.7443 | 0.33722 | 1.6861 | 0 | 150 | 1 | 154000 | FALSE
line_192_192 | bus_GBD_192 | bus_GBD_192 | 192 | 192 | 1.0035 | 0.050175 | 0.25088 | 0 | 150 | 1 | 154000 | FALSE
line_192_192 | bus_GBD_192 | bus_GBD_192 | 192 | 192 | 1.2406 | 0.06203 | 0.31015 | 0 | 150 | 1 | 154000 | FALSE
line_192_192 | bus_GBD_192 | bus_GBD_192 | 192 | 192 | 0.92732 | 0.046366 | 0.23183 | 0 | 150 | 1 | 154000 | FALSE
line_192_192 | bus_GBD_192 | bus_GBD_192 | 192 | 192 | 0.92263 | 0.046132 | 0.23066 | 0 | 150 | 1 | 154000 | FALSE
line_357_357 | bus_DGU_357 | bus_DGU_357 | 357 | 357 | 1.2574 | 0.062869 | 0.31435 | 0 | 150 | 1 | 154000 | FALSE
line_357_357 | bus_DGU_357 | bus_DGU_357 | 357 | 357 | 0.092301 | 0.004615 | 0.023075 | 0 | 150 | 1 | 154000 | FALSE
line_357_357 | bus_DGU_357 | bus_DGU_357 | 357 | 357 | 0.079819 | 0.0039909 | 0.019955 | 0 | 150 | 1 | 154000 | FALSE
line_192_343 | bus_GBD_192 | bus_GBD_343 | 192 | 343 | 13.9633 | 0.69816 | 3.4908 | 0 | 150 | 1 | 154000 | FALSE
line_342_342 | bus_GBD_342 | bus_GBD_342 | 342 | 342 | 1.7653 | 0.088265 | 0.44133 | 0 | 150 | 1 | 154000 | FALSE
line_343_343 | bus_GBD_343 | bus_GBD_343 | 343 | 343 | 6.1308 | 0.30654 | 1.5327 | 0 | 150 | 1 | 154000 | FALSE
line_114_114 | bus_GBD_114 | bus_GBD_114 | 114 | 114 | 8.0618 | 0.40309 | 2.0155 | 0 | 150 | 1 | 154000 | FALSE
line_114_114 | bus_GBD_114 | bus_GBD_114 | 114 | 114 | 2.9357 | 0.14678 | 0.73392 | 0 | 150 | 1 | 154000 | FALSE
line_114_114 | bus_GBD_114 | bus_GBD_114 | 114 | 114 | 0.12806 | 0.0064031 | 0.032016 | 0 | 150 | 1 | 154000 | FALSE
line_114_114 | bus_GBD_114 | bus_GBD_114 | 114 | 114 | 0.13381 | 0.0066903 | 0.033451 | 0 | 150 | 1 | 154000 | FALSE
line_92_114 | bus_GBD_092 | bus_GBD_114 | 92 | 114 | 26.5779 | 1.3289 | 6.6445 | 0 | 150 | 1 | 154000 | FALSE
line_114_114 | bus_GBD_114 | bus_GBD_114 | 114 | 114 | 2.3177 | 0.11589 | 0.57943 | 0 | 150 | 1 | 154000 | FALSE
line_114_114 | bus_GBD_114 | bus_GBD_114 | 114 | 114 | 0.14456 | 0.0072279 | 0.036139 | 0 | 150 | 1 | 154000 | FALSE
line_114_114 | bus_GBD_114 | bus_GBD_114 | 114 | 114 | 0.15277 | 0.0076385 | 0.038193 | 0 | 150 | 1 | 154000 | FALSE
line_136_142 | bus_JND_136 | bus_JND_142 | 136 | 142 | 24.9949 | 1.2497 | 6.2487 | 0 | 150 | 1 | 154000 | FALSE
line_136_142 | bus_JND_136 | bus_JND_142 | 136 | 142 | 10.9389 | 0.54694 | 2.7347 | 0 | 150 | 1 | 154000 | FALSE
line_136_136 | bus_JND_136 | bus_JND_136 | 136 | 136 | 1.9735 | 0.098674 | 0.49337 | 0 | 150 | 1 | 154000 | FALSE
line_136_136 | bus_JND_136 | bus_JND_136 | 136 | 136 | 0.18649 | 0.0093247 | 0.046623 | 0 | 150 | 1 | 154000 | FALSE
line_136_136 | bus_JND_136 | bus_JND_136 | 136 | 136 | 0.18335 | 0.0091677 | 0.045839 | 0 | 150 | 1 | 154000 | FALSE
line_136_136 | bus_JND_136 | bus_JND_136 | 136 | 136 | 0.29752 | 0.014876 | 0.07438 | 0 | 150 | 1 | 154000 | FALSE
line_136_136 | bus_JND_136 | bus_JND_136 | 136 | 136 | 3.1907 | 0.15953 | 0.79767 | 0 | 150 | 1 | 154000 | FALSE
line_136_136 | bus_JND_136 | bus_JND_136 | 136 | 136 | 3.1403 | 0.15701 | 0.78507 | 0 | 800 | 1 | 345000 | FALSE
line_142_136 | bus_JND_142 | bus_JND_136 | 142 | 136 | 24.2089 | 1.2104 | 6.0522 | 0 | 150 | 1 | 154000 | FALSE
line_142_142 | bus_JND_142 | bus_JND_142 | 142 | 142 | 8.2215 | 0.41107 | 2.0554 | 0 | 150 | 1 | 154000 | FALSE
line_142_142 | bus_JND_142 | bus_JND_142 | 142 | 142 | 0.24804 | 0.012402 | 0.062011 | 0 | 150 | 1 | 154000 | FALSE
line_142_142 | bus_JND_142 | bus_JND_142 | 142 | 142 | 0.25743 | 0.012872 | 0.064358 | 0 | 150 | 1 | 154000 | FALSE
line_146_146 | bus_JND_146 | bus_JND_146 | 146 | 146 | 1.4608 | 0.073038 | 0.36519 | 0 | 150 | 1 | 154000 | FALSE
line_143_143 | bus_JND_143 | bus_JND_143 | 143 | 143 | 0.60978 | 0.030489 | 0.15244 | 0 | 150 | 1 | 154000 | FALSE
line_143_143 | bus_JND_143 | bus_JND_143 | 143 | 143 | 0.16156 | 0.0080778 | 0.040389 | 0 | 150 | 1 | 154000 | FALSE
line_143_143 | bus_JND_143 | bus_JND_143 | 143 | 143 | 0.13687 | 0.0068433 | 0.034217 | 0 | 150 | 1 | 154000 | FALSE
line_143_143 | bus_JND_143 | bus_JND_143 | 143 | 143 | 0.43726 | 0.021863 | 0.10932 | 0 | 150 | 1 | 154000 | FALSE
line_143_143 | bus_JND_143 | bus_JND_143 | 143 | 143 | 0.43023 | 0.021511 | 0.10756 | 0 | 150 | 1 | 154000 | FALSE
line_143_143 | bus_JND_143 | bus_JND_143 | 143 | 143 | 2.1333 | 0.10666 | 0.53332 | 0 | 150 | 1 | 154000 | FALSE
line_43_143 | bus_GWJ_043 | bus_JND_143 | 43 | 143 | 40.3667 | 2.0183 | 10.0917 | 0 | 150 | 1 | 154000 | FALSE
line_358_43 | bus_JND_358 | bus_GWJ_043 | 358 | 43 | 42.195 | 2.1097 | 10.5487 | 0 | 150 | 1 | 154000 | FALSE
line_358_358 | bus_JND_358 | bus_JND_358 | 358 | 358 | 0.12388 | 0.0061938 | 0.030969 | 0 | 150 | 1 | 154000 | FALSE
line_358_358 | bus_JND_358 | bus_JND_358 | 358 | 358 | 0.11571 | 0.0057857 | 0.028928 | 0 | 150 | 1 | 154000 | FALSE
line_358_358 | bus_JND_358 | bus_JND_358 | 358 | 358 | 2.7437 | 0.13718 | 0.68592 | 0 | 150 | 1 | 154000 | FALSE
line_359_358 | bus_JND_359 | bus_JND_358 | 359 | 358 | 43.2767 | 2.1638 | 10.8192 | 0 | 150 | 1 | 154000 | FALSE
line_142_142 | bus_JND_142 | bus_JND_142 | 142 | 142 | 2.5487 | 0.12743 | 0.63717 | 0 | 150 | 1 | 154000 | FALSE
line_142_142 | bus_JND_142 | bus_JND_142 | 142 | 142 | 4.7888 | 0.23944 | 1.1972 | 0 | 150 | 1 | 154000 | FALSE
line_142_142 | bus_JND_142 | bus_JND_142 | 142 | 142 | 8.5265 | 0.42633 | 2.1316 | 0 | 150 | 1 | 154000 | FALSE
line_360_361 | bus_JND_360 | bus_JBD_361 | 360 | 361 | 23.3603 | 1.168 | 5.8401 | 0 | 150 | 1 | 154000 | FALSE
line_360_362 | bus_JND_360 | bus_JND_362 | 360 | 362 | 8.045 | 0.40225 | 2.0113 | 0 | 150 | 1 | 154000 | FALSE
line_360_360 | bus_JND_360 | bus_JND_360 | 360 | 360 | 4.1967 | 0.20983 | 1.0492 | 0 | 150 | 1 | 154000 | FALSE
line_229_229 | bus_JND_229 | bus_JND_229 | 229 | 229 | 1.1631 | 0.058154 | 0.29077 | 0 | 150 | 1 | 154000 | FALSE
line_363_364 | bus_JND_363 | bus_JND_364 | 363 | 364 | 8.4732 | 0.42366 | 2.1183 | 0 | 150 | 1 | 154000 | FALSE
line_247_363 | bus_JND_247 | bus_JND_363 | 247 | 363 | 13.9338 | 0.69669 | 3.4835 | 0 | 150 | 1 | 154000 | FALSE
line_365_365 | bus_JND_365 | bus_JND_365 | 365 | 365 | 2.0665 | 0.10333 | 0.51663 | 0 | 150 | 1 | 154000 | FALSE
line_365_365 | bus_JND_365 | bus_JND_365 | 365 | 365 | 0.1119 | 0.005595 | 0.027975 | 0 | 150 | 1 | 154000 | FALSE
line_365_365 | bus_JND_365 | bus_JND_365 | 365 | 365 | 0.12131 | 0.0060655 | 0.030328 | 0 | 150 | 1 | 154000 | FALSE
line_365_120 | bus_JND_365 | bus_JND_120 | 365 | 120 | 16.0236 | 0.80118 | 4.0059 | 0 | 150 | 1 | 154000 | FALSE
line_194_194 | bus_GWD_194 | bus_GWD_194 | 194 | 194 | 1.3316 | 0.066579 | 0.3329 | 0 | 150 | 1 | 154000 | FALSE
line_194_194 | bus_GWD_194 | bus_GWD_194 | 194 | 194 | 0.79233 | 0.039617 | 0.19808 | 0 | 150 | 1 | 154000 | FALSE
line_366_194 | bus_GWD_366 | bus_GWD_194 | 366 | 194 | 31.1635 | 1.5582 | 7.7909 | 0 | 150 | 1 | 154000 | FALSE
line_366_161 | bus_GWD_366 | bus_CBD_161 | 366 | 161 | 60.4255 | 3.0213 | 15.1064 | 0 | 150 | 1 | 154000 | FALSE
line_367_368 | bus_GWD_367 | bus_GWD_368 | 367 | 368 | 18.7985 | 0.93993 | 4.6996 | 0 | 150 | 1 | 154000 | FALSE
line_307_367 | bus_GWD_307 | bus_GWD_367 | 307 | 367 | 18.8121 | 0.94061 | 4.703 | 0 | 150 | 1 | 154000 | FALSE
line_262_367 | bus_GWD_262 | bus_GWD_367 | 262 | 367 | 15.3236 | 0.76618 | 3.8309 | 0 | 150 | 1 | 154000 | FALSE
line_246_246 | bus_GWD_246 | bus_GWD_246 | 246 | 246 | 0.17934 | 0.008967 | 0.044835 | 0 | 150 | 1 | 154000 | FALSE
line_246_246 | bus_GWD_246 | bus_GWD_246 | 246 | 246 | 0.17636 | 0.0088178 | 0.044089 | 0 | 150 | 1 | 154000 | FALSE
line_368_241 | bus_GWD_368 | bus_GWD_241 | 368 | 241 | 20.3129 | 1.0156 | 5.0782 | 0 | 150 | 1 | 154000 | FALSE
line_334_334 | bus_JBD_334 | bus_JBD_334 | 334 | 334 | 0.095427 | 0.0047714 | 0.023857 | 0 | 150 | 1 | 154000 | FALSE
line_369_370 | bus_JBD_369 | bus_JBD_370 | 369 | 370 | 28.7355 | 1.4368 | 7.1839 | 0 | 150 | 1 | 154000 | FALSE
line_370_236 | bus_JBD_370 | bus_JBD_236 | 370 | 236 | 26.7219 | 1.3361 | 6.6805 | 0 | 150 | 1 | 154000 | FALSE
line_236_119 | bus_JBD_236 | bus_JBD_119 | 236 | 119 | 10.5942 | 0.52971 | 2.6485 | 0 | 150 | 1 | 154000 | FALSE
line_232_232 | bus_GWD_232 | bus_GWD_232 | 232 | 232 | 0.59393 | 0.029696 | 0.14848 | 0 | 150 | 1 | 154000 | FALSE
line_262_232 | bus_GWD_262 | bus_GWD_232 | 262 | 232 | 17.6524 | 0.88262 | 4.4131 | 0 | 150 | 1 | 154000 | FALSE
line_144_144 | bus_JBD_144 | bus_JBD_144 | 144 | 144 | 4.2975 | 0.21487 | 1.0744 | 0 | 150 | 1 | 154000 | FALSE
line_227_361 | bus_JBD_227 | bus_JBD_361 | 227 | 361 | 14.2346 | 0.71173 | 3.5586 | 0 | 150 | 1 | 154000 | FALSE
line_278_288 | bus_JBD_278 | bus_JBD_288 | 278 | 288 | 20.8717 | 1.0436 | 5.2179 | 0 | 150 | 1 | 154000 | FALSE
line_278_371 | bus_JBD_278 | bus_JBD_371 | 278 | 371 | 11.8524 | 0.59262 | 2.9631 | 0 | 150 | 1 | 154000 | FALSE
line_278_278 | bus_JBD_278 | bus_JBD_278 | 278 | 278 | 4.5749 | 0.22874 | 1.1437 | 0 | 150 | 1 | 154000 | FALSE
line_262_246 | bus_GWD_262 | bus_GWD_246 | 262 | 246 | 7.9225 | 0.39612 | 1.9806 | 0 | 150 | 1 | 154000 | FALSE
line_232_326 | bus_GWD_232 | bus_GGD_326 | 232 | 326 | 27.5281 | 1.3764 | 6.882 | 0 | 150 | 1 | 154000 | FALSE
line_48_176 | bus_GWD_048 | bus_GWD_176 | 48 | 176 | 19.1799 | 0.95899 | 4.795 | 0 | 800 | 1 | 345000 | FALSE
line_48_47 | bus_GWD_048 | bus_GBD_047 | 48 | 47 | 17.6535 | 0.88268 | 4.4134 | 0 | 150 | 1 | 154000 | FALSE
line_171_171 | bus_GWD_171 | bus_GWD_171 | 171 | 171 | 2.6676 | 0.13338 | 0.6669 | 0 | 150 | 1 | 154000 | FALSE
line_171_372 | bus_GWD_171 | bus_GWD_372 | 171 | 372 | 11.8387 | 0.59194 | 2.9597 | 0 | 150 | 1 | 154000 | FALSE
line_171_171 | bus_GWD_171 | bus_GWD_171 | 171 | 171 | 8.1626 | 0.40813 | 2.0407 | 0 | 150 | 1 | 154000 | FALSE
line_373_171 | bus_GWD_373 | bus_GWD_171 | 373 | 171 | 34.4458 | 1.7223 | 8.6115 | 0 | 150 | 1 | 154000 | FALSE
line_374_375 | bus_GWD_374 | bus_GWD_375 | 374 | 375 | 8.1343 | 0.40671 | 2.0336 | 0 | 150 | 1 | 154000 | FALSE
line_376_377 | bus_GWD_376 | bus_GWD_377 | 376 | 377 | 12.6996 | 0.63498 | 3.1749 | 0 | 150 | 1 | 154000 | FALSE
line_258_258 | bus_GWD_258 | bus_GWD_258 | 258 | 258 | 1.351 | 0.067552 | 0.33776 | 0 | 150 | 1 | 154000 | FALSE
line_373_258 | bus_GWD_373 | bus_GWD_258 | 373 | 258 | 8.586 | 0.4293 | 2.1465 | 0 | 150 | 1 | 154000 | FALSE
line_219_219 | bus_CBD_219 | bus_CBD_219 | 219 | 219 | 4.9861 | 0.2493 | 1.2465 | 0 | 150 | 1 | 154000 | FALSE
line_233_216 | bus_CBD_233 | bus_CBD_216 | 233 | 216 | 13.5188 | 0.67594 | 3.3797 | 0 | 150 | 1 | 154000 | FALSE
line_233_233 | bus_CBD_233 | bus_CBD_233 | 233 | 233 | 3.9665 | 0.19833 | 0.99163 | 0 | 150 | 1 | 154000 | FALSE
line_233_233 | bus_CBD_233 | bus_CBD_233 | 233 | 233 | 4.5949 | 0.22974 | 1.1487 | 0 | 150 | 1 | 154000 | FALSE
line_378_101 | bus_JBD_378 | bus_CND_101 | 378 | 101 | 40.2842 | 2.0142 | 10.0711 | 0 | 150 | 1 | 154000 | FALSE
line_378_378 | bus_JBD_378 | bus_JBD_378 | 378 | 378 | 0.28059 | 0.01403 | 0.070148 | 0 | 150 | 1 | 154000 | FALSE
line_378_378 | bus_JBD_378 | bus_JBD_378 | 378 | 378 | 0.26653 | 0.013326 | 0.066632 | 0 | 150 | 1 | 154000 | FALSE
line_378_53 | bus_JBD_378 | bus_JBD_053 | 378 | 53 | 7.9042 | 0.39521 | 1.9761 | 0 | 150 | 1 | 154000 | FALSE
line_270_191 | bus_JBD_270 | bus_JBD_191 | 270 | 191 | 17.7688 | 0.88844 | 4.4422 | 0 | 150 | 1 | 154000 | FALSE
line_270_270 | bus_JBD_270 | bus_JBD_270 | 270 | 270 | 2.5237 | 0.12619 | 0.63093 | 0 | 150 | 1 | 154000 | FALSE
line_270_378 | bus_JBD_270 | bus_JBD_378 | 270 | 378 | 12.6734 | 0.63367 | 3.1683 | 0 | 150 | 1 | 154000 | FALSE
line_260_161 | bus_GWD_260 | bus_CBD_161 | 260 | 161 | 33.8331 | 1.6917 | 8.4583 | 0 | 150 | 1 | 154000 | FALSE
line_379_379 | bus_CBD_379 | bus_CBD_379 | 379 | 379 | 2.1774 | 0.10887 | 0.54436 | 0 | 150 | 1 | 154000 | FALSE
line_260_379 | bus_GWD_260 | bus_CBD_379 | 260 | 379 | 26.2216 | 1.3111 | 6.5554 | 0 | 150 | 1 | 154000 | FALSE
line_379_380 | bus_CBD_379 | bus_CBD_380 | 379 | 380 | 6.5184 | 0.32592 | 1.6296 | 0 | 150 | 1 | 154000 | FALSE
line_381_223 | bus_CBD_381 | bus_CBD_223 | 381 | 223 | 7.0947 | 0.35474 | 1.7737 | 0 | 150 | 1 | 154000 | FALSE
line_381_381 | bus_CBD_381 | bus_CBD_381 | 381 | 381 | 0.1995 | 0.0099748 | 0.049874 | 0 | 150 | 1 | 154000 | FALSE
line_381_381 | bus_CBD_381 | bus_CBD_381 | 381 | 381 | 0.20495 | 0.010247 | 0.051236 | 0 | 150 | 1 | 154000 | FALSE
line_222_382 | bus_CBD_222 | bus_CBD_382 | 222 | 382 | 18.0488 | 0.90244 | 4.5122 | 0 | 150 | 1 | 154000 | FALSE
line_382_382 | bus_CBD_382 | bus_CBD_382 | 382 | 382 | 0.27688 | 0.013844 | 0.06922 | 0 | 150 | 1 | 154000 | FALSE
line_382_382 | bus_CBD_382 | bus_CBD_382 | 382 | 382 | 0.26206 | 0.013103 | 0.065516 | 0 | 150 | 1 | 154000 | FALSE
line_290_250 | bus_CBD_290 | bus_CBD_250 | 290 | 250 | 9.753 | 0.48765 | 2.4382 | 0 | 150 | 1 | 154000 | FALSE
line_290_290 | bus_CBD_290 | bus_CBD_290 | 290 | 290 | 4.5434 | 0.22717 | 1.1358 | 0 | 150 | 1 | 154000 | FALSE
line_383_65 | bus_CBD_383 | bus_CBD_065 | 383 | 65 | 8.0322 | 0.40161 | 2.008 | 0 | 150 | 1 | 154000 | FALSE
line_383_383 | bus_CBD_383 | bus_CBD_383 | 383 | 383 | 0.12607 | 0.0063033 | 0.031516 | 0 | 150 | 1 | 154000 | FALSE
line_383_383 | bus_CBD_383 | bus_CBD_383 | 383 | 383 | 0.14094 | 0.0070471 | 0.035236 | 0 | 150 | 1 | 154000 | FALSE
line_384_385 | bus_CBD_384 | bus_CBD_385 | 384 | 385 | 29.0622 | 1.4531 | 7.2655 | 0 | 150 | 1 | 154000 | FALSE
line_386_71 | bus_GGD_386 | bus_CBD_071 | 386 | 71 | 14.6824 | 0.73412 | 3.6706 | 0 | 150 | 1 | 154000 | FALSE
line_224_67 | bus_CBD_224 | bus_CBD_067 | 224 | 67 | 8.0915 | 0.40458 | 2.0229 | 0 | 150 | 1 | 154000 | FALSE
line_260_161 | bus_GWD_260 | bus_CBD_161 | 260 | 161 | 31.3631 | 1.5682 | 7.8408 | 0 | 150 | 1 | 154000 | FALSE
line_387_161 | bus_CBD_387 | bus_CBD_161 | 387 | 161 | 12.8644 | 0.64322 | 3.2161 | 0 | 150 | 1 | 154000 | FALSE
line_161_161 | bus_CBD_161 | bus_CBD_161 | 161 | 161 | 3.5938 | 0.17969 | 0.89845 | 0 | 150 | 1 | 154000 | FALSE
line_388_222 | bus_CBD_388 | bus_CBD_222 | 388 | 222 | 12.5952 | 0.62976 | 3.1488 | 0 | 150 | 1 | 154000 | FALSE
line_217_217 | bus_CBD_217 | bus_CBD_217 | 217 | 217 | 0.038867 | 0.0019433 | 0.0097166 | 0 | 150 | 1 | 154000 | FALSE
line_138_138 | bus_CBD_138 | bus_CBD_138 | 138 | 138 | 4.7232 | 0.23616 | 1.1808 | 0 | 150 | 1 | 154000 | FALSE
line_138_389 | bus_CBD_138 | bus_CBD_389 | 138 | 389 | 10.5585 | 0.52793 | 2.6396 | 0 | 150 | 1 | 154000 | FALSE
line_38_38 | bus_USN_038 | bus_USN_038 | 38 | 38 | 3.7329 | 0.18665 | 0.93323 | 0 | 150 | 1 | 154000 | FALSE
line_108_108 | bus_USN_108 | bus_USN_108 | 108 | 108 | 3.4634 | 0.17317 | 0.86584 | 0 | 150 | 1 | 154000 | FALSE
line_276_116 | bus_CBD_276 | bus_CBD_116 | 276 | 116 | 28.2587 | 1.4129 | 7.0647 | 0 | 150 | 1 | 154000 | FALSE
line_4_4 | bus_DJN_004 | bus_DJN_004 | 4 | 4 | 3.5632 | 0.17816 | 0.8908 | 0 | 150 | 1 | 154000 | FALSE
line_390_287 | bus_JBD_390 | bus_JBD_287 | 390 | 287 | 27.3837 | 1.3692 | 6.8459 | 0 | 150 | 1 | 154000 | FALSE
line_390_390 | bus_JBD_390 | bus_JBD_390 | 390 | 390 | 4.0225 | 0.20112 | 1.0056 | 0 | 150 | 1 | 154000 | FALSE
line_86_86 | bus_JJD_086 | bus_JJD_086 | 86 | 86 | 0.093408 | 0.0046704 | 0.023352 | 0 | 150 | 1 | 154000 | FALSE
line_87_87 | bus_JJD_087 | bus_JJD_087 | 87 | 87 | 0.25285 | 0.012643 | 0.063214 | 0 | 150 | 1 | 154000 | FALSE
line_87_87 | bus_JJD_087 | bus_JJD_087 | 87 | 87 | 0.27633 | 0.013816 | 0.069082 | 0 | 150 | 1 | 154000 | FALSE
line_89_89 | bus_JJD_089 | bus_JJD_089 | 89 | 89 | 2.6258 | 0.13129 | 0.65645 | 0 | 150 | 1 | 154000 | FALSE
line_158_159 | bus_CND_158 | bus_CND_159 | 158 | 159 | 19.868 | 0.9934 | 4.967 | 0 | 150 | 1 | 154000 | FALSE
line_58_58 | bus_ICN_058 | bus_ICN_058 | 58 | 58 | 0.77834 | 0.038917 | 0.19458 | 0 | 800 | 1 | 345000 | FALSE
line_58_58 | bus_ICN_058 | bus_ICN_058 | 58 | 58 | 1.4692 | 0.073462 | 0.36731 | 0 | 800 | 1 | 345000 | FALSE
line_391_77 | bus_JND_391 | bus_JND_077 | 391 | 77 | 23.0262 | 1.1513 | 5.7566 | 0 | 150 | 1 | 154000 | FALSE
line_349_349 | bus_GBD_349 | bus_GBD_349 | 349 | 349 | 0.065751 | 0.0032876 | 0.016438 | 0 | 150 | 1 | 154000 | FALSE
line_349_349 | bus_GBD_349 | bus_GBD_349 | 349 | 349 | 0.069345 | 0.0034672 | 0.017336 | 0 | 150 | 1 | 154000 | FALSE
line_234_234 | bus_GGD_234 | bus_GGD_234 | 234 | 234 | 7.0601 | 0.353 | 1.765 | 0 | 150 | 1 | 154000 | FALSE
line_59_59 | bus_GGD_059 | bus_GGD_059 | 59 | 59 | 2.4591 | 0.12295 | 0.61476 | 0 | 800 | 1 | 345000 | FALSE
line_64_64 | bus_GGD_064 | bus_GGD_064 | 64 | 64 | 8.4253 | 0.42126 | 2.1063 | 0 | 800 | 1 | 345000 | FALSE
line_392_173 | bus_CBD_392 | bus_GGD_173 | 392 | 173 | 39.3234 | 1.9662 | 9.8309 | 0 | 150 | 1 | 154000 | FALSE
line_173_173 | bus_GGD_173 | bus_GGD_173 | 173 | 173 | 4.3084 | 0.21542 | 1.0771 | 0 | 150 | 1 | 154000 | FALSE
line_173_174 | bus_GGD_173 | bus_GGD_174 | 173 | 174 | 8.8425 | 0.44212 | 2.2106 | 0 | 150 | 1 | 154000 | FALSE
line_393_393 | bus_GGD_393 | bus_GGD_393 | 393 | 393 | 7.4824 | 0.37412 | 1.8706 | 0 | 150 | 1 | 154000 | FALSE
line_71_71 | bus_CBD_071 | bus_CBD_071 | 71 | 71 | 0.32259 | 0.01613 | 0.080648 | 0 | 150 | 1 | 154000 | FALSE
line_15_394 | bus_CND_015 | bus_CND_394 | 15 | 394 | 17.5752 | 0.87876 | 4.3938 | 0 | 800 | 1 | 345000 | FALSE
line_9_9 | bus_CND_009 | bus_CND_009 | 9 | 9 | 1.1426 | 0.057132 | 0.28566 | 0 | 800 | 1 | 345000 | FALSE
line_158_331 | bus_CND_158 | bus_CND_331 | 158 | 331 | 23.771 | 1.1885 | 5.9427 | 0 | 800 | 1 | 345000 | FALSE
line_64_179 | bus_GGD_064 | bus_ICN_179 | 64 | 179 | 11.4165 | 0.57083 | 2.8541 | 0 | 150 | 1 | 154000 | FALSE
line_324_324 | bus_ICN_324 | bus_ICN_324 | 324 | 324 | 19.4766 | 0.97383 | 4.8691 | 0 | 150 | 1 | 154000 | FALSE
line_68_68 | bus_SEL_068 | bus_SEL_068 | 68 | 68 | 0.3434 | 0.01717 | 0.085849 | 0 | 150 | 1 | 154000 | FALSE
line_68_68 | bus_SEL_068 | bus_SEL_068 | 68 | 68 | 0.2254 | 0.01127 | 0.05635 | 0 | 150 | 1 | 154000 | FALSE
line_68_68 | bus_SEL_068 | bus_SEL_068 | 68 | 68 | 0.22434 | 0.011217 | 0.056085 | 0 | 150 | 1 | 154000 | FALSE
line_76_335 | bus_GND_076 | bus_GND_335 | 76 | 335 | 22.7155 | 1.1358 | 5.6789 | 0 | 150 | 1 | 154000 | FALSE
line_64_64 | bus_GGD_064 | bus_GGD_064 | 64 | 64 | 2.5746 | 0.12873 | 0.64364 | 0 | 150 | 1 | 154000 | FALSE
line_16_16 | bus_CND_016 | bus_CND_016 | 16 | 16 | 1.0846 | 0.054228 | 0.27114 | 0 | 800 | 1 | 345000 | FALSE
line_16_16 | bus_CND_016 | bus_CND_016 | 16 | 16 | 0.43494 | 0.021747 | 0.10873 | 0 | 800 | 1 | 345000 | FALSE
line_16_16 | bus_CND_016 | bus_CND_016 | 16 | 16 | 0.29787 | 0.014894 | 0.074468 | 0 | 800 | 1 | 345000 | FALSE
line_16_16 | bus_CND_016 | bus_CND_016 | 16 | 16 | 0.12984 | 0.0064922 | 0.032461 | 0 | 800 | 1 | 345000 | FALSE
line_16_16 | bus_CND_016 | bus_CND_016 | 16 | 16 | 1.1555 | 0.057775 | 0.28888 | 0 | 800 | 1 | 345000 | FALSE
line_16_16 | bus_CND_016 | bus_CND_016 | 16 | 16 | 0.19357 | 0.0096785 | 0.048392 | 0 | 800 | 1 | 345000 | FALSE
line_16_16 | bus_CND_016 | bus_CND_016 | 16 | 16 | 0.84925 | 0.042462 | 0.21231 | 0 | 800 | 1 | 345000 | FALSE
line_239_320 | bus_CND_239 | bus_CND_320 | 239 | 320 | 9.0162 | 0.45081 | 2.2541 | 0 | 150 | 1 | 154000 | FALSE
line_240_240 | bus_CND_240 | bus_CND_240 | 240 | 240 | 0.14392 | 0.0071958 | 0.035979 | 0 | 800 | 1 | 345000 | FALSE
line_324_324 | bus_ICN_324 | bus_ICN_324 | 324 | 324 | 2.6165 | 0.13082 | 0.65411 | 0 | 10 | 1 | 22900 | FALSE
line_316_316 | bus_GGD_316 | bus_GGD_316 | 316 | 316 | 2.5677 | 0.12839 | 0.64193 | 0 | 800 | 1 | 345000 | FALSE
line_144_144 | bus_JBD_144 | bus_JBD_144 | 144 | 144 | 2.6023 | 0.13011 | 0.65057 | 0 | 150 | 1 | 154000 | FALSE
line_144_144 | bus_JBD_144 | bus_JBD_144 | 144 | 144 | 2.7382 | 0.13691 | 0.68456 | 0 | 150 | 1 | 154000 | FALSE
line_247_247 | bus_JND_247 | bus_JND_247 | 247 | 247 | 4.5076 | 0.22538 | 1.1269 | 0 | 150 | 1 | 154000 | FALSE
line_53_144 | bus_JBD_053 | bus_JBD_144 | 53 | 144 | 12.1762 | 0.60881 | 3.044 | 0 | 150 | 1 | 154000 | FALSE
line_47_47 | bus_GBD_047 | bus_GBD_047 | 47 | 47 | 0.16504 | 0.0082519 | 0.04126 | 0 | 800 | 1 | 345000 | FALSE
line_153_153 | bus_GGD_153 | bus_GGD_153 | 153 | 153 | 0.11841 | 0.0059206 | 0.029603 | 0 | 150 | 1 | 154000 | FALSE
line_153_153 | bus_GGD_153 | bus_GGD_153 | 153 | 153 | 3.4898 | 0.17449 | 0.87246 | 0 | 150 | 1 | 154000 | FALSE
line_179_179 | bus_ICN_179 | bus_ICN_179 | 179 | 179 | 0.4264 | 0.02132 | 0.1066 | 0 | 150 | 1 | 154000 | FALSE
line_292_292 | bus_ICN_292 | bus_ICN_292 | 292 | 292 | 9.1859 | 0.4593 | 2.2965 | 0 | 150 | 1 | 154000 | FALSE
line_263_263 | bus_GBD_263 | bus_GBD_263 | 263 | 263 | 0.075019 | 0.003751 | 0.018755 | 0 | 150 | 1 | 154000 | FALSE
line_263_263 | bus_GBD_263 | bus_GBD_263 | 263 | 263 | 0.07002 | 0.003501 | 0.017505 | 0 | 150 | 1 | 154000 | FALSE
line_263_263 | bus_GBD_263 | bus_GBD_263 | 263 | 263 | 0.078863 | 0.0039431 | 0.019716 | 0 | 150 | 1 | 154000 | FALSE
line_32_32 | bus_GGD_032 | bus_GGD_032 | 32 | 32 | 0.57895 | 0.028947 | 0.14474 | 0 | 150 | 1 | 154000 | FALSE
line_32_32 | bus_GGD_032 | bus_GGD_032 | 32 | 32 | 0.046263 | 0.0023131 | 0.011566 | 0 | 150 | 1 | 154000 | FALSE
line_32_32 | bus_GGD_032 | bus_GGD_032 | 32 | 32 | 2.2441 | 0.1122 | 0.56102 | 0 | 150 | 1 | 154000 | FALSE
line_34_34 | bus_GBD_034 | bus_GBD_034 | 34 | 34 | 0.94419 | 0.04721 | 0.23605 | 0 | 150 | 1 | 154000 | FALSE
line_263_263 | bus_GBD_263 | bus_GBD_263 | 263 | 263 | 0.068375 | 0.0034188 | 0.017094 | 0 | 150 | 1 | 154000 | FALSE
line_265_327 | bus_GBD_265 | bus_GBD_327 | 265 | 327 | 17.0214 | 0.85107 | 4.2553 | 0 | 150 | 1 | 154000 | FALSE
line_39_39 | bus_USN_039 | bus_USN_039 | 39 | 39 | 10.5533 | 0.52767 | 2.6383 | 0 | 150 | 1 | 154000 | FALSE
line_39_39 | bus_USN_039 | bus_USN_039 | 39 | 39 | 0.24387 | 0.012193 | 0.060966 | 0 | 800 | 1 | 345000 | FALSE
line_152_174 | bus_GGD_152 | bus_GGD_174 | 152 | 174 | 5.4397 | 0.27199 | 1.3599 | 0 | 150 | 1 | 154000 | FALSE
line_167_167 | bus_GGD_167 | bus_GGD_167 | 167 | 167 | 9.865 | 0.49325 | 2.4663 | 0 | 150 | 1 | 154000 | FALSE
line_167_167 | bus_GGD_167 | bus_GGD_167 | 167 | 167 | 0.1026 | 0.0051298 | 0.025649 | 0 | 150 | 1 | 154000 | FALSE
line_167_167 | bus_GGD_167 | bus_GGD_167 | 167 | 167 | 0.38548 | 0.019274 | 0.096369 | 0 | 150 | 1 | 154000 | FALSE
line_234_210 | bus_GGD_234 | bus_GGD_210 | 234 | 210 | 27.51 | 1.3755 | 6.8775 | 0 | 150 | 1 | 154000 | FALSE
line_395_210 | bus_GWD_395 | bus_GGD_210 | 395 | 210 | 35.4432 | 1.7722 | 8.8608 | 0 | 150 | 1 | 154000 | FALSE
line_68_68 | bus_SEL_068 | bus_SEL_068 | 68 | 68 | 5.3157 | 0.26579 | 1.3289 | 0 | 150 | 1 | 154000 | FALSE
line_171_171 | bus_GWD_171 | bus_GWD_171 | 171 | 171 | 0.37684 | 0.018842 | 0.094209 | 0 | 150 | 1 | 154000 | FALSE
line_171_171 | bus_GWD_171 | bus_GWD_171 | 171 | 171 | 6.2948 | 0.31474 | 1.5737 | 0 | 150 | 1 | 154000 | FALSE
line_396_396 | bus_GBD_396 | bus_GBD_396 | 396 | 396 | 4.3554 | 0.21777 | 1.0889 | 0 | 150 | 1 | 154000 | FALSE
line_68_68 | bus_SEL_068 | bus_SEL_068 | 68 | 68 | 1.2178 | 0.060889 | 0.30444 | 0 | 800 | 1 | 345000 | FALSE
line_68_68 | bus_SEL_068 | bus_SEL_068 | 68 | 68 | 0.7047 | 0.035235 | 0.17618 | 0 | 150 | 1 | 154000 | FALSE
line_211_211 | bus_JND_211 | bus_JND_211 | 211 | 211 | 0.6105 | 0.030525 | 0.15263 | 0 | 150 | 1 | 154000 | FALSE
line_338_144 | bus_CND_338 | bus_JBD_144 | 338 | 144 | 25.0165 | 1.2508 | 6.2541 | 0 | 150 | 1 | 154000 | FALSE
line_338_397 | bus_CND_338 | bus_CND_397 | 338 | 397 | 32.7359 | 1.6368 | 8.184 | 0 | 150 | 1 | 154000 | FALSE
line_53_53 | bus_JBD_053 | bus_JBD_053 | 53 | 53 | 0.096888 | 0.0048444 | 0.024222 | 0 | 800 | 1 | 345000 | FALSE
line_53_53 | bus_JBD_053 | bus_JBD_053 | 53 | 53 | 0.090609 | 0.0045304 | 0.022652 | 0 | 800 | 1 | 345000 | FALSE
line_171_171 | bus_GWD_171 | bus_GWD_171 | 171 | 171 | 3.2853 | 0.16426 | 0.82132 | 0 | 150 | 1 | 154000 | FALSE
line_398_171 | bus_GWD_398 | bus_GWD_171 | 398 | 171 | 14.5346 | 0.72673 | 3.6337 | 0 | 150 | 1 | 154000 | FALSE
line_398_398 | bus_GWD_398 | bus_GWD_398 | 398 | 398 | 4.8763 | 0.24382 | 1.2191 | 0 | 150 | 1 | 154000 | FALSE
line_77_77 | bus_JND_077 | bus_JND_077 | 77 | 77 | 0.19697 | 0.0098484 | 0.049242 | 0 | 150 | 1 | 154000 | FALSE
line_120_120 | bus_JND_120 | bus_JND_120 | 120 | 120 | 0.2624 | 0.01312 | 0.0656 | 0 | 150 | 1 | 154000 | FALSE
line_208_208 | bus_GBD_208 | bus_GBD_208 | 208 | 208 | 3.1955 | 0.15978 | 0.79888 | 0 | 150 | 1 | 154000 | FALSE
line_203_379 | bus_GBD_203 | bus_CBD_379 | 203 | 379 | 37.9381 | 1.8969 | 9.4845 | 0 | 150 | 1 | 154000 | FALSE
line_314_314 | bus_GGD_314 | bus_GGD_314 | 314 | 314 | 0.074547 | 0.0037274 | 0.018637 | 0 | 150 | 1 | 154000 | FALSE
line_170_170 | bus_GWD_170 | bus_GWD_170 | 170 | 170 | 0.21355 | 0.010677 | 0.053387 | 0 | 150 | 1 | 154000 | FALSE
line_258_258 | bus_GWD_258 | bus_GWD_258 | 258 | 258 | 3.9522 | 0.19761 | 0.98804 | 0 | 150 | 1 | 154000 | FALSE
line_281_258 | bus_GBD_281 | bus_GWD_258 | 281 | 258 | 14.5857 | 0.72929 | 3.6464 | 0 | 150 | 1 | 154000 | FALSE
line_352_352 | bus_GBD_352 | bus_GBD_352 | 352 | 352 | 0.096281 | 0.0048141 | 0.02407 | 0 | 150 | 1 | 154000 | FALSE
line_179_179 | bus_ICN_179 | bus_ICN_179 | 179 | 179 | 6.8856 | 0.34428 | 1.7214 | 0 | 150 | 1 | 154000 | FALSE
line_7_316 | bus_GGD_007 | bus_GGD_316 | 7 | 316 | 4.3363 | 0.21682 | 1.0841 | 0 | 150 | 1 | 154000 | FALSE
line_9_9 | bus_CND_009 | bus_CND_009 | 9 | 9 | 0.29386 | 0.014693 | 0.073465 | 0 | 150 | 1 | 154000 | FALSE
line_72_332 | bus_CND_072 | bus_CND_332 | 72 | 332 | 9.5977 | 0.47988 | 2.3994 | 0 | 150 | 1 | 154000 | FALSE
line_158_268 | bus_CND_158 | bus_CND_268 | 158 | 268 | 12.7405 | 0.63703 | 3.1851 | 0 | 150 | 1 | 154000 | FALSE
line_153_153 | bus_GGD_153 | bus_GGD_153 | 153 | 153 | 2.3479 | 0.1174 | 0.58699 | 0 | 150 | 1 | 154000 | FALSE
line_28_28 | bus_GGD_028 | bus_GGD_028 | 28 | 28 | 2.1896 | 0.10948 | 0.5474 | 0 | 150 | 1 | 154000 | FALSE
line_330_330 | bus_CND_330 | bus_CND_330 | 330 | 330 | 0.10238 | 0.005119 | 0.025595 | 0 | 800 | 1 | 345000 | FALSE
line_178_178 | bus_GGD_178 | bus_GGD_178 | 178 | 178 | 0.28315 | 0.014157 | 0.070786 | 0 | 800 | 1 | 345000 | FALSE
line_178_178 | bus_GGD_178 | bus_GGD_178 | 178 | 178 | 0.063325 | 0.0031662 | 0.015831 | 0 | 800 | 1 | 345000 | FALSE
line_178_178 | bus_GGD_178 | bus_GGD_178 | 178 | 178 | 0.072029 | 0.0036015 | 0.018007 | 0 | 800 | 1 | 345000 | FALSE
line_64_64 | bus_GGD_064 | bus_GGD_064 | 64 | 64 | 0.064501 | 0.0032251 | 0.016125 | 0 | 800 | 1 | 345000 | FALSE
line_58_58 | bus_ICN_058 | bus_ICN_058 | 58 | 58 | 0.11565 | 0.0057824 | 0.028912 | 0 | 800 | 1 | 345000 | FALSE
line_58_58 | bus_ICN_058 | bus_ICN_058 | 58 | 58 | 0.1103 | 0.0055148 | 0.027574 | 0 | 800 | 1 | 345000 | FALSE
line_144_144 | bus_JBD_144 | bus_JBD_144 | 144 | 144 | 6.1156 | 0.30578 | 1.5289 | 0 | 150 | 1 | 154000 | FALSE
line_162_399 | bus_CND_162 | bus_CND_399 | 162 | 399 | 7.0526 | 0.35263 | 1.7631 | 0 | 150 | 1 | 154000 | FALSE
line_400_390 | bus_JBD_400 | bus_JBD_390 | 400 | 390 | 6.2939 | 0.31469 | 1.5735 | 0 | 150 | 1 | 154000 | FALSE
line_144_144 | bus_JBD_144 | bus_JBD_144 | 144 | 144 | 0.49684 | 0.024842 | 0.12421 | 0 | 150 | 1 | 154000 | FALSE
line_144_144 | bus_JBD_144 | bus_JBD_144 | 144 | 144 | 1.5778 | 0.078888 | 0.39444 | 0 | 150 | 1 | 154000 | FALSE
line_53_53 | bus_JBD_053 | bus_JBD_053 | 53 | 53 | 0.090794 | 0.0045397 | 0.022699 | 0 | 800 | 1 | 345000 | FALSE
line_123_123 | bus_GND_123 | bus_GND_123 | 123 | 123 | 0.21102 | 0.010551 | 0.052755 | 0 | 150 | 1 | 154000 | FALSE
line_298_298 | bus_GND_298 | bus_GND_298 | 298 | 298 | 1.2811 | 0.064056 | 0.32028 | 0 | 150 | 1 | 154000 | FALSE
line_401_402 | bus_GND_401 | bus_GND_402 | 401 | 402 | 7.0436 | 0.35218 | 1.7609 | 0 | 150 | 1 | 154000 | FALSE
line_130_130 | bus_GND_130 | bus_GND_130 | 130 | 130 | 0.15238 | 0.007619 | 0.038095 | 0 | 800 | 1 | 345000 | FALSE
line_130_130 | bus_GND_130 | bus_GND_130 | 130 | 130 | 0.14774 | 0.0073871 | 0.036936 | 0 | 800 | 1 | 345000 | FALSE
line_136_136 | bus_JND_136 | bus_JND_136 | 136 | 136 | 0.13155 | 0.0065774 | 0.032887 | 0 | 800 | 1 | 345000 | FALSE
line_136_136 | bus_JND_136 | bus_JND_136 | 136 | 136 | 0.59449 | 0.029725 | 0.14862 | 0 | 800 | 1 | 345000 | FALSE
line_136_136 | bus_JND_136 | bus_JND_136 | 136 | 136 | 0.10798 | 0.005399 | 0.026995 | 0 | 150 | 1 | 154000 | FALSE
line_136_136 | bus_JND_136 | bus_JND_136 | 136 | 136 | 0.11512 | 0.0057562 | 0.028781 | 0 | 150 | 1 | 154000 | FALSE
line_142_142 | bus_JND_142 | bus_JND_142 | 142 | 142 | 0.090585 | 0.0045293 | 0.022646 | 0 | 800 | 1 | 345000 | FALSE
line_142_142 | bus_JND_142 | bus_JND_142 | 142 | 142 | 0.086158 | 0.0043079 | 0.021539 | 0 | 800 | 1 | 345000 | FALSE
line_378_378 | bus_JBD_378 | bus_JBD_378 | 378 | 378 | 0.02446 | 0.001223 | 0.006115 | 0 | 150 | 1 | 154000 | FALSE
line_223_223 | bus_CBD_223 | bus_CBD_223 | 223 | 223 | 0.065054 | 0.0032527 | 0.016264 | 0 | 150 | 1 | 154000 | FALSE
line_11_11 | bus_CBD_011 | bus_CBD_011 | 11 | 11 | 0.12359 | 0.0061796 | 0.030898 | 0 | 800 | 1 | 345000 | FALSE
line_11_11 | bus_CBD_011 | bus_CBD_011 | 11 | 11 | 0.10679 | 0.0053394 | 0.026697 | 0 | 800 | 1 | 345000 | FALSE
line_11_11 | bus_CBD_011 | bus_CBD_011 | 11 | 11 | 0.12363 | 0.0061817 | 0.030909 | 0 | 800 | 1 | 345000 | FALSE
line_11_11 | bus_CBD_011 | bus_CBD_011 | 11 | 11 | 0.11458 | 0.0057289 | 0.028644 | 0 | 800 | 1 | 345000 | FALSE
line_11_11 | bus_CBD_011 | bus_CBD_011 | 11 | 11 | 0.12726 | 0.0063629 | 0.031815 | 0 | 3500 | 1 | 765000 | FALSE
line_11_11 | bus_CBD_011 | bus_CBD_011 | 11 | 11 | 0.12816 | 0.0064082 | 0.032041 | 0 | 3500 | 1 | 765000 | FALSE
line_11_11 | bus_CBD_011 | bus_CBD_011 | 11 | 11 | 0.15837 | 0.0079187 | 0.039593 | 0 | 3500 | 1 | 765000 | FALSE
line_11_11 | bus_CBD_011 | bus_CBD_011 | 11 | 11 | 0.14777 | 0.0073885 | 0.036942 | 0 | 3500 | 1 | 765000 | FALSE
line_276_276 | bus_CBD_276 | bus_CBD_276 | 276 | 276 | 0.18787 | 0.0093934 | 0.046967 | 0 | 150 | 1 | 154000 | FALSE
line_116_116 | bus_CBD_116 | bus_CBD_116 | 116 | 116 | 0.047027 | 0.0023514 | 0.011757 | 0 | 150 | 1 | 154000 | FALSE
line_116_116 | bus_CBD_116 | bus_CBD_116 | 116 | 116 | 0.052003 | 0.0026002 | 0.013001 | 0 | 150 | 1 | 154000 | FALSE
line_4_4 | bus_DJN_004 | bus_DJN_004 | 4 | 4 | 0.019225 | 0.00096127 | 0.0048064 | 0 | 150 | 1 | 154000 | FALSE
line_51_51 | bus_DJN_051 | bus_DJN_051 | 51 | 51 | 0.751 | 0.03755 | 0.18775 | 0 | 150 | 1 | 154000 | FALSE
line_4_10 | bus_DJN_004 | bus_CBD_010 | 4 | 10 | 13.6959 | 0.6848 | 3.424 | 0 | 150 | 1 | 154000 | FALSE
line_236_236 | bus_JBD_236 | bus_JBD_236 | 236 | 236 | 0.13204 | 0.0066021 | 0.033011 | 0 | 150 | 1 | 154000 | FALSE
line_191_191 | bus_JBD_191 | bus_JBD_191 | 191 | 191 | 0.03346 | 0.001673 | 0.008365 | 0 | 150 | 1 | 154000 | FALSE
line_120_120 | bus_JND_120 | bus_JND_120 | 120 | 120 | 1.3804 | 0.06902 | 0.3451 | 0 | 800 | 1 | 345000 | FALSE
line_120_120 | bus_JND_120 | bus_JND_120 | 120 | 120 | 1.0866 | 0.05433 | 0.27165 | 0 | 800 | 1 | 345000 | FALSE
line_230_230 | bus_GND_230 | bus_GND_230 | 230 | 230 | 11.627 | 0.58135 | 2.9068 | 0 | 150 | 1 | 154000 | FALSE
line_230_230 | bus_GND_230 | bus_GND_230 | 230 | 230 | 0.04357 | 0.0021785 | 0.010892 | 0 | 150 | 1 | 154000 | FALSE
line_230_230 | bus_GND_230 | bus_GND_230 | 230 | 230 | 0.045044 | 0.0022522 | 0.011261 | 0 | 150 | 1 | 154000 | FALSE
line_124_124 | bus_GND_124 | bus_GND_124 | 124 | 124 | 0.096301 | 0.004815 | 0.024075 | 0 | 800 | 1 | 345000 | FALSE
line_230_124 | bus_GND_230 | bus_GND_124 | 230 | 124 | 3.1764 | 0.15882 | 0.7941 | 0 | 150 | 1 | 154000 | FALSE
line_403_403 | bus_GND_403 | bus_GND_403 | 403 | 403 | 0.037788 | 0.0018894 | 0.009447 | 0 | 150 | 1 | 154000 | FALSE
line_403_403 | bus_GND_403 | bus_GND_403 | 403 | 403 | 0.035655 | 0.0017828 | 0.0089139 | 0 | 150 | 1 | 154000 | FALSE
line_118_118 | bus_GND_118 | bus_GND_118 | 118 | 118 | 0.047932 | 0.0023966 | 0.011983 | 0 | 150 | 1 | 154000 | FALSE
line_118_118 | bus_GND_118 | bus_GND_118 | 118 | 118 | 0.038519 | 0.001926 | 0.0096298 | 0 | 150 | 1 | 154000 | FALSE
line_118_118 | bus_GND_118 | bus_GND_118 | 118 | 118 | 0.04231 | 0.0021155 | 0.010578 | 0 | 150 | 1 | 154000 | FALSE
line_118_118 | bus_GND_118 | bus_GND_118 | 118 | 118 | 0.033517 | 0.0016759 | 0.0083794 | 0 | 150 | 1 | 154000 | FALSE
line_118_118 | bus_GND_118 | bus_GND_118 | 118 | 118 | 0.025917 | 0.0012959 | 0.0064794 | 0 | 150 | 1 | 154000 | FALSE
line_118_118 | bus_GND_118 | bus_GND_118 | 118 | 118 | 0.03515 | 0.0017575 | 0.0087876 | 0 | 150 | 1 | 154000 | FALSE
line_403_118 | bus_GND_403 | bus_GND_118 | 403 | 118 | 11.3855 | 0.56928 | 2.8464 | 0 | 150 | 1 | 154000 | FALSE
line_201_118 | bus_GND_201 | bus_GND_118 | 201 | 118 | 31.6303 | 1.5815 | 7.9076 | 0 | 150 | 1 | 154000 | FALSE
line_145_145 | bus_GND_145 | bus_GND_145 | 145 | 145 | 0.057888 | 0.0028944 | 0.014472 | 0 | 150 | 1 | 154000 | FALSE
line_145_145 | bus_GND_145 | bus_GND_145 | 145 | 145 | 0.054561 | 0.002728 | 0.01364 | 0 | 150 | 1 | 154000 | FALSE
line_190_190 | bus_BSN_190 | bus_BSN_190 | 190 | 190 | 0.13924 | 0.0069622 | 0.034811 | 0 | 150 | 1 | 154000 | FALSE
line_63_63 | bus_GND_063 | bus_GND_063 | 63 | 63 | 2.0924 | 0.10462 | 0.5231 | 0 | 150 | 1 | 154000 | FALSE
line_127_127 | bus_GND_127 | bus_GND_127 | 127 | 127 | 0.82428 | 0.041214 | 0.20607 | 0 | 150 | 1 | 154000 | FALSE
line_127_127 | bus_GND_127 | bus_GND_127 | 127 | 127 | 0.36127 | 0.018064 | 0.090318 | 0 | 150 | 1 | 154000 | FALSE
line_127_127 | bus_GND_127 | bus_GND_127 | 127 | 127 | 3.0584 | 0.15292 | 0.76461 | 0 | 150 | 1 | 154000 | FALSE
line_127_127 | bus_GND_127 | bus_GND_127 | 127 | 127 | 0.22985 | 0.011493 | 0.057464 | 0 | 150 | 1 | 154000 | FALSE
line_127_127 | bus_GND_127 | bus_GND_127 | 127 | 127 | 0.8934 | 0.04467 | 0.22335 | 0 | 150 | 1 | 154000 | FALSE
line_124_124 | bus_GND_124 | bus_GND_124 | 124 | 124 | 0.070051 | 0.0035025 | 0.017513 | 0 | 150 | 1 | 154000 | FALSE
line_124_124 | bus_GND_124 | bus_GND_124 | 124 | 124 | 1.0567 | 0.052834 | 0.26417 | 0 | 800 | 1 | 345000 | FALSE
line_124_124 | bus_GND_124 | bus_GND_124 | 124 | 124 | 3.6723 | 0.18361 | 0.91807 | 0 | 150 | 1 | 154000 | FALSE
line_53_361 | bus_JBD_053 | bus_JBD_361 | 53 | 361 | 39.702 | 1.9851 | 9.9255 | 0 | 150 | 1 | 154000 | FALSE
line_227_227 | bus_JBD_227 | bus_JBD_227 | 227 | 227 | 0.071728 | 0.0035864 | 0.017932 | 0 | 150 | 1 | 154000 | FALSE
line_227_227 | bus_JBD_227 | bus_JBD_227 | 227 | 227 | 0.08276 | 0.004138 | 0.02069 | 0 | 150 | 1 | 154000 | FALSE
line_227_227 | bus_JBD_227 | bus_JBD_227 | 227 | 227 | 3.3215 | 0.16608 | 0.83039 | 0 | 150 | 1 | 154000 | FALSE
line_46_46 | bus_JND_046 | bus_JND_046 | 46 | 46 | 0.057101 | 0.002855 | 0.014275 | 0 | 150 | 1 | 154000 | FALSE
line_46_46 | bus_JND_046 | bus_JND_046 | 46 | 46 | 0.054863 | 0.0027432 | 0.013716 | 0 | 150 | 1 | 154000 | FALSE
line_212_212 | bus_GWJ_212 | bus_GWJ_212 | 212 | 212 | 0.056735 | 0.0028368 | 0.014184 | 0 | 150 | 1 | 154000 | FALSE
line_212_212 | bus_GWJ_212 | bus_GWJ_212 | 212 | 212 | 0.055825 | 0.0027913 | 0.013956 | 0 | 150 | 1 | 154000 | FALSE
line_212_212 | bus_GWJ_212 | bus_GWJ_212 | 212 | 212 | 0.060027 | 0.0030014 | 0.015007 | 0 | 150 | 1 | 154000 | FALSE
line_212_212 | bus_GWJ_212 | bus_GWJ_212 | 212 | 212 | 0.05953 | 0.0029765 | 0.014882 | 0 | 150 | 1 | 154000 | FALSE
line_142_142 | bus_JND_142 | bus_JND_142 | 142 | 142 | 0.55827 | 0.027914 | 0.13957 | 0 | 150 | 1 | 154000 | FALSE
line_142_142 | bus_JND_142 | bus_JND_142 | 142 | 142 | 0.46945 | 0.023473 | 0.11736 | 0 | 150 | 1 | 154000 | FALSE
line_142_142 | bus_JND_142 | bus_JND_142 | 142 | 142 | 0.053181 | 0.002659 | 0.013295 | 0 | 150 | 1 | 154000 | FALSE
line_142_142 | bus_JND_142 | bus_JND_142 | 142 | 142 | 0.047699 | 0.002385 | 0.011925 | 0 | 150 | 1 | 154000 | FALSE
line_142_142 | bus_JND_142 | bus_JND_142 | 142 | 142 | 0.05273 | 0.0026365 | 0.013183 | 0 | 150 | 1 | 154000 | FALSE
line_142_142 | bus_JND_142 | bus_JND_142 | 142 | 142 | 0.048815 | 0.0024407 | 0.012204 | 0 | 150 | 1 | 154000 | FALSE
line_142_142 | bus_JND_142 | bus_JND_142 | 142 | 142 | 0.075849 | 0.0037924 | 0.018962 | 0 | 150 | 1 | 154000 | FALSE
line_142_142 | bus_JND_142 | bus_JND_142 | 142 | 142 | 0.070903 | 0.0035452 | 0.017726 | 0 | 150 | 1 | 154000 | FALSE
line_142_142 | bus_JND_142 | bus_JND_142 | 142 | 142 | 0.10718 | 0.005359 | 0.026795 | 0 | 150 | 1 | 154000 | FALSE
line_142_142 | bus_JND_142 | bus_JND_142 | 142 | 142 | 0.10809 | 0.0054043 | 0.027021 | 0 | 150 | 1 | 154000 | FALSE
line_142_142 | bus_JND_142 | bus_JND_142 | 142 | 142 | 1.5898 | 0.07949 | 0.39745 | 0 | 150 | 1 | 154000 | FALSE
line_142_142 | bus_JND_142 | bus_JND_142 | 142 | 142 | 0.67255 | 0.033627 | 0.16814 | 0 | 150 | 1 | 154000 | FALSE
line_142_142 | bus_JND_142 | bus_JND_142 | 142 | 142 | 0.19682 | 0.0098408 | 0.049204 | 0 | 150 | 1 | 154000 | FALSE
line_142_142 | bus_JND_142 | bus_JND_142 | 142 | 142 | 0.67534 | 0.033767 | 0.16883 | 0 | 150 | 1 | 154000 | FALSE
line_142_142 | bus_JND_142 | bus_JND_142 | 142 | 142 | 2.0483 | 0.10242 | 0.51208 | 0 | 150 | 1 | 154000 | FALSE
line_142_142 | bus_JND_142 | bus_JND_142 | 142 | 142 | 3.4485 | 0.17243 | 0.86213 | 0 | 150 | 1 | 154000 | FALSE
line_142_142 | bus_JND_142 | bus_JND_142 | 142 | 142 | 2.6857 | 0.13428 | 0.67142 | 0 | 150 | 1 | 154000 | FALSE
line_142_142 | bus_JND_142 | bus_JND_142 | 142 | 142 | 0.45334 | 0.022667 | 0.11334 | 0 | 150 | 1 | 154000 | FALSE
line_142_142 | bus_JND_142 | bus_JND_142 | 142 | 142 | 1.3027 | 0.065133 | 0.32567 | 0 | 150 | 1 | 154000 | FALSE
line_142_142 | bus_JND_142 | bus_JND_142 | 142 | 142 | 0.43912 | 0.021956 | 0.10978 | 0 | 150 | 1 | 154000 | FALSE
line_142_142 | bus_JND_142 | bus_JND_142 | 142 | 142 | 0.61732 | 0.030866 | 0.15433 | 0 | 150 | 1 | 154000 | FALSE
line_142_142 | bus_JND_142 | bus_JND_142 | 142 | 142 | 3.128 | 0.1564 | 0.78199 | 0 | 150 | 1 | 154000 | FALSE
line_132_132 | bus_JND_132 | bus_JND_132 | 132 | 132 | 0.3705 | 0.018525 | 0.092624 | 0 | 800 | 1 | 345000 | FALSE
line_147_147 | bus_JND_147 | bus_JND_147 | 147 | 147 | 0.083245 | 0.0041623 | 0.020811 | 0 | 800 | 1 | 345000 | FALSE
line_147_147 | bus_JND_147 | bus_JND_147 | 147 | 147 | 0.083973 | 0.0041987 | 0.020993 | 0 | 800 | 1 | 345000 | FALSE
line_404_147 | bus_JND_404 | bus_JND_147 | 404 | 147 | 8.0926 | 0.40463 | 2.0231 | 0 | 800 | 1 | 345000 | FALSE
line_134_134 | bus_JND_134 | bus_JND_134 | 134 | 134 | 1.0852 | 0.05426 | 0.2713 | 0 | 800 | 1 | 345000 | FALSE
line_134_134 | bus_JND_134 | bus_JND_134 | 134 | 134 | 0.11196 | 0.0055982 | 0.027991 | 0 | 800 | 1 | 345000 | FALSE
line_134_134 | bus_JND_134 | bus_JND_134 | 134 | 134 | 0.11803 | 0.0059016 | 0.029508 | 0 | 800 | 1 | 345000 | FALSE
line_77_77 | bus_JND_077 | bus_JND_077 | 77 | 77 | 0.063975 | 0.0031988 | 0.015994 | 0 | 800 | 1 | 345000 | FALSE
line_77_77 | bus_JND_077 | bus_JND_077 | 77 | 77 | 0.055843 | 0.0027922 | 0.013961 | 0 | 800 | 1 | 345000 | FALSE
line_77_77 | bus_JND_077 | bus_JND_077 | 77 | 77 | 0.053748 | 0.0026874 | 0.013437 | 0 | 800 | 1 | 345000 | FALSE
line_77_77 | bus_JND_077 | bus_JND_077 | 77 | 77 | 0.054711 | 0.0027356 | 0.013678 | 0 | 800 | 1 | 345000 | FALSE
line_77_77 | bus_JND_077 | bus_JND_077 | 77 | 77 | 0.06958 | 0.003479 | 0.017395 | 0 | 150 | 1 | 154000 | FALSE
line_120_120 | bus_JND_120 | bus_JND_120 | 120 | 120 | 0.034534 | 0.0017267 | 0.0086334 | 0 | 150 | 1 | 154000 | FALSE
line_120_120 | bus_JND_120 | bus_JND_120 | 120 | 120 | 0.032438 | 0.0016219 | 0.0081095 | 0 | 150 | 1 | 154000 | FALSE
line_120_120 | bus_JND_120 | bus_JND_120 | 120 | 120 | 0.057353 | 0.0028677 | 0.014338 | 0 | 150 | 1 | 154000 | FALSE
line_120_120 | bus_JND_120 | bus_JND_120 | 120 | 120 | 0.055842 | 0.0027921 | 0.01396 | 0 | 150 | 1 | 154000 | FALSE
line_120_120 | bus_JND_120 | bus_JND_120 | 120 | 120 | 0.077588 | 0.0038794 | 0.019397 | 0 | 150 | 1 | 154000 | FALSE
line_120_120 | bus_JND_120 | bus_JND_120 | 120 | 120 | 0.072136 | 0.0036068 | 0.018034 | 0 | 150 | 1 | 154000 | FALSE
line_360_360 | bus_JND_360 | bus_JND_360 | 360 | 360 | 0.071792 | 0.0035896 | 0.017948 | 0 | 150 | 1 | 154000 | FALSE
line_360_360 | bus_JND_360 | bus_JND_360 | 360 | 360 | 0.019052 | 0.0009526 | 0.004763 | 0 | 150 | 1 | 154000 | FALSE
line_360_360 | bus_JND_360 | bus_JND_360 | 360 | 360 | 0.019176 | 0.00095881 | 0.004794 | 0 | 150 | 1 | 154000 | FALSE
line_360_360 | bus_JND_360 | bus_JND_360 | 360 | 360 | 0.020291 | 0.0010145 | 0.0050727 | 0 | 150 | 1 | 154000 | FALSE
line_360_360 | bus_JND_360 | bus_JND_360 | 360 | 360 | 0.021467 | 0.0010734 | 0.0053669 | 0 | 150 | 1 | 154000 | FALSE
line_360_360 | bus_JND_360 | bus_JND_360 | 360 | 360 | 0.097608 | 0.0048804 | 0.024402 | 0 | 150 | 1 | 154000 | FALSE
line_134_134 | bus_JND_134 | bus_JND_134 | 134 | 134 | 0.090113 | 0.0045056 | 0.022528 | 0 | 150 | 1 | 154000 | FALSE
line_134_134 | bus_JND_134 | bus_JND_134 | 134 | 134 | 0.090278 | 0.0045139 | 0.02257 | 0 | 150 | 1 | 154000 | FALSE
line_134_146 | bus_JND_134 | bus_JND_146 | 134 | 146 | 5.8777 | 0.29389 | 1.4694 | 0 | 150 | 1 | 154000 | FALSE
line_148_199 | bus_GND_148 | bus_GND_199 | 148 | 199 | 7.0901 | 0.3545 | 1.7725 | 0 | 150 | 1 | 154000 | FALSE
line_148_298 | bus_GND_148 | bus_GND_298 | 148 | 298 | 34.645 | 1.7322 | 8.6612 | 0 | 150 | 1 | 154000 | FALSE
line_130_130 | bus_GND_130 | bus_GND_130 | 130 | 130 | 0.14795 | 0.0073974 | 0.036987 | 0 | 800 | 1 | 345000 | FALSE
line_130_130 | bus_GND_130 | bus_GND_130 | 130 | 130 | 0.14654 | 0.0073268 | 0.036634 | 0 | 800 | 1 | 345000 | FALSE
line_130_130 | bus_GND_130 | bus_GND_130 | 130 | 130 | 0.51003 | 0.025501 | 0.12751 | 0 | 150 | 1 | 154000 | FALSE
line_130_130 | bus_GND_130 | bus_GND_130 | 130 | 130 | 2.8296 | 0.14148 | 0.70741 | 0 | 150 | 1 | 154000 | FALSE
line_148_199 | bus_GND_148 | bus_GND_199 | 148 | 199 | 7.4613 | 0.37306 | 1.8653 | 0 | 150 | 1 | 154000 | FALSE
line_148_130 | bus_GND_148 | bus_GND_130 | 148 | 130 | 8.532 | 0.4266 | 2.133 | 0 | 150 | 1 | 154000 | FALSE
line_200_200 | bus_GND_200 | bus_GND_200 | 200 | 200 | 0.48122 | 0.024061 | 0.12031 | 0 | 150 | 1 | 154000 | FALSE
line_200_200 | bus_GND_200 | bus_GND_200 | 200 | 200 | 0.47916 | 0.023958 | 0.11979 | 0 | 150 | 1 | 154000 | FALSE
line_46_46 | bus_JND_046 | bus_JND_046 | 46 | 46 | 0.06137 | 0.0030685 | 0.015342 | 0 | 150 | 1 | 154000 | FALSE
line_46_46 | bus_JND_046 | bus_JND_046 | 46 | 46 | 0.056876 | 0.0028438 | 0.014219 | 0 | 150 | 1 | 154000 | FALSE
line_42_45 | bus_JND_042 | bus_JND_045 | 42 | 45 | 9.2224 | 0.46112 | 2.3056 | 0 | 150 | 1 | 154000 | FALSE
line_45_45 | bus_JND_045 | bus_JND_045 | 45 | 45 | 3.1746 | 0.15873 | 0.79366 | 0 | 150 | 1 | 154000 | FALSE
line_211_211 | bus_JND_211 | bus_JND_211 | 211 | 211 | 0.026256 | 0.0013128 | 0.006564 | 0 | 150 | 1 | 154000 | FALSE
line_211_211 | bus_JND_211 | bus_JND_211 | 211 | 211 | 0.025424 | 0.0012712 | 0.006356 | 0 | 150 | 1 | 154000 | FALSE
line_211_211 | bus_JND_211 | bus_JND_211 | 211 | 211 | 0.023945 | 0.0011973 | 0.0059863 | 0 | 150 | 1 | 154000 | FALSE
line_211_211 | bus_JND_211 | bus_JND_211 | 211 | 211 | 0.02317 | 0.0011585 | 0.0057926 | 0 | 150 | 1 | 154000 | FALSE
line_211_211 | bus_JND_211 | bus_JND_211 | 211 | 211 | 0.22189 | 0.011094 | 0.055472 | 0 | 150 | 1 | 154000 | FALSE
line_211_211 | bus_JND_211 | bus_JND_211 | 211 | 211 | 0.23089 | 0.011545 | 0.057723 | 0 | 150 | 1 | 154000 | FALSE
line_211_211 | bus_JND_211 | bus_JND_211 | 211 | 211 | 0.62063 | 0.031032 | 0.15516 | 0 | 150 | 1 | 154000 | FALSE
line_405_211 | bus_JND_405 | bus_JND_211 | 405 | 211 | 8.8569 | 0.44284 | 2.2142 | 0 | 150 | 1 | 154000 | FALSE
line_211_211 | bus_JND_211 | bus_JND_211 | 211 | 211 | 0.39769 | 0.019885 | 0.099423 | 0 | 150 | 1 | 154000 | FALSE
line_211_211 | bus_JND_211 | bus_JND_211 | 211 | 211 | 3.9336 | 0.19668 | 0.98339 | 0 | 150 | 1 | 154000 | FALSE
line_211_211 | bus_JND_211 | bus_JND_211 | 211 | 211 | 0.16613 | 0.0083067 | 0.041534 | 0 | 150 | 1 | 154000 | FALSE
line_43_43 | bus_GWJ_043 | bus_GWJ_043 | 43 | 43 | 1.5374 | 0.076869 | 0.38435 | 0 | 150 | 1 | 154000 | FALSE
line_43_43 | bus_GWJ_043 | bus_GWJ_043 | 43 | 43 | 0.021754 | 0.0010877 | 0.0054386 | 0 | 150 | 1 | 154000 | FALSE
line_43_43 | bus_GWJ_043 | bus_GWJ_043 | 43 | 43 | 0.02674 | 0.001337 | 0.006685 | 0 | 150 | 1 | 154000 | FALSE
line_43_43 | bus_GWJ_043 | bus_GWJ_043 | 43 | 43 | 0.031421 | 0.0015711 | 0.0078554 | 0 | 150 | 1 | 154000 | FALSE
line_43_43 | bus_GWJ_043 | bus_GWJ_043 | 43 | 43 | 0.021751 | 0.0010875 | 0.0054377 | 0 | 150 | 1 | 154000 | FALSE
line_43_43 | bus_GWJ_043 | bus_GWJ_043 | 43 | 43 | 0.03034 | 0.001517 | 0.0075849 | 0 | 150 | 1 | 154000 | FALSE
line_43_362 | bus_GWJ_043 | bus_JND_362 | 43 | 362 | 12.3978 | 0.61989 | 3.0995 | 0 | 150 | 1 | 154000 | FALSE
line_344_344 | bus_GBD_344 | bus_GBD_344 | 344 | 344 | 0.019923 | 0.00099614 | 0.0049807 | 0 | 150 | 1 | 154000 | FALSE
line_344_344 | bus_GBD_344 | bus_GBD_344 | 344 | 344 | 0.032097 | 0.0016048 | 0.0080241 | 0 | 150 | 1 | 154000 | FALSE
line_344_344 | bus_GBD_344 | bus_GBD_344 | 344 | 344 | 0.029415 | 0.0014707 | 0.0073537 | 0 | 150 | 1 | 154000 | FALSE
line_344_344 | bus_GBD_344 | bus_GBD_344 | 344 | 344 | 0.039757 | 0.0019878 | 0.0099392 | 0 | 150 | 1 | 154000 | FALSE
line_344_344 | bus_GBD_344 | bus_GBD_344 | 344 | 344 | 0.039446 | 0.0019723 | 0.0098615 | 0 | 150 | 1 | 154000 | FALSE
line_342_342 | bus_GBD_342 | bus_GBD_342 | 342 | 342 | 0.12683 | 0.0063414 | 0.031707 | 0 | 150 | 1 | 154000 | FALSE
line_342_342 | bus_GBD_342 | bus_GBD_342 | 342 | 342 | 0.10842 | 0.0054209 | 0.027104 | 0 | 150 | 1 | 154000 | FALSE
line_342_342 | bus_GBD_342 | bus_GBD_342 | 342 | 342 | 0.027042 | 0.0013521 | 0.0067606 | 0 | 150 | 1 | 154000 | FALSE
line_342_342 | bus_GBD_342 | bus_GBD_342 | 342 | 342 | 0.077201 | 0.00386 | 0.0193 | 0 | 150 | 1 | 154000 | FALSE
line_342_342 | bus_GBD_342 | bus_GBD_342 | 342 | 342 | 0.08517 | 0.0042585 | 0.021293 | 0 | 150 | 1 | 154000 | FALSE
line_342_342 | bus_GBD_342 | bus_GBD_342 | 342 | 342 | 0.018433 | 0.00092164 | 0.0046082 | 0 | 150 | 1 | 154000 | FALSE
line_115_406 | bus_GBD_115 | bus_GBD_406 | 115 | 406 | 10.0449 | 0.50225 | 2.5112 | 0 | 150 | 1 | 154000 | FALSE
line_96_96 | bus_GBD_096 | bus_GBD_096 | 96 | 96 | 0.035729 | 0.0017865 | 0.0089324 | 0 | 150 | 1 | 154000 | FALSE
line_96_96 | bus_GBD_096 | bus_GBD_096 | 96 | 96 | 0.043438 | 0.0021719 | 0.01086 | 0 | 150 | 1 | 154000 | FALSE
line_96_96 | bus_GBD_096 | bus_GBD_096 | 96 | 96 | 0.036738 | 0.0018369 | 0.0091844 | 0 | 150 | 1 | 154000 | FALSE
line_96_96 | bus_GBD_096 | bus_GBD_096 | 96 | 96 | 0.046071 | 0.0023036 | 0.011518 | 0 | 150 | 1 | 154000 | FALSE
line_118_118 | bus_GND_118 | bus_GND_118 | 118 | 118 | 0.39554 | 0.019777 | 0.098884 | 0 | 150 | 1 | 154000 | FALSE
line_118_118 | bus_GND_118 | bus_GND_118 | 118 | 118 | 0.22149 | 0.011075 | 0.055374 | 0 | 150 | 1 | 154000 | FALSE
line_118_118 | bus_GND_118 | bus_GND_118 | 118 | 118 | 0.22338 | 0.011169 | 0.055845 | 0 | 150 | 1 | 154000 | FALSE
line_63_407 | bus_GND_063 | bus_BSN_407 | 63 | 407 | 9.6266 | 0.48133 | 2.4066 | 0 | 150 | 1 | 154000 | FALSE
line_407_41 | bus_BSN_407 | bus_BSN_041 | 407 | 41 | 9.0492 | 0.45246 | 2.2623 | 0 | 150 | 1 | 154000 | FALSE
line_38_38 | bus_USN_038 | bus_USN_038 | 38 | 38 | 0.16553 | 0.0082764 | 0.041382 | 0 | 150 | 1 | 154000 | FALSE
line_38_38 | bus_USN_038 | bus_USN_038 | 38 | 38 | 0.057812 | 0.0028906 | 0.014453 | 0 | 80 | 1 | 145000 | FALSE
line_38_38 | bus_USN_038 | bus_USN_038 | 38 | 38 | 0.052294 | 0.0026147 | 0.013074 | 0 | 80 | 1 | 145000 | FALSE
line_38_38 | bus_USN_038 | bus_USN_038 | 38 | 38 | 0.052016 | 0.0026008 | 0.013004 | 0 | 80 | 1 | 145000 | FALSE
line_38_38 | bus_USN_038 | bus_USN_038 | 38 | 38 | 0.056365 | 0.0028183 | 0.014091 | 0 | 80 | 1 | 145000 | FALSE
line_38_38 | bus_USN_038 | bus_USN_038 | 38 | 38 | 0.18158 | 0.009079 | 0.045395 | 0 | 150 | 1 | 154000 | FALSE
line_38_38 | bus_USN_038 | bus_USN_038 | 38 | 38 | 0.026322 | 0.0013161 | 0.0065804 | 0 | 80 | 1 | 145000 | FALSE
line_38_38 | bus_USN_038 | bus_USN_038 | 38 | 38 | 0.02512 | 0.001256 | 0.0062801 | 0 | 80 | 1 | 145000 | FALSE
line_38_38 | bus_USN_038 | bus_USN_038 | 38 | 38 | 0.028956 | 0.0014478 | 0.007239 | 0 | 80 | 1 | 145000 | FALSE
line_38_38 | bus_USN_038 | bus_USN_038 | 38 | 38 | 0.033414 | 0.0016707 | 0.0083535 | 0 | 80 | 1 | 145000 | FALSE
line_38_38 | bus_USN_038 | bus_USN_038 | 38 | 38 | 0.039542 | 0.0019771 | 0.0098854 | 0 | 80 | 1 | 145000 | FALSE
line_41_38 | bus_BSN_041 | bus_USN_038 | 41 | 38 | 16.1207 | 0.80604 | 4.0302 | 0 | 80 | 1 | 145000 | FALSE
line_41_41 | bus_BSN_041 | bus_BSN_041 | 41 | 41 | 0.018199 | 0.00090994 | 0.0045497 | 0 | 800 | 1 | 345000 | FALSE
line_41_41 | bus_BSN_041 | bus_BSN_041 | 41 | 41 | 0.074126 | 0.0037063 | 0.018531 | 0 | 800 | 1 | 345000 | FALSE
line_41_41 | bus_BSN_041 | bus_BSN_041 | 41 | 41 | 0.058484 | 0.0029242 | 0.014621 | 0 | 800 | 1 | 345000 | FALSE
line_41_41 | bus_BSN_041 | bus_BSN_041 | 41 | 41 | 0.042827 | 0.0021414 | 0.010707 | 0 | 800 | 1 | 345000 | FALSE
line_41_41 | bus_BSN_041 | bus_BSN_041 | 41 | 41 | 2.1606 | 0.10803 | 0.54014 | 0 | 800 | 1 | 345000 | FALSE
line_41_41 | bus_BSN_041 | bus_BSN_041 | 41 | 41 | 0.15168 | 0.0075838 | 0.037919 | 0 | 3500 | 1 | 765000 | FALSE
line_41_41 | bus_BSN_041 | bus_BSN_041 | 41 | 41 | 0.14706 | 0.0073528 | 0.036764 | 0 | 3500 | 1 | 765000 | FALSE
line_41_41 | bus_BSN_041 | bus_BSN_041 | 41 | 41 | 0.046018 | 0.0023009 | 0.011505 | 0 | 150 | 1 | 154000 | FALSE
line_41_41 | bus_BSN_041 | bus_BSN_041 | 41 | 41 | 0.045167 | 0.0022584 | 0.011292 | 0 | 150 | 1 | 154000 | FALSE
line_41_41 | bus_BSN_041 | bus_BSN_041 | 41 | 41 | 0.068012 | 0.0034006 | 0.017003 | 0 | 3500 | 1 | 765000 | FALSE
line_41_41 | bus_BSN_041 | bus_BSN_041 | 41 | 41 | 0.073126 | 0.0036563 | 0.018281 | 0 | 3500 | 1 | 765000 | FALSE
line_41_41 | bus_BSN_041 | bus_BSN_041 | 41 | 41 | 0.045624 | 0.0022812 | 0.011406 | 0 | 150 | 1 | 154000 | FALSE
line_41_41 | bus_BSN_041 | bus_BSN_041 | 41 | 41 | 0.045543 | 0.0022771 | 0.011386 | 0 | 150 | 1 | 154000 | FALSE
line_41_41 | bus_BSN_041 | bus_BSN_041 | 41 | 41 | 0.05758 | 0.002879 | 0.014395 | 0 | 150 | 1 | 154000 | FALSE
line_41_41 | bus_BSN_041 | bus_BSN_041 | 41 | 41 | 0.053392 | 0.0026696 | 0.013348 | 0 | 150 | 1 | 154000 | FALSE
line_41_41 | bus_BSN_041 | bus_BSN_041 | 41 | 41 | 0.053802 | 0.0026901 | 0.01345 | 0 | 150 | 1 | 154000 | FALSE
line_41_41 | bus_BSN_041 | bus_BSN_041 | 41 | 41 | 0.055553 | 0.0027776 | 0.013888 | 0 | 150 | 1 | 154000 | FALSE
line_41_41 | bus_BSN_041 | bus_BSN_041 | 41 | 41 | 0.051824 | 0.0025912 | 0.012956 | 0 | 3500 | 1 | 765000 | FALSE
line_41_41 | bus_BSN_041 | bus_BSN_041 | 41 | 41 | 0.056913 | 0.0028456 | 0.014228 | 0 | 3500 | 1 | 765000 | FALSE
line_41_41 | bus_BSN_041 | bus_BSN_041 | 41 | 41 | 0.082612 | 0.0041306 | 0.020653 | 0 | 800 | 1 | 345000 | FALSE
line_41_41 | bus_BSN_041 | bus_BSN_041 | 41 | 41 | 0.094866 | 0.0047433 | 0.023716 | 0 | 800 | 1 | 345000 | FALSE
line_41_41 | bus_BSN_041 | bus_BSN_041 | 41 | 41 | 0.098846 | 0.0049423 | 0.024711 | 0 | 800 | 1 | 345000 | FALSE
line_41_41 | bus_BSN_041 | bus_BSN_041 | 41 | 41 | 0.10887 | 0.0054434 | 0.027217 | 0 | 800 | 1 | 345000 | FALSE
line_41_41 | bus_BSN_041 | bus_BSN_041 | 41 | 41 | 0.16312 | 0.008156 | 0.04078 | 0 | 800 | 1 | 345000 | FALSE
line_41_41 | bus_BSN_041 | bus_BSN_041 | 41 | 41 | 0.15277 | 0.0076387 | 0.038194 | 0 | 800 | 1 | 345000 | FALSE
line_41_41 | bus_BSN_041 | bus_BSN_041 | 41 | 41 | 0.1634 | 0.0081701 | 0.040851 | 0 | 800 | 1 | 345000 | FALSE
line_41_41 | bus_BSN_041 | bus_BSN_041 | 41 | 41 | 0.14293 | 0.0071464 | 0.035732 | 0 | 800 | 1 | 345000 | FALSE
line_41_41 | bus_BSN_041 | bus_BSN_041 | 41 | 41 | 0.15236 | 0.0076181 | 0.038091 | 0 | 800 | 1 | 345000 | FALSE
line_41_41 | bus_BSN_041 | bus_BSN_041 | 41 | 41 | 0.17641 | 0.0088207 | 0.044103 | 0 | 800 | 1 | 345000 | FALSE
line_41_41 | bus_BSN_041 | bus_BSN_041 | 41 | 41 | 0.10545 | 0.0052725 | 0.026362 | 0 | 800 | 1 | 345000 | FALSE
line_41_41 | bus_BSN_041 | bus_BSN_041 | 41 | 41 | 0.67625 | 0.033812 | 0.16906 | 0 | 150 | 1 | 154000 | FALSE
line_41_41 | bus_BSN_041 | bus_BSN_041 | 41 | 41 | 0.25306 | 0.012653 | 0.063265 | 0 | 800 | 1 | 345000 | FALSE
line_41_41 | bus_BSN_041 | bus_BSN_041 | 41 | 41 | 0.069043 | 0.0034521 | 0.017261 | 0 | 150 | 1 | 154000 | FALSE
line_41_41 | bus_BSN_041 | bus_BSN_041 | 41 | 41 | 0.077435 | 0.0038717 | 0.019359 | 0 | 150 | 1 | 154000 | FALSE
line_41_41 | bus_BSN_041 | bus_BSN_041 | 41 | 41 | 0.18449 | 0.0092247 | 0.046124 | 0 | 800 | 1 | 345000 | FALSE
line_41_41 | bus_BSN_041 | bus_BSN_041 | 41 | 41 | 0.16031 | 0.0080157 | 0.040078 | 0 | 800 | 1 | 345000 | FALSE
line_41_41 | bus_BSN_041 | bus_BSN_041 | 41 | 41 | 0.19478 | 0.0097391 | 0.048696 | 0 | 800 | 1 | 345000 | FALSE
line_41_41 | bus_BSN_041 | bus_BSN_041 | 41 | 41 | 2.2519 | 0.1126 | 0.56299 | 0 | 800 | 1 | 345000 | FALSE
line_41_41 | bus_BSN_041 | bus_BSN_041 | 41 | 41 | 0.10066 | 0.0050329 | 0.025164 | 0 | 800 | 1 | 345000 | FALSE
line_41_41 | bus_BSN_041 | bus_BSN_041 | 41 | 41 | 0.10071 | 0.0050357 | 0.025179 | 0 | 800 | 1 | 345000 | FALSE
line_41_41 | bus_BSN_041 | bus_BSN_041 | 41 | 41 | 0.063943 | 0.0031971 | 0.015986 | 0 | 800 | 1 | 345000 | FALSE
line_41_41 | bus_BSN_041 | bus_BSN_041 | 41 | 41 | 0.063407 | 0.0031703 | 0.015852 | 0 | 800 | 1 | 345000 | FALSE
line_32_32 | bus_GGD_032 | bus_GGD_032 | 32 | 32 | 1.5792 | 0.078959 | 0.39479 | 0 | 150 | 1 | 154000 | FALSE
line_32_198 | bus_GGD_032 | bus_GBD_198 | 32 | 198 | 19.6456 | 0.98228 | 4.9114 | 0 | 150 | 1 | 154000 | FALSE
line_198_198 | bus_GBD_198 | bus_GBD_198 | 198 | 198 | 1.4515 | 0.072577 | 0.36288 | 0 | 150 | 1 | 154000 | FALSE
line_198_198 | bus_GBD_198 | bus_GBD_198 | 198 | 198 | 1.386 | 0.069299 | 0.3465 | 0 | 150 | 1 | 154000 | FALSE
line_198_198 | bus_GBD_198 | bus_GBD_198 | 198 | 198 | 1.4509 | 0.072547 | 0.36274 | 0 | 150 | 1 | 154000 | FALSE
line_32_32 | bus_GGD_032 | bus_GGD_032 | 32 | 32 | 0.29874 | 0.014937 | 0.074685 | 0 | 150 | 1 | 154000 | FALSE
line_32_32 | bus_GGD_032 | bus_GGD_032 | 32 | 32 | 0.36197 | 0.018099 | 0.090493 | 0 | 150 | 1 | 154000 | FALSE
line_32_32 | bus_GGD_032 | bus_GGD_032 | 32 | 32 | 2.4095 | 0.12047 | 0.60237 | 0 | 150 | 1 | 154000 | FALSE
line_32_32 | bus_GGD_032 | bus_GGD_032 | 32 | 32 | 0.039172 | 0.0019586 | 0.0097931 | 0 | 150 | 1 | 154000 | FALSE
line_32_32 | bus_GGD_032 | bus_GGD_032 | 32 | 32 | 0.034978 | 0.0017489 | 0.0087446 | 0 | 150 | 1 | 154000 | FALSE
line_32_32 | bus_GGD_032 | bus_GGD_032 | 32 | 32 | 0.066878 | 0.0033439 | 0.01672 | 0 | 150 | 1 | 154000 | FALSE
line_32_32 | bus_GGD_032 | bus_GGD_032 | 32 | 32 | 0.055124 | 0.0027562 | 0.013781 | 0 | 150 | 1 | 154000 | FALSE
line_32_32 | bus_GGD_032 | bus_GGD_032 | 32 | 32 | 0.044176 | 0.0022088 | 0.011044 | 0 | 150 | 1 | 154000 | FALSE
line_32_32 | bus_GGD_032 | bus_GGD_032 | 32 | 32 | 0.036474 | 0.0018237 | 0.0091184 | 0 | 150 | 1 | 154000 | FALSE
line_32_32 | bus_GGD_032 | bus_GGD_032 | 32 | 32 | 0.046715 | 0.0023357 | 0.011679 | 0 | 150 | 1 | 154000 | FALSE
line_32_32 | bus_GGD_032 | bus_GGD_032 | 32 | 32 | 0.044998 | 0.0022499 | 0.011249 | 0 | 150 | 1 | 154000 | FALSE
line_32_32 | bus_GGD_032 | bus_GGD_032 | 32 | 32 | 0.074157 | 0.0037079 | 0.018539 | 0 | 150 | 1 | 154000 | FALSE
line_32_32 | bus_GGD_032 | bus_GGD_032 | 32 | 32 | 0.064772 | 0.0032386 | 0.016193 | 0 | 150 | 1 | 154000 | FALSE
line_32_32 | bus_GGD_032 | bus_GGD_032 | 32 | 32 | 0.056009 | 0.0028005 | 0.014002 | 0 | 150 | 1 | 154000 | FALSE
line_32_32 | bus_GGD_032 | bus_GGD_032 | 32 | 32 | 0.050784 | 0.0025392 | 0.012696 | 0 | 150 | 1 | 154000 | FALSE
line_32_32 | bus_GGD_032 | bus_GGD_032 | 32 | 32 | 0.22672 | 0.011336 | 0.056681 | 0 | 800 | 1 | 345000 | FALSE
line_32_32 | bus_GGD_032 | bus_GGD_032 | 32 | 32 | 0.79595 | 0.039797 | 0.19899 | 0 | 800 | 1 | 345000 | FALSE
line_32_32 | bus_GGD_032 | bus_GGD_032 | 32 | 32 | 0.051819 | 0.0025909 | 0.012955 | 0 | 150 | 1 | 154000 | FALSE
line_32_32 | bus_GGD_032 | bus_GGD_032 | 32 | 32 | 0.021443 | 0.0010721 | 0.0053607 | 0 | 150 | 1 | 154000 | FALSE
line_32_32 | bus_GGD_032 | bus_GGD_032 | 32 | 32 | 0.025078 | 0.0012539 | 0.0062695 | 0 | 150 | 1 | 154000 | FALSE
line_32_32 | bus_GGD_032 | bus_GGD_032 | 32 | 32 | 0.032161 | 0.001608 | 0.0080401 | 0 | 150 | 1 | 154000 | FALSE
line_32_32 | bus_GGD_032 | bus_GGD_032 | 32 | 32 | 0.044011 | 0.0022006 | 0.011003 | 0 | 150 | 1 | 154000 | FALSE
line_32_32 | bus_GGD_032 | bus_GGD_032 | 32 | 32 | 0.03364 | 0.001682 | 0.0084101 | 0 | 150 | 1 | 154000 | FALSE
line_32_32 | bus_GGD_032 | bus_GGD_032 | 32 | 32 | 0.040004 | 0.0020002 | 0.010001 | 0 | 150 | 1 | 154000 | FALSE
line_32_32 | bus_GGD_032 | bus_GGD_032 | 32 | 32 | 0.03121 | 0.0015605 | 0.0078025 | 0 | 150 | 1 | 154000 | FALSE
line_32_32 | bus_GGD_032 | bus_GGD_032 | 32 | 32 | 0.036735 | 0.0018367 | 0.0091837 | 0 | 150 | 1 | 154000 | FALSE
line_348_348 | bus_GBD_348 | bus_GBD_348 | 348 | 348 | 0.12209 | 0.0061044 | 0.030522 | 0 | 150 | 1 | 154000 | FALSE
line_348_348 | bus_GBD_348 | bus_GBD_348 | 348 | 348 | 0.12258 | 0.0061289 | 0.030645 | 0 | 150 | 1 | 154000 | FALSE
line_348_348 | bus_GBD_348 | bus_GBD_348 | 348 | 348 | 3.4552 | 0.17276 | 0.86381 | 0 | 150 | 1 | 154000 | FALSE
line_73_73 | bus_GBD_073 | bus_GBD_073 | 73 | 73 | 0.041188 | 0.0020594 | 0.010297 | 0 | 800 | 1 | 345000 | FALSE
line_73_73 | bus_GBD_073 | bus_GBD_073 | 73 | 73 | 0.049715 | 0.0024857 | 0.012429 | 0 | 800 | 1 | 345000 | FALSE
line_73_73 | bus_GBD_073 | bus_GBD_073 | 73 | 73 | 0.071954 | 0.0035977 | 0.017988 | 0 | 150 | 1 | 154000 | FALSE
line_73_73 | bus_GBD_073 | bus_GBD_073 | 73 | 73 | 0.076041 | 0.0038021 | 0.01901 | 0 | 150 | 1 | 154000 | FALSE
line_73_73 | bus_GBD_073 | bus_GBD_073 | 73 | 73 | 0.0684 | 0.00342 | 0.0171 | 0 | 150 | 1 | 154000 | FALSE
line_73_73 | bus_GBD_073 | bus_GBD_073 | 73 | 73 | 0.069534 | 0.0034767 | 0.017384 | 0 | 150 | 1 | 154000 | FALSE
line_73_73 | bus_GBD_073 | bus_GBD_073 | 73 | 73 | 0.065348 | 0.0032674 | 0.016337 | 0 | 150 | 1 | 154000 | FALSE
line_73_73 | bus_GBD_073 | bus_GBD_073 | 73 | 73 | 0.065302 | 0.0032651 | 0.016326 | 0 | 150 | 1 | 154000 | FALSE
line_348_348 | bus_GBD_348 | bus_GBD_348 | 348 | 348 | 3.6326 | 0.18163 | 0.90816 | 0 | 150 | 1 | 154000 | FALSE
line_348_32 | bus_GBD_348 | bus_GGD_032 | 348 | 32 | 13.1231 | 0.65616 | 3.2808 | 0 | 150 | 1 | 154000 | FALSE
line_117_117 | bus_GBD_117 | bus_GBD_117 | 117 | 117 | 0.21484 | 0.010742 | 0.053711 | 0 | 150 | 1 | 154000 | FALSE
line_117_117 | bus_GBD_117 | bus_GBD_117 | 117 | 117 | 0.19072 | 0.0095361 | 0.04768 | 0 | 150 | 1 | 154000 | FALSE
line_117_117 | bus_GBD_117 | bus_GBD_117 | 117 | 117 | 4.0709 | 0.20355 | 1.0177 | 0 | 150 | 1 | 154000 | FALSE
line_251_348 | bus_GBD_251 | bus_GBD_348 | 251 | 348 | 28.3953 | 1.4198 | 7.0988 | 0 | 150 | 1 | 154000 | FALSE
line_251_251 | bus_GBD_251 | bus_GBD_251 | 251 | 251 | 0.065297 | 0.0032648 | 0.016324 | 0 | 150 | 1 | 154000 | FALSE
line_251_251 | bus_GBD_251 | bus_GBD_251 | 251 | 251 | 0.057475 | 0.0028737 | 0.014369 | 0 | 150 | 1 | 154000 | FALSE
line_251_251 | bus_GBD_251 | bus_GBD_251 | 251 | 251 | 0.051526 | 0.0025763 | 0.012882 | 0 | 150 | 1 | 154000 | FALSE
line_251_251 | bus_GBD_251 | bus_GBD_251 | 251 | 251 | 0.049894 | 0.0024947 | 0.012473 | 0 | 150 | 1 | 154000 | FALSE
line_408_408 | bus_GBD_408 | bus_GBD_408 | 408 | 408 | 0.068772 | 0.0034386 | 0.017193 | 0 | 150 | 1 | 154000 | FALSE
line_408_408 | bus_GBD_408 | bus_GBD_408 | 408 | 408 | 0.069294 | 0.0034647 | 0.017324 | 0 | 150 | 1 | 154000 | FALSE
line_408_408 | bus_GBD_408 | bus_GBD_408 | 408 | 408 | 0.06568 | 0.003284 | 0.01642 | 0 | 150 | 1 | 154000 | FALSE
line_408_408 | bus_GBD_408 | bus_GBD_408 | 408 | 408 | 0.065848 | 0.0032924 | 0.016462 | 0 | 150 | 1 | 154000 | FALSE
line_261_408 | bus_GBD_261 | bus_GBD_408 | 261 | 408 | 6.4336 | 0.32168 | 1.6084 | 0 | 150 | 1 | 154000 | FALSE
line_117_261 | bus_GBD_117 | bus_GBD_261 | 117 | 261 | 12.9348 | 0.64674 | 3.2337 | 0 | 150 | 1 | 154000 | FALSE
line_92_92 | bus_GBD_092 | bus_GBD_092 | 92 | 92 | 0.024102 | 0.0012051 | 0.0060256 | 0 | 150 | 1 | 154000 | FALSE
line_92_92 | bus_GBD_092 | bus_GBD_092 | 92 | 92 | 0.01463 | 0.00073148 | 0.0036574 | 0 | 150 | 1 | 154000 | FALSE
line_92_92 | bus_GBD_092 | bus_GBD_092 | 92 | 92 | 0.028134 | 0.0014067 | 0.0070336 | 0 | 150 | 1 | 154000 | FALSE
line_92_92 | bus_GBD_092 | bus_GBD_092 | 92 | 92 | 0.020633 | 0.0010316 | 0.0051582 | 0 | 150 | 1 | 154000 | FALSE
line_92_92 | bus_GBD_092 | bus_GBD_092 | 92 | 92 | 0.045212 | 0.0022606 | 0.011303 | 0 | 150 | 1 | 154000 | FALSE
line_92_92 | bus_GBD_092 | bus_GBD_092 | 92 | 92 | 0.030668 | 0.0015334 | 0.0076671 | 0 | 150 | 1 | 154000 | FALSE
line_92_92 | bus_GBD_092 | bus_GBD_092 | 92 | 92 | 0.043323 | 0.0021661 | 0.010831 | 0 | 150 | 1 | 154000 | FALSE
line_92_92 | bus_GBD_092 | bus_GBD_092 | 92 | 92 | 0.028917 | 0.0014458 | 0.0072292 | 0 | 150 | 1 | 154000 | FALSE
line_92_92 | bus_GBD_092 | bus_GBD_092 | 92 | 92 | 3.4586 | 0.17293 | 0.86465 | 0 | 150 | 1 | 154000 | FALSE
line_92_92 | bus_GBD_092 | bus_GBD_092 | 92 | 92 | 0.027507 | 0.0013754 | 0.0068768 | 0 | 150 | 1 | 154000 | FALSE
line_92_92 | bus_GBD_092 | bus_GBD_092 | 92 | 92 | 0.024986 | 0.0012493 | 0.0062465 | 0 | 150 | 1 | 154000 | FALSE
line_92_92 | bus_GBD_092 | bus_GBD_092 | 92 | 92 | 0.02475 | 0.0012375 | 0.0061875 | 0 | 150 | 1 | 154000 | FALSE
line_92_92 | bus_GBD_092 | bus_GBD_092 | 92 | 92 | 0.027201 | 0.0013601 | 0.0068003 | 0 | 150 | 1 | 154000 | FALSE
line_33_33 | bus_GBD_033 | bus_GBD_033 | 33 | 33 | 0.032546 | 0.0016273 | 0.0081364 | 0 | 800 | 1 | 345000 | FALSE
line_33_33 | bus_GBD_033 | bus_GBD_033 | 33 | 33 | 0.031929 | 0.0015965 | 0.0079823 | 0 | 800 | 1 | 345000 | FALSE
line_33_33 | bus_GBD_033 | bus_GBD_033 | 33 | 33 | 0.049302 | 0.0024651 | 0.012325 | 0 | 800 | 1 | 345000 | FALSE
line_33_33 | bus_GBD_033 | bus_GBD_033 | 33 | 33 | 0.044243 | 0.0022121 | 0.011061 | 0 | 800 | 1 | 345000 | FALSE
line_33_33 | bus_GBD_033 | bus_GBD_033 | 33 | 33 | 0.047985 | 0.0023993 | 0.011996 | 0 | 800 | 1 | 345000 | FALSE
line_33_33 | bus_GBD_033 | bus_GBD_033 | 33 | 33 | 0.046357 | 0.0023178 | 0.011589 | 0 | 800 | 1 | 345000 | FALSE
line_33_33 | bus_GBD_033 | bus_GBD_033 | 33 | 33 | 0.032245 | 0.0016123 | 0.0080613 | 0 | 800 | 1 | 345000 | FALSE
line_33_33 | bus_GBD_033 | bus_GBD_033 | 33 | 33 | 0.041348 | 0.0020674 | 0.010337 | 0 | 800 | 1 | 345000 | FALSE
line_33_33 | bus_GBD_033 | bus_GBD_033 | 33 | 33 | 0.19664 | 0.0098321 | 0.049161 | 0 | 800 | 1 | 345000 | FALSE
line_33_33 | bus_GBD_033 | bus_GBD_033 | 33 | 33 | 0.18624 | 0.0093118 | 0.046559 | 0 | 800 | 1 | 345000 | FALSE
line_33_33 | bus_GBD_033 | bus_GBD_033 | 33 | 33 | 0.17691 | 0.0088456 | 0.044228 | 0 | 800 | 1 | 345000 | FALSE
line_33_33 | bus_GBD_033 | bus_GBD_033 | 33 | 33 | 0.14424 | 0.0072119 | 0.036059 | 0 | 800 | 1 | 345000 | FALSE
line_33_33 | bus_GBD_033 | bus_GBD_033 | 33 | 33 | 0.1355 | 0.0067752 | 0.033876 | 0 | 800 | 1 | 345000 | FALSE
line_33_33 | bus_GBD_033 | bus_GBD_033 | 33 | 33 | 0.15376 | 0.0076881 | 0.03844 | 0 | 800 | 1 | 345000 | FALSE
line_33_33 | bus_GBD_033 | bus_GBD_033 | 33 | 33 | 0.097295 | 0.0048647 | 0.024324 | 0 | 800 | 1 | 345000 | FALSE
line_33_33 | bus_GBD_033 | bus_GBD_033 | 33 | 33 | 0.093644 | 0.0046822 | 0.023411 | 0 | 800 | 1 | 345000 | FALSE
line_33_33 | bus_GBD_033 | bus_GBD_033 | 33 | 33 | 0.093322 | 0.0046661 | 0.023331 | 0 | 800 | 1 | 345000 | FALSE
line_33_33 | bus_GBD_033 | bus_GBD_033 | 33 | 33 | 0.14815 | 0.0074076 | 0.037038 | 0 | 800 | 1 | 345000 | FALSE
line_33_33 | bus_GBD_033 | bus_GBD_033 | 33 | 33 | 0.13924 | 0.0069619 | 0.03481 | 0 | 800 | 1 | 345000 | FALSE
line_33_33 | bus_GBD_033 | bus_GBD_033 | 33 | 33 | 0.22427 | 0.011213 | 0.056067 | 0 | 800 | 1 | 345000 | FALSE
line_33_33 | bus_GBD_033 | bus_GBD_033 | 33 | 33 | 0.41589 | 0.020794 | 0.10397 | 0 | 800 | 1 | 345000 | FALSE
line_33_33 | bus_GBD_033 | bus_GBD_033 | 33 | 33 | 0.10538 | 0.005269 | 0.026345 | 0 | 800 | 1 | 345000 | FALSE
line_33_33 | bus_GBD_033 | bus_GBD_033 | 33 | 33 | 0.10271 | 0.0051355 | 0.025678 | 0 | 800 | 1 | 345000 | FALSE
line_33_33 | bus_GBD_033 | bus_GBD_033 | 33 | 33 | 0.10611 | 0.0053057 | 0.026529 | 0 | 800 | 1 | 345000 | FALSE
line_33_33 | bus_GBD_033 | bus_GBD_033 | 33 | 33 | 0.10138 | 0.005069 | 0.025345 | 0 | 800 | 1 | 345000 | FALSE
line_33_33 | bus_GBD_033 | bus_GBD_033 | 33 | 33 | 0.10533 | 0.0052667 | 0.026333 | 0 | 800 | 1 | 345000 | FALSE
line_47_47 | bus_GBD_047 | bus_GBD_047 | 47 | 47 | 0.055682 | 0.0027841 | 0.013921 | 0 | 150 | 1 | 154000 | FALSE
line_47_47 | bus_GBD_047 | bus_GBD_047 | 47 | 47 | 0.066637 | 0.0033318 | 0.016659 | 0 | 150 | 1 | 154000 | FALSE
line_47_47 | bus_GBD_047 | bus_GBD_047 | 47 | 47 | 0.050018 | 0.0025009 | 0.012504 | 0 | 150 | 1 | 154000 | FALSE
line_47_47 | bus_GBD_047 | bus_GBD_047 | 47 | 47 | 0.054432 | 0.0027216 | 0.013608 | 0 | 150 | 1 | 154000 | FALSE
line_47_47 | bus_GBD_047 | bus_GBD_047 | 47 | 47 | 0.20851 | 0.010425 | 0.052127 | 0 | 800 | 1 | 345000 | FALSE
line_47_47 | bus_GBD_047 | bus_GBD_047 | 47 | 47 | 0.15461 | 0.0077307 | 0.038653 | 0 | 800 | 1 | 345000 | FALSE
line_47_47 | bus_GBD_047 | bus_GBD_047 | 47 | 47 | 0.1254 | 0.0062701 | 0.03135 | 0 | 800 | 1 | 345000 | FALSE
line_47_47 | bus_GBD_047 | bus_GBD_047 | 47 | 47 | 0.061767 | 0.0030883 | 0.015442 | 0 | 800 | 1 | 345000 | FALSE
line_47_47 | bus_GBD_047 | bus_GBD_047 | 47 | 47 | 0.068236 | 0.0034118 | 0.017059 | 0 | 800 | 1 | 345000 | FALSE
line_47_47 | bus_GBD_047 | bus_GBD_047 | 47 | 47 | 0.072931 | 0.0036466 | 0.018233 | 0 | 800 | 1 | 345000 | FALSE
line_47_47 | bus_GBD_047 | bus_GBD_047 | 47 | 47 | 0.086653 | 0.0043326 | 0.021663 | 0 | 800 | 1 | 345000 | FALSE
line_47_47 | bus_GBD_047 | bus_GBD_047 | 47 | 47 | 0.10098 | 0.005049 | 0.025245 | 0 | 1000 | 1 | 380000 | FALSE
line_47_47 | bus_GBD_047 | bus_GBD_047 | 47 | 47 | 0.094108 | 0.0047054 | 0.023527 | 0 | 1000 | 1 | 380000 | FALSE
line_47_47 | bus_GBD_047 | bus_GBD_047 | 47 | 47 | 0.036333 | 0.0018166 | 0.0090832 | 0 | 1000 | 1 | 380000 | FALSE
line_47_47 | bus_GBD_047 | bus_GBD_047 | 47 | 47 | 0.034462 | 0.0017231 | 0.0086155 | 0 | 1000 | 1 | 380000 | FALSE
line_47_47 | bus_GBD_047 | bus_GBD_047 | 47 | 47 | 0.039128 | 0.0019564 | 0.0097819 | 0 | 800 | 1 | 345000 | FALSE
line_42_42 | bus_JND_042 | bus_JND_042 | 42 | 42 | 0.041964 | 0.0020982 | 0.010491 | 0 | 150 | 1 | 154000 | FALSE
line_42_42 | bus_JND_042 | bus_JND_042 | 42 | 42 | 0.046396 | 0.0023198 | 0.011599 | 0 | 150 | 1 | 154000 | FALSE
line_42_42 | bus_JND_042 | bus_JND_042 | 42 | 42 | 0.038339 | 0.001917 | 0.0095849 | 0 | 150 | 1 | 154000 | FALSE
line_42_42 | bus_JND_042 | bus_JND_042 | 42 | 42 | 0.039419 | 0.001971 | 0.0098548 | 0 | 150 | 1 | 154000 | FALSE
line_42_42 | bus_JND_042 | bus_JND_042 | 42 | 42 | 0.16985 | 0.0084924 | 0.042462 | 0 | 1000 | 1 | 380000 | FALSE
line_42_42 | bus_JND_042 | bus_JND_042 | 42 | 42 | 0.16464 | 0.0082318 | 0.041159 | 0 | 1000 | 1 | 380000 | FALSE
line_42_42 | bus_JND_042 | bus_JND_042 | 42 | 42 | 0.24627 | 0.012313 | 0.061567 | 0 | 1000 | 1 | 380000 | FALSE
line_42_42 | bus_JND_042 | bus_JND_042 | 42 | 42 | 0.21867 | 0.010934 | 0.054668 | 0 | 1000 | 1 | 380000 | FALSE
line_42_42 | bus_JND_042 | bus_JND_042 | 42 | 42 | 0.27072 | 0.013536 | 0.067681 | 0 | 1000 | 1 | 380000 | FALSE
line_42_42 | bus_JND_042 | bus_JND_042 | 42 | 42 | 0.21101 | 0.01055 | 0.052752 | 0 | 1000 | 1 | 380000 | FALSE
line_42_42 | bus_JND_042 | bus_JND_042 | 42 | 42 | 0.030347 | 0.0015174 | 0.0075868 | 0 | 800 | 1 | 345000 | FALSE
line_42_42 | bus_JND_042 | bus_JND_042 | 42 | 42 | 0.03204 | 0.001602 | 0.0080099 | 0 | 1000 | 1 | 380000 | FALSE
line_42_42 | bus_JND_042 | bus_JND_042 | 42 | 42 | 0.03062 | 0.001531 | 0.007655 | 0 | 1000 | 1 | 380000 | FALSE
line_42_42 | bus_JND_042 | bus_JND_042 | 42 | 42 | 0.027312 | 0.0013656 | 0.0068279 | 0 | 800 | 1 | 345000 | FALSE
line_42_42 | bus_JND_042 | bus_JND_042 | 42 | 42 | 0.030977 | 0.0015488 | 0.0077442 | 0 | 1000 | 1 | 380000 | FALSE
line_42_42 | bus_JND_042 | bus_JND_042 | 42 | 42 | 0.077865 | 0.0038933 | 0.019466 | 0 | 800 | 1 | 345000 | FALSE
line_42_42 | bus_JND_042 | bus_JND_042 | 42 | 42 | 0.076794 | 0.0038397 | 0.019198 | 0 | 1000 | 1 | 380000 | FALSE
line_40_40 | bus_BSN_040 | bus_BSN_040 | 40 | 40 | 0.034951 | 0.0017475 | 0.0087377 | 0 | 150 | 1 | 154000 | FALSE
line_40_40 | bus_BSN_040 | bus_BSN_040 | 40 | 40 | 0.038629 | 0.0019314 | 0.0096572 | 0 | 150 | 1 | 154000 | FALSE
line_40_40 | bus_BSN_040 | bus_BSN_040 | 40 | 40 | 3.6777 | 0.18388 | 0.91942 | 0 | 150 | 1 | 154000 | FALSE
line_40_40 | bus_BSN_040 | bus_BSN_040 | 40 | 40 | 4.1178 | 0.20589 | 1.0294 | 0 | 150 | 1 | 154000 | FALSE
line_40_40 | bus_BSN_040 | bus_BSN_040 | 40 | 40 | 0.11488 | 0.0057438 | 0.028719 | 0 | 150 | 1 | 154000 | FALSE
line_40_40 | bus_BSN_040 | bus_BSN_040 | 40 | 40 | 0.11137 | 0.0055686 | 0.027843 | 0 | 150 | 1 | 154000 | FALSE
line_40_40 | bus_BSN_040 | bus_BSN_040 | 40 | 40 | 8.0225 | 0.40112 | 2.0056 | 0 | 150 | 1 | 154000 | FALSE
line_40_40 | bus_BSN_040 | bus_BSN_040 | 40 | 40 | 2.5079 | 0.1254 | 0.62698 | 0 | 150 | 1 | 154000 | FALSE
line_40_40 | bus_BSN_040 | bus_BSN_040 | 40 | 40 | 0.25918 | 0.012959 | 0.064796 | 0 | 150 | 1 | 154000 | FALSE
line_40_40 | bus_BSN_040 | bus_BSN_040 | 40 | 40 | 0.26127 | 0.013063 | 0.065317 | 0 | 150 | 1 | 154000 | FALSE
line_40_40 | bus_BSN_040 | bus_BSN_040 | 40 | 40 | 1.5315 | 0.076574 | 0.38287 | 0 | 150 | 1 | 154000 | FALSE
line_40_40 | bus_BSN_040 | bus_BSN_040 | 40 | 40 | 2.7345 | 0.13672 | 0.68362 | 0 | 800 | 1 | 345000 | FALSE
line_40_40 | bus_BSN_040 | bus_BSN_040 | 40 | 40 | 0.059062 | 0.0029531 | 0.014765 | 0 | 150 | 1 | 154000 | FALSE
line_40_40 | bus_BSN_040 | bus_BSN_040 | 40 | 40 | 0.058067 | 0.0029033 | 0.014517 | 0 | 150 | 1 | 154000 | FALSE
line_40_40 | bus_BSN_040 | bus_BSN_040 | 40 | 40 | 0.065704 | 0.0032852 | 0.016426 | 0 | 150 | 1 | 154000 | FALSE
line_40_40 | bus_BSN_040 | bus_BSN_040 | 40 | 40 | 0.060776 | 0.0030388 | 0.015194 | 0 | 150 | 1 | 154000 | FALSE
line_40_40 | bus_BSN_040 | bus_BSN_040 | 40 | 40 | 1.1057 | 0.055285 | 0.27643 | 0 | 150 | 1 | 154000 | FALSE
line_127_127 | bus_GND_127 | bus_GND_127 | 127 | 127 | 0.08011 | 0.0040055 | 0.020028 | 0 | 150 | 1 | 154000 | FALSE
line_127_127 | bus_GND_127 | bus_GND_127 | 127 | 127 | 0.075475 | 0.0037737 | 0.018869 | 0 | 150 | 1 | 154000 | FALSE
line_127_127 | bus_GND_127 | bus_GND_127 | 127 | 127 | 0.074027 | 0.0037013 | 0.018507 | 0 | 150 | 1 | 154000 | FALSE
line_127_127 | bus_GND_127 | bus_GND_127 | 127 | 127 | 0.073405 | 0.0036703 | 0.018351 | 0 | 150 | 1 | 154000 | FALSE
line_127_127 | bus_GND_127 | bus_GND_127 | 127 | 127 | 0.14211 | 0.0071055 | 0.035528 | 0 | 150 | 1 | 154000 | FALSE
line_127_127 | bus_GND_127 | bus_GND_127 | 127 | 127 | 0.14717 | 0.0073586 | 0.036793 | 0 | 150 | 1 | 154000 | FALSE
line_127_127 | bus_GND_127 | bus_GND_127 | 127 | 127 | 0.16493 | 0.0082464 | 0.041232 | 0 | 150 | 1 | 154000 | FALSE
line_127_127 | bus_GND_127 | bus_GND_127 | 127 | 127 | 0.16769 | 0.0083843 | 0.041921 | 0 | 150 | 1 | 154000 | FALSE
line_127_127 | bus_GND_127 | bus_GND_127 | 127 | 127 | 2.685 | 0.13425 | 0.67124 | 0 | 150 | 1 | 154000 | FALSE
line_127_127 | bus_GND_127 | bus_GND_127 | 127 | 127 | 1.1746 | 0.058728 | 0.29364 | 0 | 150 | 1 | 154000 | FALSE
line_76_76 | bus_GND_076 | bus_GND_076 | 76 | 76 | 0.12006 | 0.006003 | 0.030015 | 0 | 150 | 1 | 154000 | FALSE
line_76_76 | bus_GND_076 | bus_GND_076 | 76 | 76 | 0.65489 | 0.032744 | 0.16372 | 0 | 150 | 1 | 154000 | FALSE
line_76_76 | bus_GND_076 | bus_GND_076 | 76 | 76 | 4.3167 | 0.21584 | 1.0792 | 0 | 150 | 1 | 154000 | FALSE
line_76_76 | bus_GND_076 | bus_GND_076 | 76 | 76 | 0.057859 | 0.002893 | 0.014465 | 0 | 150 | 1 | 154000 | FALSE
line_76_76 | bus_GND_076 | bus_GND_076 | 76 | 76 | 0.064409 | 0.0032204 | 0.016102 | 0 | 150 | 1 | 154000 | FALSE
line_235_235 | bus_GND_235 | bus_GND_235 | 235 | 235 | 0.030569 | 0.0015284 | 0.0076422 | 0 | 150 | 1 | 154000 | FALSE
line_235_235 | bus_GND_235 | bus_GND_235 | 235 | 235 | 0.024011 | 0.0012006 | 0.0060028 | 0 | 150 | 1 | 154000 | FALSE
line_235_235 | bus_GND_235 | bus_GND_235 | 235 | 235 | 0.025824 | 0.0012912 | 0.0064559 | 0 | 150 | 1 | 154000 | FALSE
line_235_235 | bus_GND_235 | bus_GND_235 | 235 | 235 | 0.03701 | 0.0018505 | 0.0092524 | 0 | 150 | 1 | 154000 | FALSE
line_235_235 | bus_GND_235 | bus_GND_235 | 235 | 235 | 0.047198 | 0.0023599 | 0.0118 | 0 | 150 | 1 | 154000 | FALSE
line_262_262 | bus_GWD_262 | bus_GWD_262 | 262 | 262 | 2.6448 | 0.13224 | 0.66119 | 0 | 150 | 1 | 154000 | FALSE
line_262_262 | bus_GWD_262 | bus_GWD_262 | 262 | 262 | 0.099477 | 0.0049739 | 0.024869 | 0 | 150 | 1 | 154000 | FALSE
line_262_262 | bus_GWD_262 | bus_GWD_262 | 262 | 262 | 0.094596 | 0.0047298 | 0.023649 | 0 | 150 | 1 | 154000 | FALSE
line_262_262 | bus_GWD_262 | bus_GWD_262 | 262 | 262 | 0.073687 | 0.0036844 | 0.018422 | 0 | 150 | 1 | 154000 | FALSE
line_262_262 | bus_GWD_262 | bus_GWD_262 | 262 | 262 | 0.065968 | 0.0032984 | 0.016492 | 0 | 150 | 1 | 154000 | FALSE
line_262_262 | bus_GWD_262 | bus_GWD_262 | 262 | 262 | 0.062025 | 0.0031013 | 0.015506 | 0 | 150 | 1 | 154000 | FALSE
line_262_262 | bus_GWD_262 | bus_GWD_262 | 262 | 262 | 0.060421 | 0.003021 | 0.015105 | 0 | 150 | 1 | 154000 | FALSE
line_246_246 | bus_GWD_246 | bus_GWD_246 | 246 | 246 | 0.42992 | 0.021496 | 0.10748 | 0 | 150 | 1 | 154000 | FALSE
line_161_161 | bus_CBD_161 | bus_CBD_161 | 161 | 161 | 0.32224 | 0.016112 | 0.080559 | 0 | 150 | 1 | 154000 | FALSE
line_161_161 | bus_CBD_161 | bus_CBD_161 | 161 | 161 | 0.33688 | 0.016844 | 0.084219 | 0 | 150 | 1 | 154000 | FALSE
line_161_409 | bus_CBD_161 | bus_CBD_409 | 161 | 409 | 10.5833 | 0.52917 | 2.6458 | 0 | 150 | 1 | 154000 | FALSE
line_203_203 | bus_GBD_203 | bus_GBD_203 | 203 | 203 | 3.8012 | 0.19006 | 0.95029 | 0 | 150 | 1 | 154000 | FALSE
line_74_74 | bus_GBD_074 | bus_GBD_074 | 74 | 74 | 0.22146 | 0.011073 | 0.055366 | 0 | 800 | 1 | 345000 | FALSE
line_350_350 | bus_GBD_350 | bus_GBD_350 | 350 | 350 | 3.5599 | 0.178 | 0.88998 | 0 | 150 | 1 | 154000 | FALSE
line_350_350 | bus_GBD_350 | bus_GBD_350 | 350 | 350 | 0.043429 | 0.0021714 | 0.010857 | 0 | 150 | 1 | 154000 | FALSE
line_350_350 | bus_GBD_350 | bus_GBD_350 | 350 | 350 | 0.05024 | 0.002512 | 0.01256 | 0 | 150 | 1 | 154000 | FALSE
line_192_192 | bus_GBD_192 | bus_GBD_192 | 192 | 192 | 0.026651 | 0.0013326 | 0.0066628 | 0 | 150 | 1 | 154000 | FALSE
line_192_192 | bus_GBD_192 | bus_GBD_192 | 192 | 192 | 0.044886 | 0.0022443 | 0.011222 | 0 | 150 | 1 | 154000 | FALSE
line_192_192 | bus_GBD_192 | bus_GBD_192 | 192 | 192 | 0.044924 | 0.0022462 | 0.011231 | 0 | 150 | 1 | 154000 | FALSE
line_192_192 | bus_GBD_192 | bus_GBD_192 | 192 | 192 | 0.048506 | 0.0024253 | 0.012127 | 0 | 150 | 1 | 154000 | FALSE
line_192_192 | bus_GBD_192 | bus_GBD_192 | 192 | 192 | 0.048277 | 0.0024139 | 0.012069 | 0 | 150 | 1 | 154000 | FALSE
line_192_192 | bus_GBD_192 | bus_GBD_192 | 192 | 192 | 0.31957 | 0.015979 | 0.079893 | 0 | 150 | 1 | 154000 | FALSE
line_192_192 | bus_GBD_192 | bus_GBD_192 | 192 | 192 | 1.8388 | 0.09194 | 0.4597 | 0 | 150 | 1 | 154000 | FALSE
line_192_192 | bus_GBD_192 | bus_GBD_192 | 192 | 192 | 0.3624 | 0.01812 | 0.0906 | 0 | 150 | 1 | 154000 | FALSE
line_192_192 | bus_GBD_192 | bus_GBD_192 | 192 | 192 | 0.033482 | 0.0016741 | 0.0083704 | 0 | 800 | 1 | 345000 | FALSE
line_192_192 | bus_GBD_192 | bus_GBD_192 | 192 | 192 | 0.17421 | 0.0087104 | 0.043552 | 0 | 800 | 1 | 345000 | FALSE
line_192_192 | bus_GBD_192 | bus_GBD_192 | 192 | 192 | 0.14785 | 0.0073924 | 0.036962 | 0 | 800 | 1 | 345000 | FALSE
line_192_192 | bus_GBD_192 | bus_GBD_192 | 192 | 192 | 0.099309 | 0.0049655 | 0.024827 | 0 | 150 | 1 | 154000 | FALSE
line_192_192 | bus_GBD_192 | bus_GBD_192 | 192 | 192 | 0.098861 | 0.0049431 | 0.024715 | 0 | 150 | 1 | 154000 | FALSE
line_192_192 | bus_GBD_192 | bus_GBD_192 | 192 | 192 | 0.098711 | 0.0049355 | 0.024678 | 0 | 150 | 1 | 154000 | FALSE
line_192_192 | bus_GBD_192 | bus_GBD_192 | 192 | 192 | 0.097148 | 0.0048574 | 0.024287 | 0 | 150 | 1 | 154000 | FALSE
line_192_192 | bus_GBD_192 | bus_GBD_192 | 192 | 192 | 0.18163 | 0.0090814 | 0.045407 | 0 | 150 | 1 | 154000 | FALSE
line_192_192 | bus_GBD_192 | bus_GBD_192 | 192 | 192 | 0.032126 | 0.0016063 | 0.0080316 | 0 | 150 | 1 | 154000 | FALSE
line_192_192 | bus_GBD_192 | bus_GBD_192 | 192 | 192 | 0.027962 | 0.0013981 | 0.0069905 | 0 | 150 | 1 | 154000 | FALSE
line_192_192 | bus_GBD_192 | bus_GBD_192 | 192 | 192 | 0.079428 | 0.0039714 | 0.019857 | 0 | 150 | 1 | 154000 | FALSE
line_192_192 | bus_GBD_192 | bus_GBD_192 | 192 | 192 | 0.077348 | 0.0038674 | 0.019337 | 0 | 150 | 1 | 154000 | FALSE
line_192_192 | bus_GBD_192 | bus_GBD_192 | 192 | 192 | 0.077436 | 0.0038718 | 0.019359 | 0 | 150 | 1 | 154000 | FALSE
line_192_192 | bus_GBD_192 | bus_GBD_192 | 192 | 192 | 0.079548 | 0.0039774 | 0.019887 | 0 | 150 | 1 | 154000 | FALSE
line_192_192 | bus_GBD_192 | bus_GBD_192 | 192 | 192 | 0.084921 | 0.004246 | 0.02123 | 0 | 150 | 1 | 154000 | FALSE
line_192_192 | bus_GBD_192 | bus_GBD_192 | 192 | 192 | 0.085366 | 0.0042683 | 0.021341 | 0 | 150 | 1 | 154000 | FALSE
line_192_192 | bus_GBD_192 | bus_GBD_192 | 192 | 192 | 0.099273 | 0.0049637 | 0.024818 | 0 | 150 | 1 | 154000 | FALSE
line_192_192 | bus_GBD_192 | bus_GBD_192 | 192 | 192 | 0.097287 | 0.0048643 | 0.024322 | 0 | 150 | 1 | 154000 | FALSE
line_192_192 | bus_GBD_192 | bus_GBD_192 | 192 | 192 | 0.086101 | 0.0043051 | 0.021525 | 0 | 150 | 1 | 154000 | FALSE
line_192_192 | bus_GBD_192 | bus_GBD_192 | 192 | 192 | 0.085956 | 0.0042978 | 0.021489 | 0 | 150 | 1 | 154000 | FALSE
line_192_192 | bus_GBD_192 | bus_GBD_192 | 192 | 192 | 0.076148 | 0.0038074 | 0.019037 | 0 | 150 | 1 | 154000 | FALSE
line_192_192 | bus_GBD_192 | bus_GBD_192 | 192 | 192 | 0.074765 | 0.0037382 | 0.018691 | 0 | 150 | 1 | 154000 | FALSE
line_192_192 | bus_GBD_192 | bus_GBD_192 | 192 | 192 | 0.16924 | 0.0084619 | 0.04231 | 0 | 800 | 1 | 345000 | FALSE
line_192_192 | bus_GBD_192 | bus_GBD_192 | 192 | 192 | 0.15983 | 0.0079914 | 0.039957 | 0 | 800 | 1 | 345000 | FALSE
line_192_192 | bus_GBD_192 | bus_GBD_192 | 192 | 192 | 0.12866 | 0.0064331 | 0.032166 | 0 | 800 | 1 | 345000 | FALSE
line_139_355 | bus_GBD_139 | bus_GBD_355 | 139 | 355 | 11.5596 | 0.57798 | 2.8899 | 0 | 150 | 1 | 154000 | FALSE
line_2_2 | bus_GND_002 | bus_GND_002 | 2 | 2 | 0.067149 | 0.0033575 | 0.016787 | 0 | 150 | 1 | 154000 | FALSE
line_2_2 | bus_GND_002 | bus_GND_002 | 2 | 2 | 0.067658 | 0.0033829 | 0.016914 | 0 | 150 | 1 | 154000 | FALSE
line_2_2 | bus_GND_002 | bus_GND_002 | 2 | 2 | 0.060467 | 0.0030234 | 0.015117 | 0 | 150 | 1 | 154000 | FALSE
line_2_2 | bus_GND_002 | bus_GND_002 | 2 | 2 | 0.17476 | 0.0087381 | 0.04369 | 0 | 150 | 1 | 154000 | FALSE
line_2_2 | bus_GND_002 | bus_GND_002 | 2 | 2 | 0.18284 | 0.0091418 | 0.045709 | 0 | 150 | 1 | 154000 | FALSE
line_2_2 | bus_GND_002 | bus_GND_002 | 2 | 2 | 0.27747 | 0.013874 | 0.069368 | 0 | 150 | 1 | 154000 | FALSE
line_114_114 | bus_GBD_114 | bus_GBD_114 | 114 | 114 | 1.6597 | 0.082984 | 0.41492 | 0 | 150 | 1 | 154000 | FALSE
line_114_114 | bus_GBD_114 | bus_GBD_114 | 114 | 114 | 4.7282 | 0.23641 | 1.182 | 0 | 150 | 1 | 154000 | FALSE
line_192_192 | bus_GBD_192 | bus_GBD_192 | 192 | 192 | 0.034475 | 0.0017238 | 0.0086188 | 0 | 150 | 1 | 154000 | FALSE
line_192_192 | bus_GBD_192 | bus_GBD_192 | 192 | 192 | 0.035618 | 0.0017809 | 0.0089044 | 0 | 150 | 1 | 154000 | FALSE
line_192_192 | bus_GBD_192 | bus_GBD_192 | 192 | 192 | 0.02934 | 0.001467 | 0.0073349 | 0 | 150 | 1 | 154000 | FALSE
line_192_192 | bus_GBD_192 | bus_GBD_192 | 192 | 192 | 0.029089 | 0.0014544 | 0.0072721 | 0 | 150 | 1 | 154000 | FALSE
line_192_192 | bus_GBD_192 | bus_GBD_192 | 192 | 192 | 0.065375 | 0.0032688 | 0.016344 | 0 | 150 | 1 | 154000 | FALSE
line_192_192 | bus_GBD_192 | bus_GBD_192 | 192 | 192 | 0.092599 | 0.00463 | 0.02315 | 0 | 150 | 1 | 154000 | FALSE
line_192_114 | bus_GBD_192 | bus_GBD_114 | 192 | 114 | 21.2375 | 1.0619 | 5.3094 | 0 | 150 | 1 | 154000 | FALSE
line_92_92 | bus_GBD_092 | bus_GBD_092 | 92 | 92 | 0.059086 | 0.0029543 | 0.014771 | 0 | 150 | 1 | 154000 | FALSE
line_92_92 | bus_GBD_092 | bus_GBD_092 | 92 | 92 | 0.056986 | 0.0028493 | 0.014247 | 0 | 150 | 1 | 154000 | FALSE
line_92_92 | bus_GBD_092 | bus_GBD_092 | 92 | 92 | 0.0664 | 0.00332 | 0.0166 | 0 | 150 | 1 | 154000 | FALSE
line_92_92 | bus_GBD_092 | bus_GBD_092 | 92 | 92 | 0.061602 | 0.0030801 | 0.0154 | 0 | 150 | 1 | 154000 | FALSE
line_92_92 | bus_GBD_092 | bus_GBD_092 | 92 | 92 | 0.9716 | 0.04858 | 0.2429 | 0 | 150 | 1 | 154000 | FALSE
line_92_92 | bus_GBD_092 | bus_GBD_092 | 92 | 92 | 2.1973 | 0.10987 | 0.54933 | 0 | 150 | 1 | 154000 | FALSE
line_92_92 | bus_GBD_092 | bus_GBD_092 | 92 | 92 | 2.7789 | 0.13895 | 0.69473 | 0 | 150 | 1 | 154000 | FALSE
line_349_349 | bus_GBD_349 | bus_GBD_349 | 349 | 349 | 0.06577 | 0.0032885 | 0.016442 | 0 | 150 | 1 | 154000 | FALSE
line_349_349 | bus_GBD_349 | bus_GBD_349 | 349 | 349 | 0.069896 | 0.0034948 | 0.017474 | 0 | 150 | 1 | 154000 | FALSE
line_208_208 | bus_GBD_208 | bus_GBD_208 | 208 | 208 | 0.067034 | 0.0033517 | 0.016758 | 0 | 150 | 1 | 154000 | FALSE
line_208_208 | bus_GBD_208 | bus_GBD_208 | 208 | 208 | 0.056242 | 0.0028121 | 0.014061 | 0 | 150 | 1 | 154000 | FALSE
line_208_208 | bus_GBD_208 | bus_GBD_208 | 208 | 208 | 0.06179 | 0.0030895 | 0.015447 | 0 | 150 | 1 | 154000 | FALSE
line_208_208 | bus_GBD_208 | bus_GBD_208 | 208 | 208 | 0.048971 | 0.0024486 | 0.012243 | 0 | 150 | 1 | 154000 | FALSE
line_208_208 | bus_GBD_208 | bus_GBD_208 | 208 | 208 | 0.054471 | 0.0027235 | 0.013618 | 0 | 150 | 1 | 154000 | FALSE
line_265_265 | bus_GBD_265 | bus_GBD_265 | 265 | 265 | 0.14867 | 0.0074334 | 0.037167 | 0 | 150 | 1 | 154000 | FALSE
line_265_265 | bus_GBD_265 | bus_GBD_265 | 265 | 265 | 0.12262 | 0.0061309 | 0.030655 | 0 | 150 | 1 | 154000 | FALSE
line_265_265 | bus_GBD_265 | bus_GBD_265 | 265 | 265 | 3.1222 | 0.15611 | 0.78056 | 0 | 150 | 1 | 154000 | FALSE
line_263_263 | bus_GBD_263 | bus_GBD_263 | 263 | 263 | 2.7965 | 0.13983 | 0.69914 | 0 | 150 | 1 | 154000 | FALSE
line_263_263 | bus_GBD_263 | bus_GBD_263 | 263 | 263 | 0.31262 | 0.015631 | 0.078154 | 0 | 150 | 1 | 154000 | FALSE
line_263_263 | bus_GBD_263 | bus_GBD_263 | 263 | 263 | 0.32337 | 0.016168 | 0.080842 | 0 | 150 | 1 | 154000 | FALSE
line_263_263 | bus_GBD_263 | bus_GBD_263 | 263 | 263 | 0.076063 | 0.0038032 | 0.019016 | 0 | 150 | 1 | 154000 | FALSE
line_263_263 | bus_GBD_263 | bus_GBD_263 | 263 | 263 | 0.079712 | 0.0039856 | 0.019928 | 0 | 150 | 1 | 154000 | FALSE
line_73_73 | bus_GBD_073 | bus_GBD_073 | 73 | 73 | 0.52623 | 0.026312 | 0.13156 | 0 | 800 | 1 | 345000 | FALSE
line_73_73 | bus_GBD_073 | bus_GBD_073 | 73 | 73 | 0.1953 | 0.0097648 | 0.048824 | 0 | 800 | 1 | 345000 | FALSE
line_410_266 | bus_GBD_410 | bus_GBD_266 | 410 | 266 | 6.7105 | 0.33552 | 1.6776 | 0 | 150 | 1 | 154000 | FALSE
line_341_34 | bus_GBD_341 | bus_GBD_034 | 341 | 34 | 5.7999 | 0.28999 | 1.45 | 0 | 150 | 1 | 154000 | FALSE
line_340_340 | bus_GBD_340 | bus_GBD_340 | 340 | 340 | 0.02617 | 0.0013085 | 0.0065425 | 0 | 150 | 1 | 154000 | FALSE
line_340_340 | bus_GBD_340 | bus_GBD_340 | 340 | 340 | 0.031519 | 0.001576 | 0.0078798 | 0 | 150 | 1 | 154000 | FALSE
line_340_340 | bus_GBD_340 | bus_GBD_340 | 340 | 340 | 0.028994 | 0.0014497 | 0.0072486 | 0 | 150 | 1 | 154000 | FALSE
line_340_340 | bus_GBD_340 | bus_GBD_340 | 340 | 340 | 0.032003 | 0.0016001 | 0.0080007 | 0 | 150 | 1 | 154000 | FALSE
line_340_340 | bus_GBD_340 | bus_GBD_340 | 340 | 340 | 0.031335 | 0.0015667 | 0.0078336 | 0 | 150 | 1 | 154000 | FALSE
line_213_213 | bus_GBD_213 | bus_GBD_213 | 213 | 213 | 0.043788 | 0.0021894 | 0.010947 | 0 | 150 | 1 | 154000 | FALSE
line_213_213 | bus_GBD_213 | bus_GBD_213 | 213 | 213 | 0.040991 | 0.0020496 | 0.010248 | 0 | 150 | 1 | 154000 | FALSE
line_213_213 | bus_GBD_213 | bus_GBD_213 | 213 | 213 | 0.042899 | 0.0021449 | 0.010725 | 0 | 150 | 1 | 154000 | FALSE
line_213_213 | bus_GBD_213 | bus_GBD_213 | 213 | 213 | 0.038067 | 0.0019034 | 0.0095168 | 0 | 150 | 1 | 154000 | FALSE
line_213_213 | bus_GBD_213 | bus_GBD_213 | 213 | 213 | 1.1783 | 0.058913 | 0.29456 | 0 | 150 | 1 | 154000 | FALSE
line_32_32 | bus_GGD_032 | bus_GGD_032 | 32 | 32 | 1.3278 | 0.066388 | 0.33194 | 0 | 150 | 1 | 154000 | FALSE
line_110_110 | bus_GBD_110 | bus_GBD_110 | 110 | 110 | 0.029845 | 0.0014922 | 0.0074612 | 0 | 150 | 1 | 154000 | FALSE
line_110_110 | bus_GBD_110 | bus_GBD_110 | 110 | 110 | 0.033962 | 0.0016981 | 0.0084906 | 0 | 150 | 1 | 154000 | FALSE
line_110_110 | bus_GBD_110 | bus_GBD_110 | 110 | 110 | 0.029052 | 0.0014526 | 0.007263 | 0 | 150 | 1 | 154000 | FALSE
line_110_110 | bus_GBD_110 | bus_GBD_110 | 110 | 110 | 0.02838 | 0.001419 | 0.007095 | 0 | 150 | 1 | 154000 | FALSE
line_153_153 | bus_GGD_153 | bus_GGD_153 | 153 | 153 | 2.42 | 0.121 | 0.60499 | 0 | 150 | 1 | 154000 | FALSE
line_28_28 | bus_GGD_028 | bus_GGD_028 | 28 | 28 | 0.029219 | 0.001461 | 0.0073049 | 0 | 800 | 1 | 345000 | FALSE
line_28_28 | bus_GGD_028 | bus_GGD_028 | 28 | 28 | 0.039043 | 0.0019521 | 0.0097606 | 0 | 800 | 1 | 345000 | FALSE
line_28_28 | bus_GGD_028 | bus_GGD_028 | 28 | 28 | 0.22234 | 0.011117 | 0.055586 | 0 | 800 | 1 | 345000 | FALSE
line_28_28 | bus_GGD_028 | bus_GGD_028 | 28 | 28 | 1.468 | 0.073399 | 0.36699 | 0 | 800 | 1 | 345000 | FALSE
line_28_28 | bus_GGD_028 | bus_GGD_028 | 28 | 28 | 0.23894 | 0.011947 | 0.059735 | 0 | 800 | 1 | 345000 | FALSE
line_153_153 | bus_GGD_153 | bus_GGD_153 | 153 | 153 | 0.41527 | 0.020763 | 0.10382 | 0 | 800 | 1 | 345000 | FALSE
line_153_153 | bus_GGD_153 | bus_GGD_153 | 153 | 153 | 0.24839 | 0.012419 | 0.062097 | 0 | 800 | 1 | 345000 | FALSE
line_153_153 | bus_GGD_153 | bus_GGD_153 | 153 | 153 | 0.72523 | 0.036262 | 0.18131 | 0 | 800 | 1 | 345000 | FALSE
line_64_64 | bus_GGD_064 | bus_GGD_064 | 64 | 64 | 10.4189 | 0.52094 | 2.6047 | 0 | 800 | 1 | 345000 | FALSE
line_322_322 | bus_GGD_322 | bus_GGD_322 | 322 | 322 | 3.6687 | 0.18343 | 0.91717 | 0 | 150 | 1 | 154000 | FALSE
line_64_64 | bus_GGD_064 | bus_GGD_064 | 64 | 64 | 0.2182 | 0.01091 | 0.054551 | 0 | 800 | 1 | 345000 | FALSE
line_64_64 | bus_GGD_064 | bus_GGD_064 | 64 | 64 | 0.10724 | 0.0053621 | 0.026811 | 0 | 800 | 1 | 345000 | FALSE
line_64_64 | bus_GGD_064 | bus_GGD_064 | 64 | 64 | 0.12646 | 0.0063232 | 0.031616 | 0 | 800 | 1 | 345000 | FALSE
line_64_64 | bus_GGD_064 | bus_GGD_064 | 64 | 64 | 0.12791 | 0.0063956 | 0.031978 | 0 | 800 | 1 | 345000 | FALSE
line_64_64 | bus_GGD_064 | bus_GGD_064 | 64 | 64 | 0.077196 | 0.0038598 | 0.019299 | 0 | 800 | 1 | 345000 | FALSE
line_64_64 | bus_GGD_064 | bus_GGD_064 | 64 | 64 | 0.046797 | 0.0023399 | 0.011699 | 0 | 800 | 1 | 345000 | FALSE
line_64_64 | bus_GGD_064 | bus_GGD_064 | 64 | 64 | 0.11099 | 0.0055493 | 0.027747 | 0 | 800 | 1 | 345000 | FALSE
line_64_64 | bus_GGD_064 | bus_GGD_064 | 64 | 64 | 0.1085 | 0.0054251 | 0.027126 | 0 | 800 | 1 | 345000 | FALSE
line_64_64 | bus_GGD_064 | bus_GGD_064 | 64 | 64 | 0.39086 | 0.019543 | 0.097715 | 0 | 800 | 1 | 345000 | FALSE
line_64_64 | bus_GGD_064 | bus_GGD_064 | 64 | 64 | 0.11468 | 0.0057342 | 0.028671 | 0 | 800 | 1 | 345000 | FALSE
line_153_153 | bus_GGD_153 | bus_GGD_153 | 153 | 153 | 1.923 | 0.096152 | 0.48076 | 0 | 800 | 1 | 345000 | FALSE
line_153_153 | bus_GGD_153 | bus_GGD_153 | 153 | 153 | 9.5354 | 0.47677 | 2.3838 | 0 | 800 | 1 | 345000 | FALSE
line_153_153 | bus_GGD_153 | bus_GGD_153 | 153 | 153 | 2.8962 | 0.14481 | 0.72406 | 0 | 150 | 1 | 154000 | FALSE
line_7_7 | bus_GGD_007 | bus_GGD_007 | 7 | 7 | 0.6876 | 0.03438 | 0.1719 | 0 | 150 | 1 | 154000 | FALSE
line_252_252 | bus_JND_252 | bus_JND_252 | 252 | 252 | 1.2055 | 0.060276 | 0.30138 | 0 | 150 | 1 | 154000 | FALSE
line_253_253 | bus_JND_253 | bus_JND_253 | 253 | 253 | 0.33028 | 0.016514 | 0.082569 | 0 | 150 | 1 | 154000 | FALSE
line_254_254 | bus_JND_254 | bus_JND_254 | 254 | 254 | 0.058077 | 0.0029039 | 0.014519 | 0 | 150 | 1 | 154000 | FALSE
line_254_254 | bus_JND_254 | bus_JND_254 | 254 | 254 | 0.04973 | 0.0024865 | 0.012432 | 0 | 150 | 1 | 154000 | FALSE
line_254_254 | bus_JND_254 | bus_JND_254 | 254 | 254 | 0.057117 | 0.0028559 | 0.014279 | 0 | 150 | 1 | 154000 | FALSE
line_254_254 | bus_JND_254 | bus_JND_254 | 254 | 254 | 0.048644 | 0.0024322 | 0.012161 | 0 | 150 | 1 | 154000 | FALSE
line_165_165 | bus_GGD_165 | bus_GGD_165 | 165 | 165 | 0.070042 | 0.0035021 | 0.01751 | 0 | 800 | 1 | 345000 | FALSE
line_165_165 | bus_GGD_165 | bus_GGD_165 | 165 | 165 | 0.076146 | 0.0038073 | 0.019037 | 0 | 800 | 1 | 345000 | FALSE
line_0_0 | bus_GWD_000 | bus_GWD_000 | 0 | 0 | 0.37863 | 0.018931 | 0.094657 | 0 | 800 | 1 | 345000 | FALSE
line_0_0 | bus_GWD_000 | bus_GWD_000 | 0 | 0 | 0.091307 | 0.0045654 | 0.022827 | 0 | 3500 | 1 | 765000 | FALSE
line_0_0 | bus_GWD_000 | bus_GWD_000 | 0 | 0 | 0.08899 | 0.0044495 | 0.022247 | 0 | 3500 | 1 | 765000 | FALSE
line_0_0 | bus_GWD_000 | bus_GWD_000 | 0 | 0 | 0.064339 | 0.003217 | 0.016085 | 0 | 3500 | 1 | 765000 | FALSE
line_0_0 | bus_GWD_000 | bus_GWD_000 | 0 | 0 | 0.074979 | 0.0037489 | 0.018745 | 0 | 3500 | 1 | 765000 | FALSE
line_12_12 | bus_CND_012 | bus_CND_012 | 12 | 12 | 0.10953 | 0.0054766 | 0.027383 | 0 | 3500 | 1 | 765000 | FALSE
line_12_12 | bus_CND_012 | bus_CND_012 | 12 | 12 | 0.10413 | 0.0052066 | 0.026033 | 0 | 3500 | 1 | 765000 | FALSE
line_12_12 | bus_CND_012 | bus_CND_012 | 12 | 12 | 0.083674 | 0.0041837 | 0.020919 | 0 | 3500 | 1 | 765000 | FALSE
line_12_12 | bus_CND_012 | bus_CND_012 | 12 | 12 | 0.093666 | 0.0046833 | 0.023416 | 0 | 3500 | 1 | 765000 | FALSE
line_30_30 | bus_GGD_030 | bus_GGD_030 | 30 | 30 | 0.070816 | 0.0035408 | 0.017704 | 0 | 800 | 1 | 345000 | FALSE
line_30_30 | bus_GGD_030 | bus_GGD_030 | 30 | 30 | 0.089338 | 0.0044669 | 0.022335 | 0 | 800 | 1 | 345000 | FALSE
line_30_30 | bus_GGD_030 | bus_GGD_030 | 30 | 30 | 0.098812 | 0.0049406 | 0.024703 | 0 | 800 | 1 | 345000 | FALSE
line_30_30 | bus_GGD_030 | bus_GGD_030 | 30 | 30 | 0.10527 | 0.0052635 | 0.026318 | 0 | 800 | 1 | 345000 | FALSE
line_30_30 | bus_GGD_030 | bus_GGD_030 | 30 | 30 | 0.11514 | 0.005757 | 0.028785 | 0 | 800 | 1 | 345000 | FALSE
line_30_30 | bus_GGD_030 | bus_GGD_030 | 30 | 30 | 1.0808 | 0.054038 | 0.27019 | 0 | 800 | 1 | 345000 | FALSE
line_30_30 | bus_GGD_030 | bus_GGD_030 | 30 | 30 | 0.89539 | 0.04477 | 0.22385 | 0 | 800 | 1 | 345000 | FALSE
line_30_30 | bus_GGD_030 | bus_GGD_030 | 30 | 30 | 0.97419 | 0.048709 | 0.24355 | 0 | 800 | 1 | 345000 | FALSE
line_30_30 | bus_GGD_030 | bus_GGD_030 | 30 | 30 | 0.6999 | 0.034995 | 0.17497 | 0 | 800 | 1 | 345000 | FALSE
line_30_30 | bus_GGD_030 | bus_GGD_030 | 30 | 30 | 0.97057 | 0.048528 | 0.24264 | 0 | 150 | 1 | 154000 | FALSE
line_299_300 | bus_GGD_299 | bus_GGD_300 | 299 | 300 | 9.2278 | 0.46139 | 2.3069 | 0 | 800 | 1 | 345000 | FALSE
line_300_300 | bus_GGD_300 | bus_GGD_300 | 300 | 300 | 0.7054 | 0.03527 | 0.17635 | 0 | 800 | 1 | 345000 | FALSE
line_23_23 | bus_GGD_023 | bus_GGD_023 | 23 | 23 | 0.41807 | 0.020904 | 0.10452 | 0 | 800 | 1 | 345000 | FALSE
line_23_23 | bus_GGD_023 | bus_GGD_023 | 23 | 23 | 0.35668 | 0.017834 | 0.08917 | 0 | 150 | 1 | 154000 | FALSE
line_292_292 | bus_ICN_292 | bus_ICN_292 | 292 | 292 | 0.41826 | 0.020913 | 0.10457 | 0 | 800 | 1 | 345000 | FALSE
line_292_292 | bus_ICN_292 | bus_ICN_292 | 292 | 292 | 0.25704 | 0.012852 | 0.064261 | 0 | 800 | 1 | 345000 | FALSE
line_292_292 | bus_ICN_292 | bus_ICN_292 | 292 | 292 | 0.046698 | 0.0023349 | 0.011675 | 0 | 150 | 1 | 154000 | FALSE
line_292_292 | bus_ICN_292 | bus_ICN_292 | 292 | 292 | 5.3531 | 0.26765 | 1.3383 | 0 | 150 | 1 | 154000 | FALSE
line_68_68 | bus_SEL_068 | bus_SEL_068 | 68 | 68 | 1.2557 | 0.062784 | 0.31392 | 0 | 150 | 1 | 154000 | FALSE
line_165_160 | bus_GGD_165 | bus_GGD_160 | 165 | 160 | 3.338 | 0.1669 | 0.83451 | 0 | 800 | 1 | 345000 | FALSE
line_167_234 | bus_GGD_167 | bus_GGD_234 | 167 | 234 | 4.5909 | 0.22955 | 1.1477 | 0 | 150 | 1 | 154000 | FALSE
line_165_234 | bus_GGD_165 | bus_GGD_234 | 165 | 234 | 5.8879 | 0.2944 | 1.472 | 0 | 150 | 1 | 154000 | FALSE
line_234_234 | bus_GGD_234 | bus_GGD_234 | 234 | 234 | 2.7205 | 0.13603 | 0.68013 | 0 | 150 | 1 | 154000 | FALSE
line_165_234 | bus_GGD_165 | bus_GGD_234 | 165 | 234 | 0.34716 | 0.017358 | 0.086791 | 0 | 150 | 1 | 154000 | FALSE
line_165_234 | bus_GGD_165 | bus_GGD_234 | 165 | 234 | 0.32144 | 0.016072 | 0.080361 | 0 | 800 | 1 | 345000 | FALSE
line_165_165 | bus_GGD_165 | bus_GGD_165 | 165 | 165 | 1.2278 | 0.061392 | 0.30696 | 0 | 800 | 1 | 345000 | FALSE
line_234_165 | bus_GGD_234 | bus_GGD_165 | 234 | 165 | 0.33833 | 0.016917 | 0.084583 | 0 | 800 | 1 | 345000 | FALSE
line_165_234 | bus_GGD_165 | bus_GGD_234 | 165 | 234 | 0.34195 | 0.017097 | 0.085487 | 0 | 150 | 1 | 154000 | FALSE
line_165_165 | bus_GGD_165 | bus_GGD_165 | 165 | 165 | 1.2067 | 0.060335 | 0.30168 | 0 | 150 | 1 | 154000 | FALSE
line_316_316 | bus_GGD_316 | bus_GGD_316 | 316 | 316 | 0.65284 | 0.032642 | 0.16321 | 0 | 800 | 1 | 345000 | FALSE
line_316_316 | bus_GGD_316 | bus_GGD_316 | 316 | 316 | 0.093073 | 0.0046537 | 0.023268 | 0 | 150 | 1 | 154000 | FALSE
line_152_152 | bus_GGD_152 | bus_GGD_152 | 152 | 152 | 0.89754 | 0.044877 | 0.22438 | 0 | 800 | 1 | 345000 | FALSE
line_152_152 | bus_GGD_152 | bus_GGD_152 | 152 | 152 | 1.2422 | 0.06211 | 0.31055 | 0 | 800 | 1 | 345000 | FALSE
line_152_152 | bus_GGD_152 | bus_GGD_152 | 152 | 152 | 1.0692 | 0.05346 | 0.2673 | 0 | 150 | 1 | 154000 | FALSE
line_152_152 | bus_GGD_152 | bus_GGD_152 | 152 | 152 | 0.34027 | 0.017013 | 0.085067 | 0 | 150 | 1 | 154000 | FALSE
line_152_152 | bus_GGD_152 | bus_GGD_152 | 152 | 152 | 0.071804 | 0.0035902 | 0.017951 | 0 | 150 | 1 | 154000 | FALSE
line_152_152 | bus_GGD_152 | bus_GGD_152 | 152 | 152 | 0.065212 | 0.0032606 | 0.016303 | 0 | 150 | 1 | 154000 | FALSE
line_152_152 | bus_GGD_152 | bus_GGD_152 | 152 | 152 | 0.049462 | 0.0024731 | 0.012366 | 0 | 150 | 1 | 154000 | FALSE
line_152_152 | bus_GGD_152 | bus_GGD_152 | 152 | 152 | 0.048776 | 0.0024388 | 0.012194 | 0 | 150 | 1 | 154000 | FALSE
line_152_152 | bus_GGD_152 | bus_GGD_152 | 152 | 152 | 0.051878 | 0.0025939 | 0.012969 | 0 | 150 | 1 | 154000 | FALSE
line_152_152 | bus_GGD_152 | bus_GGD_152 | 152 | 152 | 0.057825 | 0.0028913 | 0.014456 | 0 | 150 | 1 | 154000 | FALSE
line_152_152 | bus_GGD_152 | bus_GGD_152 | 152 | 152 | 0.031618 | 0.0015809 | 0.0079045 | 0 | 800 | 1 | 345000 | FALSE
line_152_152 | bus_GGD_152 | bus_GGD_152 | 152 | 152 | 0.10831 | 0.0054155 | 0.027077 | 0 | 800 | 1 | 345000 | FALSE
line_152_152 | bus_GGD_152 | bus_GGD_152 | 152 | 152 | 0.1113 | 0.0055649 | 0.027824 | 0 | 800 | 1 | 345000 | FALSE
line_152_152 | bus_GGD_152 | bus_GGD_152 | 152 | 152 | 0.11742 | 0.005871 | 0.029355 | 0 | 800 | 1 | 345000 | FALSE
line_152_152 | bus_GGD_152 | bus_GGD_152 | 152 | 152 | 0.12763 | 0.0063815 | 0.031907 | 0 | 800 | 1 | 345000 | FALSE
line_21_21 | bus_GGD_021 | bus_GGD_021 | 21 | 21 | 0.11942 | 0.0059709 | 0.029854 | 0 | 800 | 1 | 345000 | FALSE
line_21_21 | bus_GGD_021 | bus_GGD_021 | 21 | 21 | 0.088736 | 0.0044368 | 0.022184 | 0 | 800 | 1 | 345000 | FALSE
line_21_21 | bus_GGD_021 | bus_GGD_021 | 21 | 21 | 0.093029 | 0.0046514 | 0.023257 | 0 | 800 | 1 | 345000 | FALSE
line_21_21 | bus_GGD_021 | bus_GGD_021 | 21 | 21 | 0.067143 | 0.0033572 | 0.016786 | 0 | 800 | 1 | 345000 | FALSE
line_21_21 | bus_GGD_021 | bus_GGD_021 | 21 | 21 | 0.48357 | 0.024178 | 0.12089 | 0 | 800 | 1 | 345000 | FALSE
line_21_21 | bus_GGD_021 | bus_GGD_021 | 21 | 21 | 0.46722 | 0.023361 | 0.11681 | 0 | 800 | 1 | 345000 | FALSE
line_21_21 | bus_GGD_021 | bus_GGD_021 | 21 | 21 | 0.060345 | 0.0030172 | 0.015086 | 0 | 800 | 1 | 345000 | FALSE
line_21_21 | bus_GGD_021 | bus_GGD_021 | 21 | 21 | 0.45699 | 0.02285 | 0.11425 | 0 | 800 | 1 | 345000 | FALSE
line_21_21 | bus_GGD_021 | bus_GGD_021 | 21 | 21 | 0.16011 | 0.0080057 | 0.040028 | 0 | 3500 | 1 | 765000 | FALSE
line_21_21 | bus_GGD_021 | bus_GGD_021 | 21 | 21 | 0.15854 | 0.0079269 | 0.039634 | 0 | 3500 | 1 | 765000 | FALSE
line_21_21 | bus_GGD_021 | bus_GGD_021 | 21 | 21 | 0.13807 | 0.0069033 | 0.034517 | 0 | 3500 | 1 | 765000 | FALSE
line_1_1 | bus_GGD_001 | bus_GGD_001 | 1 | 1 | 0.21505 | 0.010752 | 0.053762 | 0 | 3500 | 1 | 765000 | FALSE
line_234_234 | bus_GGD_234 | bus_GGD_234 | 234 | 234 | 0.33248 | 0.016624 | 0.08312 | 0 | 800 | 1 | 345000 | FALSE
line_234_234 | bus_GGD_234 | bus_GGD_234 | 234 | 234 | 0.045137 | 0.0022569 | 0.011284 | 0 | 800 | 1 | 345000 | FALSE
line_68_68 | bus_SEL_068 | bus_SEL_068 | 68 | 68 | 0.071811 | 0.0035905 | 0.017953 | 0 | 150 | 1 | 154000 | FALSE
line_68_68 | bus_SEL_068 | bus_SEL_068 | 68 | 68 | 0.095801 | 0.0047901 | 0.02395 | 0 | 150 | 1 | 154000 | FALSE
line_68_234 | bus_SEL_068 | bus_GGD_234 | 68 | 234 | 2.8119 | 0.14059 | 0.70297 | 0 | 150 | 1 | 154000 | FALSE
line_68_234 | bus_SEL_068 | bus_GGD_234 | 68 | 234 | 5.3199 | 0.26599 | 1.33 | 0 | 800 | 1 | 345000 | FALSE
line_152_152 | bus_GGD_152 | bus_GGD_152 | 152 | 152 | 3.4207 | 0.17103 | 0.85517 | 0 | 150 | 1 | 154000 | FALSE
line_152_152 | bus_GGD_152 | bus_GGD_152 | 152 | 152 | 0.15955 | 0.0079776 | 0.039888 | 0 | 150 | 1 | 154000 | FALSE
line_152_152 | bus_GGD_152 | bus_GGD_152 | 152 | 152 | 0.18612 | 0.0093058 | 0.046529 | 0 | 150 | 1 | 154000 | FALSE
line_68_68 | bus_SEL_068 | bus_SEL_068 | 68 | 68 | 0.39244 | 0.019622 | 0.09811 | 0 | 800 | 1 | 345000 | FALSE
line_68_68 | bus_SEL_068 | bus_SEL_068 | 68 | 68 | 0.25222 | 0.012611 | 0.063054 | 0 | 800 | 1 | 345000 | FALSE
line_68_68 | bus_SEL_068 | bus_SEL_068 | 68 | 68 | 0.21148 | 0.010574 | 0.052871 | 0 | 150 | 1 | 154000 | FALSE
line_68_68 | bus_SEL_068 | bus_SEL_068 | 68 | 68 | 0.3565 | 0.017825 | 0.089125 | 0 | 150 | 1 | 154000 | FALSE
line_68_68 | bus_SEL_068 | bus_SEL_068 | 68 | 68 | 0.19624 | 0.0098121 | 0.04906 | 0 | 150 | 1 | 154000 | FALSE
line_68_68 | bus_SEL_068 | bus_SEL_068 | 68 | 68 | 1.3598 | 0.067992 | 0.33996 | 0 | 800 | 1 | 345000 | FALSE
line_68_68 | bus_SEL_068 | bus_SEL_068 | 68 | 68 | 0.49503 | 0.024751 | 0.12376 | 0 | 800 | 1 | 345000 | FALSE
line_152_152 | bus_GGD_152 | bus_GGD_152 | 152 | 152 | 0.044233 | 0.0022116 | 0.011058 | 0 | 800 | 1 | 345000 | FALSE
line_178_178 | bus_GGD_178 | bus_GGD_178 | 178 | 178 | 0.59449 | 0.029724 | 0.14862 | 0 | 150 | 1 | 154000 | FALSE
line_7_7 | bus_GGD_007 | bus_GGD_007 | 7 | 7 | 0.99378 | 0.049689 | 0.24845 | 0 | 150 | 1 | 154000 | FALSE
line_7_7 | bus_GGD_007 | bus_GGD_007 | 7 | 7 | 0.84849 | 0.042425 | 0.21212 | 0 | 150 | 1 | 154000 | FALSE
line_7_7 | bus_GGD_007 | bus_GGD_007 | 7 | 7 | 0.85438 | 0.042719 | 0.21359 | 0 | 150 | 1 | 154000 | FALSE
line_21_21 | bus_GGD_021 | bus_GGD_021 | 21 | 21 | 0.061628 | 0.0030814 | 0.015407 | 0 | 150 | 1 | 154000 | FALSE
line_21_21 | bus_GGD_021 | bus_GGD_021 | 21 | 21 | 0.066138 | 0.0033069 | 0.016534 | 0 | 150 | 1 | 154000 | FALSE
line_21_21 | bus_GGD_021 | bus_GGD_021 | 21 | 21 | 0.08265 | 0.0041325 | 0.020662 | 0 | 800 | 1 | 345000 | FALSE
line_21_21 | bus_GGD_021 | bus_GGD_021 | 21 | 21 | 0.069072 | 0.0034536 | 0.017268 | 0 | 800 | 1 | 345000 | FALSE
line_21_21 | bus_GGD_021 | bus_GGD_021 | 21 | 21 | 0.060921 | 0.0030461 | 0.01523 | 0 | 800 | 1 | 345000 | FALSE
line_21_21 | bus_GGD_021 | bus_GGD_021 | 21 | 21 | 0.06297 | 0.0031485 | 0.015742 | 0 | 800 | 1 | 345000 | FALSE
line_5_5 | bus_CBD_005 | bus_CBD_005 | 5 | 5 | 3.7119 | 0.18559 | 0.92797 | 0 | 150 | 1 | 154000 | FALSE
line_71_71 | bus_CBD_071 | bus_CBD_071 | 71 | 71 | 0.036233 | 0.0018117 | 0.0090583 | 0 | 150 | 1 | 154000 | FALSE
line_71_71 | bus_CBD_071 | bus_CBD_071 | 71 | 71 | 0.023582 | 0.0011791 | 0.0058955 | 0 | 150 | 1 | 154000 | FALSE
line_71_71 | bus_CBD_071 | bus_CBD_071 | 71 | 71 | 0.037182 | 0.0018591 | 0.0092954 | 0 | 150 | 1 | 154000 | FALSE
line_71_71 | bus_CBD_071 | bus_CBD_071 | 71 | 71 | 0.30405 | 0.015203 | 0.076013 | 0 | 150 | 1 | 154000 | FALSE
line_71_71 | bus_CBD_071 | bus_CBD_071 | 71 | 71 | 0.021806 | 0.0010903 | 0.0054514 | 0 | 150 | 1 | 154000 | FALSE
line_71_71 | bus_CBD_071 | bus_CBD_071 | 71 | 71 | 1.3247 | 0.066234 | 0.33117 | 0 | 150 | 1 | 154000 | FALSE
line_217_223 | bus_CBD_217 | bus_CBD_223 | 217 | 223 | 12.8455 | 0.64228 | 3.2114 | 0 | 150 | 1 | 154000 | FALSE
line_217_217 | bus_CBD_217 | bus_CBD_217 | 217 | 217 | 1.938 | 0.0969 | 0.4845 | 0 | 150 | 1 | 154000 | FALSE
line_222_222 | bus_CBD_222 | bus_CBD_222 | 222 | 222 | 3.0169 | 0.15085 | 0.75423 | 0 | 150 | 1 | 154000 | FALSE
line_222_222 | bus_CBD_222 | bus_CBD_222 | 222 | 222 | 3.1086 | 0.15543 | 0.77715 | 0 | 150 | 1 | 154000 | FALSE
line_275_275 | bus_CBD_275 | bus_CBD_275 | 275 | 275 | 0.037143 | 0.0018571 | 0.0092856 | 0 | 150 | 1 | 154000 | FALSE
line_275_275 | bus_CBD_275 | bus_CBD_275 | 275 | 275 | 0.035704 | 0.0017852 | 0.0089261 | 0 | 150 | 1 | 154000 | FALSE
line_275_275 | bus_CBD_275 | bus_CBD_275 | 275 | 275 | 0.040202 | 0.0020101 | 0.010051 | 0 | 150 | 1 | 154000 | FALSE
line_275_275 | bus_CBD_275 | bus_CBD_275 | 275 | 275 | 0.048789 | 0.0024394 | 0.012197 | 0 | 150 | 1 | 154000 | FALSE
line_275_275 | bus_CBD_275 | bus_CBD_275 | 275 | 275 | 0.036232 | 0.0018116 | 0.0090579 | 0 | 150 | 1 | 154000 | FALSE
line_275_275 | bus_CBD_275 | bus_CBD_275 | 275 | 275 | 0.051284 | 0.0025642 | 0.012821 | 0 | 150 | 1 | 154000 | FALSE
line_262_262 | bus_GWD_262 | bus_GWD_262 | 262 | 262 | 5.1081 | 0.25541 | 1.277 | 0 | 150 | 1 | 154000 | FALSE
line_368_368 | bus_GWD_368 | bus_GWD_368 | 368 | 368 | 0.54298 | 0.027149 | 0.13575 | 0 | 150 | 1 | 154000 | FALSE
line_194_194 | bus_GWD_194 | bus_GWD_194 | 194 | 194 | 0.7928 | 0.03964 | 0.1982 | 0 | 150 | 1 | 154000 | FALSE
line_161_161 | bus_CBD_161 | bus_CBD_161 | 161 | 161 | 0.037783 | 0.0018892 | 0.0094459 | 0 | 800 | 1 | 345000 | FALSE
line_161_161 | bus_CBD_161 | bus_CBD_161 | 161 | 161 | 0.034695 | 0.0017347 | 0.0086737 | 0 | 800 | 1 | 345000 | FALSE
line_161_161 | bus_CBD_161 | bus_CBD_161 | 161 | 161 | 0.035258 | 0.0017629 | 0.0088145 | 0 | 800 | 1 | 345000 | FALSE
line_161_161 | bus_CBD_161 | bus_CBD_161 | 161 | 161 | 0.043479 | 0.002174 | 0.01087 | 0 | 800 | 1 | 345000 | FALSE
line_161_161 | bus_CBD_161 | bus_CBD_161 | 161 | 161 | 0.047497 | 0.0023749 | 0.011874 | 0 | 800 | 1 | 345000 | FALSE
line_161_161 | bus_CBD_161 | bus_CBD_161 | 161 | 161 | 0.038883 | 0.0019441 | 0.0097207 | 0 | 800 | 1 | 345000 | FALSE
line_161_161 | bus_CBD_161 | bus_CBD_161 | 161 | 161 | 3.1997 | 0.15999 | 0.79993 | 0 | 150 | 1 | 154000 | FALSE
line_290_392 | bus_CBD_290 | bus_CBD_392 | 290 | 392 | 20.6782 | 1.0339 | 5.1696 | 0 | 150 | 1 | 154000 | FALSE
line_161_290 | bus_CBD_161 | bus_CBD_290 | 161 | 290 | 18.2945 | 0.91472 | 4.5736 | 0 | 150 | 1 | 154000 | FALSE
line_392_215 | bus_CBD_392 | bus_CBD_215 | 392 | 215 | 9.4397 | 0.47198 | 2.3599 | 0 | 150 | 1 | 154000 | FALSE
line_215_215 | bus_CBD_215 | bus_CBD_215 | 215 | 215 | 0.045257 | 0.0022628 | 0.011314 | 0 | 800 | 1 | 345000 | FALSE
line_215_215 | bus_CBD_215 | bus_CBD_215 | 215 | 215 | 0.040637 | 0.0020319 | 0.010159 | 0 | 800 | 1 | 345000 | FALSE
line_215_215 | bus_CBD_215 | bus_CBD_215 | 215 | 215 | 0.046072 | 0.0023036 | 0.011518 | 0 | 800 | 1 | 345000 | FALSE
line_215_215 | bus_CBD_215 | bus_CBD_215 | 215 | 215 | 0.047645 | 0.0023822 | 0.011911 | 0 | 800 | 1 | 345000 | FALSE
line_215_215 | bus_CBD_215 | bus_CBD_215 | 215 | 215 | 0.056936 | 0.0028468 | 0.014234 | 0 | 800 | 1 | 345000 | FALSE
line_215_215 | bus_CBD_215 | bus_CBD_215 | 215 | 215 | 0.13919 | 0.0069595 | 0.034797 | 0 | 150 | 1 | 154000 | FALSE
line_215_215 | bus_CBD_215 | bus_CBD_215 | 215 | 215 | 0.13383 | 0.0066915 | 0.033458 | 0 | 150 | 1 | 154000 | FALSE
line_215_215 | bus_CBD_215 | bus_CBD_215 | 215 | 215 | 0.065512 | 0.0032756 | 0.016378 | 0 | 150 | 1 | 154000 | FALSE
line_215_215 | bus_CBD_215 | bus_CBD_215 | 215 | 215 | 0.068069 | 0.0034034 | 0.017017 | 0 | 150 | 1 | 154000 | FALSE
line_215_215 | bus_CBD_215 | bus_CBD_215 | 215 | 215 | 0.12867 | 0.0064335 | 0.032167 | 0 | 150 | 1 | 154000 | FALSE
line_215_215 | bus_CBD_215 | bus_CBD_215 | 215 | 215 | 0.1305 | 0.0065248 | 0.032624 | 0 | 150 | 1 | 154000 | FALSE
line_94_94 | bus_GBD_094 | bus_GBD_094 | 94 | 94 | 3.3192 | 0.16596 | 0.82981 | 0 | 150 | 1 | 154000 | FALSE
line_94_2 | bus_GBD_094 | bus_GND_002 | 94 | 2 | 1.094 | 0.054702 | 0.27351 | 0 | 150 | 1 | 154000 | FALSE
line_94_94 | bus_GBD_094 | bus_GBD_094 | 94 | 94 | 0.28065 | 0.014033 | 0.070163 | 0 | 150 | 1 | 154000 | FALSE
line_3_3 | bus_DGU_003 | bus_DGU_003 | 3 | 3 | 0.041239 | 0.0020619 | 0.01031 | 0 | 150 | 1 | 154000 | FALSE
line_3_3 | bus_DGU_003 | bus_DGU_003 | 3 | 3 | 0.038555 | 0.0019278 | 0.0096389 | 0 | 150 | 1 | 154000 | FALSE
line_3_3 | bus_DGU_003 | bus_DGU_003 | 3 | 3 | 0.066215 | 0.0033107 | 0.016554 | 0 | 150 | 1 | 154000 | FALSE
line_3_3 | bus_DGU_003 | bus_DGU_003 | 3 | 3 | 0.056351 | 0.0028175 | 0.014088 | 0 | 150 | 1 | 154000 | FALSE
line_93_93 | bus_GBD_093 | bus_GBD_093 | 93 | 93 | 0.021526 | 0.0010763 | 0.0053815 | 0 | 800 | 1 | 345000 | FALSE
line_93_93 | bus_GBD_093 | bus_GBD_093 | 93 | 93 | 0.028364 | 0.0014182 | 0.0070911 | 0 | 800 | 1 | 345000 | FALSE
line_93_93 | bus_GBD_093 | bus_GBD_093 | 93 | 93 | 0.024509 | 0.0012254 | 0.0061272 | 0 | 800 | 1 | 345000 | FALSE
line_93_93 | bus_GBD_093 | bus_GBD_093 | 93 | 93 | 0.030677 | 0.0015338 | 0.0076692 | 0 | 800 | 1 | 345000 | FALSE
line_180_180 | bus_GND_180 | bus_GND_180 | 180 | 180 | 0.14029 | 0.0070145 | 0.035073 | 0 | 800 | 1 | 345000 | FALSE
line_180_180 | bus_GND_180 | bus_GND_180 | 180 | 180 | 0.14813 | 0.0074067 | 0.037033 | 0 | 800 | 1 | 345000 | FALSE
line_180_180 | bus_GND_180 | bus_GND_180 | 180 | 180 | 0.22853 | 0.011426 | 0.057132 | 0 | 800 | 1 | 345000 | FALSE
line_180_180 | bus_GND_180 | bus_GND_180 | 180 | 180 | 0.21187 | 0.010594 | 0.052968 | 0 | 800 | 1 | 345000 | FALSE
line_180_180 | bus_GND_180 | bus_GND_180 | 180 | 180 | 0.063826 | 0.0031913 | 0.015957 | 0 | 800 | 1 | 345000 | FALSE
line_180_180 | bus_GND_180 | bus_GND_180 | 180 | 180 | 0.06144 | 0.003072 | 0.01536 | 0 | 800 | 1 | 345000 | FALSE
line_180_180 | bus_GND_180 | bus_GND_180 | 180 | 180 | 0.083764 | 0.0041882 | 0.020941 | 0 | 800 | 1 | 345000 | FALSE
line_180_180 | bus_GND_180 | bus_GND_180 | 180 | 180 | 0.082859 | 0.004143 | 0.020715 | 0 | 800 | 1 | 345000 | FALSE
line_180_180 | bus_GND_180 | bus_GND_180 | 180 | 180 | 0.084388 | 0.0042194 | 0.021097 | 0 | 800 | 1 | 345000 | FALSE
line_180_180 | bus_GND_180 | bus_GND_180 | 180 | 180 | 0.083801 | 0.0041901 | 0.02095 | 0 | 800 | 1 | 345000 | FALSE
line_180_180 | bus_GND_180 | bus_GND_180 | 180 | 180 | 0.084429 | 0.0042214 | 0.021107 | 0 | 800 | 1 | 345000 | FALSE
line_180_180 | bus_GND_180 | bus_GND_180 | 180 | 180 | 0.082325 | 0.0041163 | 0.020581 | 0 | 800 | 1 | 345000 | FALSE
line_180_180 | bus_GND_180 | bus_GND_180 | 180 | 180 | 0.12902 | 0.006451 | 0.032255 | 0 | 3500 | 1 | 765000 | FALSE
line_180_180 | bus_GND_180 | bus_GND_180 | 180 | 180 | 0.1108 | 0.0055401 | 0.027701 | 0 | 3500 | 1 | 765000 | FALSE
line_182_182 | bus_GND_182 | bus_GND_182 | 182 | 182 | 0.047838 | 0.0023919 | 0.01196 | 0 | 150 | 1 | 154000 | FALSE
line_182_182 | bus_GND_182 | bus_GND_182 | 182 | 182 | 0.051241 | 0.002562 | 0.01281 | 0 | 150 | 1 | 154000 | FALSE
line_182_182 | bus_GND_182 | bus_GND_182 | 182 | 182 | 0.056602 | 0.0028301 | 0.01415 | 0 | 150 | 1 | 154000 | FALSE
line_182_182 | bus_GND_182 | bus_GND_182 | 182 | 182 | 0.064607 | 0.0032304 | 0.016152 | 0 | 150 | 1 | 154000 | FALSE
line_184_184 | bus_GND_184 | bus_GND_184 | 184 | 184 | 2.081 | 0.10405 | 0.52025 | 0 | 150 | 1 | 154000 | FALSE
line_184_184 | bus_GND_184 | bus_GND_184 | 184 | 184 | 0.058166 | 0.0029083 | 0.014541 | 0 | 150 | 1 | 154000 | FALSE
line_184_184 | bus_GND_184 | bus_GND_184 | 184 | 184 | 0.050054 | 0.0025027 | 0.012513 | 0 | 150 | 1 | 154000 | FALSE
line_183_183 | bus_DGU_183 | bus_DGU_183 | 183 | 183 | 0.40156 | 0.020078 | 0.10039 | 0 | 150 | 1 | 154000 | FALSE
line_183_183 | bus_DGU_183 | bus_DGU_183 | 183 | 183 | 0.025208 | 0.0012604 | 0.0063019 | 0 | 150 | 1 | 154000 | FALSE
line_183_183 | bus_DGU_183 | bus_DGU_183 | 183 | 183 | 0.018974 | 0.00094868 | 0.0047434 | 0 | 150 | 1 | 154000 | FALSE
line_183_183 | bus_DGU_183 | bus_DGU_183 | 183 | 183 | 0.019345 | 0.00096727 | 0.0048364 | 0 | 150 | 1 | 154000 | FALSE
line_183_183 | bus_DGU_183 | bus_DGU_183 | 183 | 183 | 0.021527 | 0.0010763 | 0.0053817 | 0 | 150 | 1 | 154000 | FALSE
line_183_183 | bus_DGU_183 | bus_DGU_183 | 183 | 183 | 0.02346 | 0.001173 | 0.005865 | 0 | 150 | 1 | 154000 | FALSE
line_116_116 | bus_CBD_116 | bus_CBD_116 | 116 | 116 | 0.04289 | 0.0021445 | 0.010723 | 0 | 150 | 1 | 154000 | FALSE
line_116_116 | bus_CBD_116 | bus_CBD_116 | 116 | 116 | 0.051251 | 0.0025625 | 0.012813 | 0 | 150 | 1 | 154000 | FALSE
line_116_116 | bus_CBD_116 | bus_CBD_116 | 116 | 116 | 0.34555 | 0.017278 | 0.086388 | 0 | 150 | 1 | 154000 | FALSE
line_116_116 | bus_CBD_116 | bus_CBD_116 | 116 | 116 | 0.3312 | 0.01656 | 0.0828 | 0 | 150 | 1 | 154000 | FALSE
line_4_4 | bus_DJN_004 | bus_DJN_004 | 4 | 4 | 5.8554 | 0.29277 | 1.4638 | 0 | 150 | 1 | 154000 | FALSE
line_276_276 | bus_CBD_276 | bus_CBD_276 | 276 | 276 | 0.039893 | 0.0019947 | 0.0099733 | 0 | 150 | 1 | 154000 | FALSE
line_276_276 | bus_CBD_276 | bus_CBD_276 | 276 | 276 | 0.037738 | 0.0018869 | 0.0094345 | 0 | 150 | 1 | 154000 | FALSE
line_276_276 | bus_CBD_276 | bus_CBD_276 | 276 | 276 | 0.027844 | 0.0013922 | 0.0069611 | 0 | 150 | 1 | 154000 | FALSE
line_276_276 | bus_CBD_276 | bus_CBD_276 | 276 | 276 | 0.038342 | 0.0019171 | 0.0095855 | 0 | 150 | 1 | 154000 | FALSE
line_276_276 | bus_CBD_276 | bus_CBD_276 | 276 | 276 | 0.036079 | 0.0018039 | 0.0090196 | 0 | 150 | 1 | 154000 | FALSE
line_276_276 | bus_CBD_276 | bus_CBD_276 | 276 | 276 | 0.20853 | 0.010427 | 0.052133 | 0 | 150 | 1 | 154000 | FALSE
line_276_276 | bus_CBD_276 | bus_CBD_276 | 276 | 276 | 0.026419 | 0.001321 | 0.0066048 | 0 | 150 | 1 | 154000 | FALSE
line_16_16 | bus_CND_016 | bus_CND_016 | 16 | 16 | 0.18993 | 0.0094966 | 0.047483 | 0 | 800 | 1 | 345000 | FALSE
line_16_16 | bus_CND_016 | bus_CND_016 | 16 | 16 | 0.17755 | 0.0088776 | 0.044388 | 0 | 800 | 1 | 345000 | FALSE
line_15_15 | bus_CND_015 | bus_CND_015 | 15 | 15 | 0.045845 | 0.0022923 | 0.011461 | 0 | 150 | 1 | 154000 | FALSE
line_15_15 | bus_CND_015 | bus_CND_015 | 15 | 15 | 0.049162 | 0.0024581 | 0.01229 | 0 | 150 | 1 | 154000 | FALSE
line_15_15 | bus_CND_015 | bus_CND_015 | 15 | 15 | 0.046072 | 0.0023036 | 0.011518 | 0 | 150 | 1 | 154000 | FALSE
line_15_15 | bus_CND_015 | bus_CND_015 | 15 | 15 | 0.047926 | 0.0023963 | 0.011981 | 0 | 150 | 1 | 154000 | FALSE
line_15_15 | bus_CND_015 | bus_CND_015 | 15 | 15 | 0.087233 | 0.0043616 | 0.021808 | 0 | 150 | 1 | 154000 | FALSE
line_15_15 | bus_CND_015 | bus_CND_015 | 15 | 15 | 0.083459 | 0.0041729 | 0.020865 | 0 | 150 | 1 | 154000 | FALSE
line_15_15 | bus_CND_015 | bus_CND_015 | 15 | 15 | 0.073411 | 0.0036705 | 0.018353 | 0 | 150 | 1 | 154000 | FALSE
line_15_15 | bus_CND_015 | bus_CND_015 | 15 | 15 | 0.066825 | 0.0033413 | 0.016706 | 0 | 150 | 1 | 154000 | FALSE
line_15_15 | bus_CND_015 | bus_CND_015 | 15 | 15 | 0.031173 | 0.0015587 | 0.0077933 | 0 | 150 | 1 | 154000 | FALSE
line_15_15 | bus_CND_015 | bus_CND_015 | 15 | 15 | 0.045234 | 0.0022617 | 0.011309 | 0 | 150 | 1 | 154000 | FALSE
line_18_18 | bus_CND_018 | bus_CND_018 | 18 | 18 | 0.43844 | 0.021922 | 0.10961 | 0 | 150 | 1 | 154000 | FALSE
line_18_18 | bus_CND_018 | bus_CND_018 | 18 | 18 | 0.4009 | 0.020045 | 0.10023 | 0 | 150 | 1 | 154000 | FALSE
line_298_298 | bus_GND_298 | bus_GND_298 | 298 | 298 | 0.058818 | 0.0029409 | 0.014705 | 0 | 150 | 1 | 154000 | FALSE
line_298_298 | bus_GND_298 | bus_GND_298 | 298 | 298 | 0.054841 | 0.0027421 | 0.01371 | 0 | 150 | 1 | 154000 | FALSE
line_298_298 | bus_GND_298 | bus_GND_298 | 298 | 298 | 0.067519 | 0.003376 | 0.01688 | 0 | 150 | 1 | 154000 | FALSE
line_298_298 | bus_GND_298 | bus_GND_298 | 298 | 298 | 0.078855 | 0.0039428 | 0.019714 | 0 | 150 | 1 | 154000 | FALSE
line_111_298 | bus_GND_111 | bus_GND_298 | 111 | 298 | 22.1184 | 1.1059 | 5.5296 | 0 | 150 | 1 | 154000 | FALSE
line_111_111 | bus_GND_111 | bus_GND_111 | 111 | 111 | 6.8378 | 0.34189 | 1.7095 | 0 | 800 | 1 | 345000 | FALSE
line_288_288 | bus_JBD_288 | bus_JBD_288 | 288 | 288 | 0.080659 | 0.004033 | 0.020165 | 0 | 150 | 1 | 154000 | FALSE
line_288_288 | bus_JBD_288 | bus_JBD_288 | 288 | 288 | 0.08401 | 0.0042005 | 0.021002 | 0 | 150 | 1 | 154000 | FALSE
line_288_288 | bus_JBD_288 | bus_JBD_288 | 288 | 288 | 0.042501 | 0.0021251 | 0.010625 | 0 | 150 | 1 | 154000 | FALSE
line_288_288 | bus_JBD_288 | bus_JBD_288 | 288 | 288 | 0.037235 | 0.0018617 | 0.0093087 | 0 | 150 | 1 | 154000 | FALSE
line_288_227 | bus_JBD_288 | bus_JBD_227 | 288 | 227 | 6.5306 | 0.32653 | 1.6327 | 0 | 150 | 1 | 154000 | FALSE
line_227_227 | bus_JBD_227 | bus_JBD_227 | 227 | 227 | 0.072933 | 0.0036466 | 0.018233 | 0 | 150 | 1 | 154000 | FALSE
line_227_227 | bus_JBD_227 | bus_JBD_227 | 227 | 227 | 0.035836 | 0.0017918 | 0.0089589 | 0 | 150 | 1 | 154000 | FALSE
line_227_227 | bus_JBD_227 | bus_JBD_227 | 227 | 227 | 0.076219 | 0.0038109 | 0.019055 | 0 | 150 | 1 | 154000 | FALSE
line_227_227 | bus_JBD_227 | bus_JBD_227 | 227 | 227 | 0.073705 | 0.0036853 | 0.018426 | 0 | 150 | 1 | 154000 | FALSE
line_227_227 | bus_JBD_227 | bus_JBD_227 | 227 | 227 | 0.075994 | 0.0037997 | 0.018998 | 0 | 150 | 1 | 154000 | FALSE
line_370_370 | bus_JBD_370 | bus_JBD_370 | 370 | 370 | 0.038656 | 0.0019328 | 0.0096641 | 0 | 150 | 1 | 154000 | FALSE
line_370_370 | bus_JBD_370 | bus_JBD_370 | 370 | 370 | 0.051561 | 0.002578 | 0.01289 | 0 | 150 | 1 | 154000 | FALSE
line_370_370 | bus_JBD_370 | bus_JBD_370 | 370 | 370 | 0.047731 | 0.0023865 | 0.011933 | 0 | 150 | 1 | 154000 | FALSE
line_370_370 | bus_JBD_370 | bus_JBD_370 | 370 | 370 | 0.060533 | 0.0030266 | 0.015133 | 0 | 150 | 1 | 154000 | FALSE
line_80_80 | bus_JBD_080 | bus_JBD_080 | 80 | 80 | 3.3946 | 0.16973 | 0.84864 | 0 | 150 | 1 | 154000 | FALSE
line_258_258 | bus_GWD_258 | bus_GWD_258 | 258 | 258 | 0.93801 | 0.046901 | 0.2345 | 0 | 150 | 1 | 154000 | FALSE
line_258_258 | bus_GWD_258 | bus_GWD_258 | 258 | 258 | 2.2444 | 0.11222 | 0.5611 | 0 | 150 | 1 | 154000 | FALSE
line_258_258 | bus_GWD_258 | bus_GWD_258 | 258 | 258 | 1.0599 | 0.052993 | 0.26497 | 0 | 150 | 1 | 154000 | FALSE
line_258_258 | bus_GWD_258 | bus_GWD_258 | 258 | 258 | 0.088617 | 0.0044309 | 0.022154 | 0 | 150 | 1 | 154000 | FALSE
line_258_258 | bus_GWD_258 | bus_GWD_258 | 258 | 258 | 0.075637 | 0.0037819 | 0.018909 | 0 | 150 | 1 | 154000 | FALSE
line_258_258 | bus_GWD_258 | bus_GWD_258 | 258 | 258 | 0.062551 | 0.0031276 | 0.015638 | 0 | 150 | 1 | 154000 | FALSE
line_258_258 | bus_GWD_258 | bus_GWD_258 | 258 | 258 | 0.051114 | 0.0025557 | 0.012779 | 0 | 150 | 1 | 154000 | FALSE
line_258_258 | bus_GWD_258 | bus_GWD_258 | 258 | 258 | 0.057289 | 0.0028645 | 0.014322 | 0 | 150 | 1 | 154000 | FALSE
line_258_258 | bus_GWD_258 | bus_GWD_258 | 258 | 258 | 0.064032 | 0.0032016 | 0.016008 | 0 | 150 | 1 | 154000 | FALSE
line_258_258 | bus_GWD_258 | bus_GWD_258 | 258 | 258 | 0.029127 | 0.0014564 | 0.0072818 | 0 | 150 | 1 | 154000 | FALSE
line_258_258 | bus_GWD_258 | bus_GWD_258 | 258 | 258 | 0.032079 | 0.001604 | 0.0080198 | 0 | 150 | 1 | 154000 | FALSE
line_29_29 | bus_GGD_029 | bus_GGD_029 | 29 | 29 | 2.6906 | 0.13453 | 0.67266 | 0 | 150 | 1 | 154000 | FALSE
line_170_170 | bus_GWD_170 | bus_GWD_170 | 170 | 170 | 0.38055 | 0.019028 | 0.095138 | 0 | 150 | 1 | 154000 | FALSE
line_170_170 | bus_GWD_170 | bus_GWD_170 | 170 | 170 | 0.25863 | 0.012931 | 0.064657 | 0 | 150 | 1 | 154000 | FALSE
line_279_279 | bus_GWD_279 | bus_GWD_279 | 279 | 279 | 0.060723 | 0.0030361 | 0.015181 | 0 | 150 | 1 | 154000 | FALSE
line_279_279 | bus_GWD_279 | bus_GWD_279 | 279 | 279 | 0.060741 | 0.0030371 | 0.015185 | 0 | 150 | 1 | 154000 | FALSE
line_279_279 | bus_GWD_279 | bus_GWD_279 | 279 | 279 | 0.021125 | 0.0010563 | 0.0052813 | 0 | 150 | 1 | 154000 | FALSE
line_279_279 | bus_GWD_279 | bus_GWD_279 | 279 | 279 | 0.011076 | 0.00055381 | 0.0027691 | 0 | 150 | 1 | 154000 | FALSE
line_279_279 | bus_GWD_279 | bus_GWD_279 | 279 | 279 | 0.017041 | 0.00085205 | 0.0042603 | 0 | 150 | 1 | 154000 | FALSE
line_279_279 | bus_GWD_279 | bus_GWD_279 | 279 | 279 | 0.014587 | 0.00072937 | 0.0036469 | 0 | 150 | 1 | 154000 | FALSE
line_411_411 | bus_GWD_411 | bus_GWD_411 | 411 | 411 | 0.022853 | 0.0011427 | 0.0057133 | 0 | 150 | 1 | 154000 | FALSE
line_411_411 | bus_GWD_411 | bus_GWD_411 | 411 | 411 | 0.021176 | 0.0010588 | 0.0052939 | 0 | 150 | 1 | 154000 | FALSE
line_411_279 | bus_GWD_411 | bus_GWD_279 | 411 | 279 | 19.3015 | 0.96507 | 4.8254 | 0 | 150 | 1 | 154000 | FALSE
line_411_411 | bus_GWD_411 | bus_GWD_411 | 411 | 411 | 4.2543 | 0.21272 | 1.0636 | 0 | 150 | 1 | 154000 | FALSE
line_411_411 | bus_GWD_411 | bus_GWD_411 | 411 | 411 | 0.49137 | 0.024569 | 0.12284 | 0 | 150 | 1 | 154000 | FALSE
line_411_411 | bus_GWD_411 | bus_GWD_411 | 411 | 411 | 0.24652 | 0.012326 | 0.061631 | 0 | 150 | 1 | 154000 | FALSE
line_411_411 | bus_GWD_411 | bus_GWD_411 | 411 | 411 | 0.37462 | 0.018731 | 0.093655 | 0 | 150 | 1 | 154000 | FALSE
line_273_411 | bus_GGD_273 | bus_GWD_411 | 273 | 411 | 26.8198 | 1.341 | 6.7049 | 0 | 150 | 1 | 154000 | FALSE
line_273_273 | bus_GGD_273 | bus_GGD_273 | 273 | 273 | 1.2027 | 0.060136 | 0.30068 | 0 | 150 | 1 | 154000 | FALSE
line_273_273 | bus_GGD_273 | bus_GGD_273 | 273 | 273 | 0.23246 | 0.011623 | 0.058115 | 0 | 150 | 1 | 154000 | FALSE
line_273_273 | bus_GGD_273 | bus_GGD_273 | 273 | 273 | 0.2193 | 0.010965 | 0.054825 | 0 | 150 | 1 | 154000 | FALSE
line_412_412 | bus_GWD_412 | bus_GWD_412 | 412 | 412 | 5.8323 | 0.29161 | 1.4581 | 0 | 150 | 1 | 154000 | FALSE
line_35_35 | bus_GBD_035 | bus_GBD_035 | 35 | 35 | 0.072738 | 0.0036369 | 0.018184 | 0 | 800 | 1 | 345000 | FALSE
line_39_39 | bus_USN_039 | bus_USN_039 | 39 | 39 | 0.053768 | 0.0026884 | 0.013442 | 0 | 800 | 1 | 345000 | FALSE
line_39_39 | bus_USN_039 | bus_USN_039 | 39 | 39 | 0.062337 | 0.0031169 | 0.015584 | 0 | 800 | 1 | 345000 | FALSE
line_39_39 | bus_USN_039 | bus_USN_039 | 39 | 39 | 0.054515 | 0.0027258 | 0.013629 | 0 | 800 | 1 | 345000 | FALSE
line_39_39 | bus_USN_039 | bus_USN_039 | 39 | 39 | 0.060595 | 0.0030297 | 0.015149 | 0 | 800 | 1 | 345000 | FALSE
line_39_39 | bus_USN_039 | bus_USN_039 | 39 | 39 | 0.23412 | 0.011706 | 0.058529 | 0 | 800 | 1 | 345000 | FALSE
line_35_33 | bus_GBD_035 | bus_GBD_033 | 35 | 33 | 9.4999 | 0.475 | 2.375 | 0 | 150 | 1 | 154000 | FALSE
line_37_35 | bus_GBD_037 | bus_GBD_035 | 37 | 35 | 6.6331 | 0.33166 | 1.6583 | 0 | 800 | 1 | 345000 | FALSE
line_37_37 | bus_GBD_037 | bus_GBD_037 | 37 | 37 | 0.73144 | 0.036572 | 0.18286 | 0 | 800 | 1 | 345000 | FALSE
line_37_37 | bus_GBD_037 | bus_GBD_037 | 37 | 37 | 0.23328 | 0.011664 | 0.058321 | 0 | 150 | 1 | 154000 | FALSE
line_36_37 | bus_USN_036 | bus_GBD_037 | 36 | 37 | 6.8867 | 0.34434 | 1.7217 | 0 | 800 | 1 | 345000 | FALSE
line_36_36 | bus_USN_036 | bus_USN_036 | 36 | 36 | 2.5986 | 0.12993 | 0.64964 | 0 | 800 | 1 | 345000 | FALSE
line_36_36 | bus_USN_036 | bus_USN_036 | 36 | 36 | 1.1274 | 0.056369 | 0.28185 | 0 | 150 | 1 | 154000 | FALSE
line_36_36 | bus_USN_036 | bus_USN_036 | 36 | 36 | 1.0601 | 0.053004 | 0.26502 | 0 | 150 | 1 | 154000 | FALSE
line_108_108 | bus_USN_108 | bus_USN_108 | 108 | 108 | 0.019088 | 0.00095441 | 0.0047721 | 0 | 150 | 1 | 154000 | FALSE
line_171_171 | bus_GWD_171 | bus_GWD_171 | 171 | 171 | 0.9013 | 0.045065 | 0.22532 | 0 | 150 | 1 | 154000 | FALSE
line_260_260 | bus_GWD_260 | bus_GWD_260 | 260 | 260 | 0.58008 | 0.029004 | 0.14502 | 0 | 150 | 1 | 154000 | FALSE
line_14_249 | bus_GWD_014 | bus_GWD_249 | 14 | 249 | 9.296 | 0.4648 | 2.324 | 0 | 150 | 1 | 154000 | FALSE
line_55_55 | bus_GWD_055 | bus_GWD_055 | 55 | 55 | 0.14863 | 0.0074316 | 0.037158 | 0 | 800 | 1 | 345000 | FALSE
line_55_55 | bus_GWD_055 | bus_GWD_055 | 55 | 55 | 0.20723 | 0.010362 | 0.051808 | 0 | 800 | 1 | 345000 | FALSE
line_55_55 | bus_GWD_055 | bus_GWD_055 | 55 | 55 | 0.23679 | 0.01184 | 0.059198 | 0 | 800 | 1 | 345000 | FALSE
line_55_55 | bus_GWD_055 | bus_GWD_055 | 55 | 55 | 0.34231 | 0.017115 | 0.085577 | 0 | 800 | 1 | 345000 | FALSE
line_55_55 | bus_GWD_055 | bus_GWD_055 | 55 | 55 | 0.34511 | 0.017255 | 0.086276 | 0 | 150 | 1 | 154000 | FALSE
line_55_55 | bus_GWD_055 | bus_GWD_055 | 55 | 55 | 0.76923 | 0.038461 | 0.19231 | 0 | 800 | 1 | 345000 | FALSE
line_171_171 | bus_GWD_171 | bus_GWD_171 | 171 | 171 | 0.27395 | 0.013698 | 0.068489 | 0 | 800 | 1 | 345000 | FALSE
line_171_171 | bus_GWD_171 | bus_GWD_171 | 171 | 171 | 0.3297 | 0.016485 | 0.082426 | 0 | 800 | 1 | 345000 | FALSE
line_55_55 | bus_GWD_055 | bus_GWD_055 | 55 | 55 | 0.036909 | 0.0018454 | 0.0092272 | 0 | 800 | 1 | 345000 | FALSE
line_55_55 | bus_GWD_055 | bus_GWD_055 | 55 | 55 | 0.04515 | 0.0022575 | 0.011287 | 0 | 800 | 1 | 345000 | FALSE
line_55_55 | bus_GWD_055 | bus_GWD_055 | 55 | 55 | 0.083982 | 0.0041991 | 0.020996 | 0 | 150 | 1 | 154000 | FALSE
line_55_55 | bus_GWD_055 | bus_GWD_055 | 55 | 55 | 0.080573 | 0.0040286 | 0.020143 | 0 | 150 | 1 | 154000 | FALSE
line_55_55 | bus_GWD_055 | bus_GWD_055 | 55 | 55 | 0.092782 | 0.0046391 | 0.023196 | 0 | 150 | 1 | 154000 | FALSE
line_55_55 | bus_GWD_055 | bus_GWD_055 | 55 | 55 | 0.095977 | 0.0047989 | 0.023994 | 0 | 150 | 1 | 154000 | FALSE
line_55_55 | bus_GWD_055 | bus_GWD_055 | 55 | 55 | 0.089489 | 0.0044744 | 0.022372 | 0 | 150 | 1 | 154000 | FALSE
line_55_55 | bus_GWD_055 | bus_GWD_055 | 55 | 55 | 0.080303 | 0.0040152 | 0.020076 | 0 | 150 | 1 | 154000 | FALSE
line_249_249 | bus_GWD_249 | bus_GWD_249 | 249 | 249 | 0.10677 | 0.0053386 | 0.026693 | 0 | 150 | 1 | 154000 | FALSE
line_249_249 | bus_GWD_249 | bus_GWD_249 | 249 | 249 | 0.069358 | 0.0034679 | 0.01734 | 0 | 150 | 1 | 154000 | FALSE
line_13_13 | bus_GWD_013 | bus_GWD_013 | 13 | 13 | 0.043346 | 0.0021673 | 0.010837 | 0 | 150 | 1 | 154000 | FALSE
line_13_13 | bus_GWD_013 | bus_GWD_013 | 13 | 13 | 0.045894 | 0.0022947 | 0.011474 | 0 | 150 | 1 | 154000 | FALSE
line_171_171 | bus_GWD_171 | bus_GWD_171 | 171 | 171 | 2.0093 | 0.10047 | 0.50233 | 0 | 150 | 1 | 154000 | FALSE
line_171_171 | bus_GWD_171 | bus_GWD_171 | 171 | 171 | 0.51094 | 0.025547 | 0.12773 | 0 | 150 | 1 | 154000 | FALSE
line_171_171 | bus_GWD_171 | bus_GWD_171 | 171 | 171 | 0.33819 | 0.016909 | 0.084547 | 0 | 150 | 1 | 154000 | FALSE
line_171_171 | bus_GWD_171 | bus_GWD_171 | 171 | 171 | 0.078126 | 0.0039063 | 0.019531 | 0 | 150 | 1 | 154000 | FALSE
line_171_171 | bus_GWD_171 | bus_GWD_171 | 171 | 171 | 0.088228 | 0.0044114 | 0.022057 | 0 | 150 | 1 | 154000 | FALSE
line_171_171 | bus_GWD_171 | bus_GWD_171 | 171 | 171 | 0.094043 | 0.0047022 | 0.023511 | 0 | 150 | 1 | 154000 | FALSE
line_171_171 | bus_GWD_171 | bus_GWD_171 | 171 | 171 | 0.08602 | 0.004301 | 0.021505 | 0 | 150 | 1 | 154000 | FALSE
line_171_171 | bus_GWD_171 | bus_GWD_171 | 171 | 171 | 0.10908 | 0.005454 | 0.02727 | 0 | 150 | 1 | 154000 | FALSE
line_171_171 | bus_GWD_171 | bus_GWD_171 | 171 | 171 | 0.099069 | 0.0049535 | 0.024767 | 0 | 150 | 1 | 154000 | FALSE
line_398_398 | bus_GWD_398 | bus_GWD_398 | 398 | 398 | 1.1427 | 0.057135 | 0.28568 | 0 | 150 | 1 | 154000 | FALSE
line_398_398 | bus_GWD_398 | bus_GWD_398 | 398 | 398 | 0.026631 | 0.0013316 | 0.0066578 | 0 | 150 | 1 | 154000 | FALSE
line_398_398 | bus_GWD_398 | bus_GWD_398 | 398 | 398 | 0.02998 | 0.001499 | 0.0074949 | 0 | 150 | 1 | 154000 | FALSE
line_171_171 | bus_GWD_171 | bus_GWD_171 | 171 | 171 | 0.59305 | 0.029653 | 0.14826 | 0 | 150 | 1 | 154000 | FALSE
line_171_171 | bus_GWD_171 | bus_GWD_171 | 171 | 171 | 0.18796 | 0.0093979 | 0.04699 | 0 | 150 | 1 | 154000 | FALSE
line_372_372 | bus_GWD_372 | bus_GWD_372 | 372 | 372 | 0.093548 | 0.0046774 | 0.023387 | 0 | 150 | 1 | 154000 | FALSE
line_372_372 | bus_GWD_372 | bus_GWD_372 | 372 | 372 | 0.096393 | 0.0048197 | 0.024098 | 0 | 150 | 1 | 154000 | FALSE
line_171_171 | bus_GWD_171 | bus_GWD_171 | 171 | 171 | 0.15686 | 0.0078431 | 0.039216 | 0 | 150 | 1 | 154000 | FALSE
line_171_171 | bus_GWD_171 | bus_GWD_171 | 171 | 171 | 0.15867 | 0.0079334 | 0.039667 | 0 | 150 | 1 | 154000 | FALSE
line_171_171 | bus_GWD_171 | bus_GWD_171 | 171 | 171 | 0.33259 | 0.016629 | 0.083146 | 0 | 150 | 1 | 154000 | FALSE
line_171_171 | bus_GWD_171 | bus_GWD_171 | 171 | 171 | 2.7643 | 0.13822 | 0.69108 | 0 | 150 | 1 | 154000 | FALSE
line_171_171 | bus_GWD_171 | bus_GWD_171 | 171 | 171 | 0.075301 | 0.0037651 | 0.018825 | 0 | 150 | 1 | 154000 | FALSE
line_171_171 | bus_GWD_171 | bus_GWD_171 | 171 | 171 | 0.066108 | 0.0033054 | 0.016527 | 0 | 150 | 1 | 154000 | FALSE
line_171_171 | bus_GWD_171 | bus_GWD_171 | 171 | 171 | 0.063138 | 0.0031569 | 0.015784 | 0 | 150 | 1 | 154000 | FALSE
line_171_171 | bus_GWD_171 | bus_GWD_171 | 171 | 171 | 0.054825 | 0.0027412 | 0.013706 | 0 | 150 | 1 | 154000 | FALSE
line_171_171 | bus_GWD_171 | bus_GWD_171 | 171 | 171 | 0.060962 | 0.0030481 | 0.01524 | 0 | 150 | 1 | 154000 | FALSE
line_171_171 | bus_GWD_171 | bus_GWD_171 | 171 | 171 | 0.063481 | 0.0031741 | 0.01587 | 0 | 150 | 1 | 154000 | FALSE
line_283_283 | bus_GBD_283 | bus_GBD_283 | 283 | 283 | 0.052982 | 0.0026491 | 0.013245 | 0 | 150 | 1 | 154000 | FALSE
line_283_283 | bus_GBD_283 | bus_GBD_283 | 283 | 283 | 0.11152 | 0.0055758 | 0.027879 | 0 | 150 | 1 | 154000 | FALSE
line_283_283 | bus_GBD_283 | bus_GBD_283 | 283 | 283 | 0.11158 | 0.0055792 | 0.027896 | 0 | 150 | 1 | 154000 | FALSE
line_283_283 | bus_GBD_283 | bus_GBD_283 | 283 | 283 | 0.057308 | 0.0028654 | 0.014327 | 0 | 150 | 1 | 154000 | FALSE
line_74_74 | bus_GBD_074 | bus_GBD_074 | 74 | 74 | 4.7344 | 0.23672 | 1.1836 | 0 | 150 | 1 | 154000 | FALSE
line_74_74 | bus_GBD_074 | bus_GBD_074 | 74 | 74 | 0.05176 | 0.002588 | 0.01294 | 0 | 150 | 1 | 154000 | FALSE
line_74_74 | bus_GBD_074 | bus_GBD_074 | 74 | 74 | 0.042686 | 0.0021343 | 0.010671 | 0 | 150 | 1 | 154000 | FALSE
line_74_74 | bus_GBD_074 | bus_GBD_074 | 74 | 74 | 0.03992 | 0.001996 | 0.0099799 | 0 | 150 | 1 | 154000 | FALSE
line_74_74 | bus_GBD_074 | bus_GBD_074 | 74 | 74 | 0.086649 | 0.0043325 | 0.021662 | 0 | 150 | 1 | 154000 | FALSE
line_74_74 | bus_GBD_074 | bus_GBD_074 | 74 | 74 | 0.084568 | 0.0042284 | 0.021142 | 0 | 150 | 1 | 154000 | FALSE
line_74_74 | bus_GBD_074 | bus_GBD_074 | 74 | 74 | 0.03846 | 0.001923 | 0.009615 | 0 | 150 | 1 | 154000 | FALSE
line_74_74 | bus_GBD_074 | bus_GBD_074 | 74 | 74 | 0.039742 | 0.0019871 | 0.0099356 | 0 | 150 | 1 | 154000 | FALSE
line_350_350 | bus_GBD_350 | bus_GBD_350 | 350 | 350 | 0.02224 | 0.001112 | 0.00556 | 0 | 800 | 1 | 345000 | FALSE
line_350_350 | bus_GBD_350 | bus_GBD_350 | 350 | 350 | 0.020872 | 0.0010436 | 0.0052181 | 0 | 800 | 1 | 345000 | FALSE
line_353_353 | bus_GBD_353 | bus_GBD_353 | 353 | 353 | 0.025876 | 0.0012938 | 0.006469 | 0 | 150 | 1 | 154000 | FALSE
line_353_353 | bus_GBD_353 | bus_GBD_353 | 353 | 353 | 0.020553 | 0.0010277 | 0.0051383 | 0 | 150 | 1 | 154000 | FALSE
line_353_353 | bus_GBD_353 | bus_GBD_353 | 353 | 353 | 0.026968 | 0.0013484 | 0.006742 | 0 | 150 | 1 | 154000 | FALSE
line_353_353 | bus_GBD_353 | bus_GBD_353 | 353 | 353 | 0.038202 | 0.0019101 | 0.0095504 | 0 | 150 | 1 | 154000 | FALSE
line_379_379 | bus_CBD_379 | bus_CBD_379 | 379 | 379 | 3.7767 | 0.18884 | 0.94418 | 0 | 150 | 1 | 154000 | FALSE
line_379_379 | bus_CBD_379 | bus_CBD_379 | 379 | 379 | 0.023165 | 0.0011583 | 0.0057913 | 0 | 150 | 1 | 154000 | FALSE
line_379_379 | bus_CBD_379 | bus_CBD_379 | 379 | 379 | 0.023151 | 0.0011575 | 0.0057877 | 0 | 150 | 1 | 154000 | FALSE
line_379_379 | bus_CBD_379 | bus_CBD_379 | 379 | 379 | 0.031794 | 0.0015897 | 0.0079485 | 0 | 150 | 1 | 154000 | FALSE
line_379_379 | bus_CBD_379 | bus_CBD_379 | 379 | 379 | 0.032261 | 0.001613 | 0.0080652 | 0 | 150 | 1 | 154000 | FALSE
line_379_379 | bus_CBD_379 | bus_CBD_379 | 379 | 379 | 0.055446 | 0.0027723 | 0.013861 | 0 | 150 | 1 | 154000 | FALSE
line_379_379 | bus_CBD_379 | bus_CBD_379 | 379 | 379 | 0.052271 | 0.0026135 | 0.013068 | 0 | 150 | 1 | 154000 | FALSE
line_379_379 | bus_CBD_379 | bus_CBD_379 | 379 | 379 | 0.049341 | 0.0024671 | 0.012335 | 0 | 150 | 1 | 154000 | FALSE
line_379_379 | bus_CBD_379 | bus_CBD_379 | 379 | 379 | 0.056752 | 0.0028376 | 0.014188 | 0 | 150 | 1 | 154000 | FALSE
line_354_354 | bus_GBD_354 | bus_GBD_354 | 354 | 354 | 0.031662 | 0.0015831 | 0.0079156 | 0 | 150 | 1 | 154000 | FALSE
line_354_354 | bus_GBD_354 | bus_GBD_354 | 354 | 354 | 0.034846 | 0.0017423 | 0.0087115 | 0 | 150 | 1 | 154000 | FALSE
line_352_352 | bus_GBD_352 | bus_GBD_352 | 352 | 352 | 0.043605 | 0.0021803 | 0.010901 | 0 | 150 | 1 | 154000 | FALSE
line_352_352 | bus_GBD_352 | bus_GBD_352 | 352 | 352 | 0.036561 | 0.001828 | 0.0091401 | 0 | 150 | 1 | 154000 | FALSE
line_352_352 | bus_GBD_352 | bus_GBD_352 | 352 | 352 | 0.12528 | 0.0062638 | 0.031319 | 0 | 150 | 1 | 154000 | FALSE
line_352_352 | bus_GBD_352 | bus_GBD_352 | 352 | 352 | 0.11414 | 0.0057068 | 0.028534 | 0 | 150 | 1 | 154000 | FALSE
line_352_352 | bus_GBD_352 | bus_GBD_352 | 352 | 352 | 0.10456 | 0.005228 | 0.02614 | 0 | 150 | 1 | 154000 | FALSE
line_203_352 | bus_GBD_203 | bus_GBD_352 | 203 | 352 | 12.8192 | 0.64096 | 3.2048 | 0 | 150 | 1 | 154000 | FALSE
line_250_250 | bus_CBD_250 | bus_CBD_250 | 250 | 250 | 0.21908 | 0.010954 | 0.054771 | 0 | 150 | 1 | 154000 | FALSE
line_250_250 | bus_CBD_250 | bus_CBD_250 | 250 | 250 | 0.21381 | 0.01069 | 0.053452 | 0 | 150 | 1 | 154000 | FALSE
line_250_382 | bus_CBD_250 | bus_CBD_382 | 250 | 382 | 5.6383 | 0.28191 | 1.4096 | 0 | 150 | 1 | 154000 | FALSE
line_382_382 | bus_CBD_382 | bus_CBD_382 | 382 | 382 | 0.089409 | 0.0044705 | 0.022352 | 0 | 150 | 1 | 154000 | FALSE
line_382_382 | bus_CBD_382 | bus_CBD_382 | 382 | 382 | 0.090576 | 0.0045288 | 0.022644 | 0 | 150 | 1 | 154000 | FALSE
line_382_382 | bus_CBD_382 | bus_CBD_382 | 382 | 382 | 0.078545 | 0.0039273 | 0.019636 | 0 | 150 | 1 | 154000 | FALSE
line_382_382 | bus_CBD_382 | bus_CBD_382 | 382 | 382 | 0.075267 | 0.0037633 | 0.018817 | 0 | 150 | 1 | 154000 | FALSE
line_382_382 | bus_CBD_382 | bus_CBD_382 | 382 | 382 | 0.087282 | 0.0043641 | 0.021821 | 0 | 150 | 1 | 154000 | FALSE
line_382_382 | bus_CBD_382 | bus_CBD_382 | 382 | 382 | 0.083789 | 0.0041894 | 0.020947 | 0 | 150 | 1 | 154000 | FALSE
line_152_152 | bus_GGD_152 | bus_GGD_152 | 152 | 152 | 0.36782 | 0.018391 | 0.091955 | 0 | 150 | 1 | 154000 | FALSE
line_21_21 | bus_GGD_021 | bus_GGD_021 | 21 | 21 | 1.2487 | 0.062433 | 0.31216 | 0 | 150 | 1 | 154000 | FALSE
line_152_152 | bus_GGD_152 | bus_GGD_152 | 152 | 152 | 0.31612 | 0.015806 | 0.079031 | 0 | 150 | 1 | 154000 | FALSE
line_152_152 | bus_GGD_152 | bus_GGD_152 | 152 | 152 | 0.10616 | 0.0053079 | 0.02654 | 0 | 150 | 1 | 154000 | FALSE
line_152_152 | bus_GGD_152 | bus_GGD_152 | 152 | 152 | 0.053592 | 0.0026796 | 0.013398 | 0 | 150 | 1 | 154000 | FALSE
line_152_152 | bus_GGD_152 | bus_GGD_152 | 152 | 152 | 0.046532 | 0.0023266 | 0.011633 | 0 | 150 | 1 | 154000 | FALSE
line_152_152 | bus_GGD_152 | bus_GGD_152 | 152 | 152 | 0.11162 | 0.0055809 | 0.027904 | 0 | 150 | 1 | 154000 | FALSE
line_152_152 | bus_GGD_152 | bus_GGD_152 | 152 | 152 | 0.070427 | 0.0035213 | 0.017607 | 0 | 150 | 1 | 154000 | FALSE
line_152_152 | bus_GGD_152 | bus_GGD_152 | 152 | 152 | 0.072188 | 0.0036094 | 0.018047 | 0 | 150 | 1 | 154000 | FALSE
line_152_152 | bus_GGD_152 | bus_GGD_152 | 152 | 152 | 0.020706 | 0.0010353 | 0.0051765 | 0 | 150 | 1 | 154000 | FALSE
line_152_152 | bus_GGD_152 | bus_GGD_152 | 152 | 152 | 0.019307 | 0.00096534 | 0.0048267 | 0 | 150 | 1 | 154000 | FALSE
line_173_173 | bus_GGD_173 | bus_GGD_173 | 173 | 173 | 4.2884 | 0.21442 | 1.0721 | 0 | 150 | 1 | 154000 | FALSE
line_173_173 | bus_GGD_173 | bus_GGD_173 | 173 | 173 | 3.4961 | 0.1748 | 0.87402 | 0 | 150 | 1 | 154000 | FALSE
line_174_174 | bus_GGD_174 | bus_GGD_174 | 174 | 174 | 10.887 | 0.54435 | 2.7217 | 0 | 150 | 1 | 154000 | FALSE
line_152_152 | bus_GGD_152 | bus_GGD_152 | 152 | 152 | 0.97172 | 0.048586 | 0.24293 | 0 | 150 | 1 | 154000 | FALSE
line_152_152 | bus_GGD_152 | bus_GGD_152 | 152 | 152 | 0.079264 | 0.0039632 | 0.019816 | 0 | 150 | 1 | 154000 | FALSE
line_152_152 | bus_GGD_152 | bus_GGD_152 | 152 | 152 | 0.07701 | 0.0038505 | 0.019252 | 0 | 150 | 1 | 154000 | FALSE
line_152_152 | bus_GGD_152 | bus_GGD_152 | 152 | 152 | 2.0602 | 0.10301 | 0.51506 | 0 | 150 | 1 | 154000 | FALSE
line_152_152 | bus_GGD_152 | bus_GGD_152 | 152 | 152 | 0.12158 | 0.0060791 | 0.030395 | 0 | 150 | 1 | 154000 | FALSE
line_152_152 | bus_GGD_152 | bus_GGD_152 | 152 | 152 | 4.6111 | 0.23055 | 1.1528 | 0 | 150 | 1 | 154000 | FALSE
line_152_152 | bus_GGD_152 | bus_GGD_152 | 152 | 152 | 0.30787 | 0.015393 | 0.076967 | 0 | 150 | 1 | 154000 | FALSE
line_262_262 | bus_GWD_262 | bus_GWD_262 | 262 | 262 | 1.9998 | 0.09999 | 0.49995 | 0 | 150 | 1 | 154000 | FALSE
line_262_262 | bus_GWD_262 | bus_GWD_262 | 262 | 262 | 1.7327 | 0.086634 | 0.43317 | 0 | 150 | 1 | 154000 | FALSE
line_262_262 | bus_GWD_262 | bus_GWD_262 | 262 | 262 | 1.8533 | 0.092664 | 0.46332 | 0 | 150 | 1 | 154000 | FALSE
line_231_231 | bus_GGD_231 | bus_GGD_231 | 231 | 231 | 0.47745 | 0.023873 | 0.11936 | 0 | 150 | 1 | 154000 | FALSE
line_231_231 | bus_GGD_231 | bus_GGD_231 | 231 | 231 | 0.46858 | 0.023429 | 0.11714 | 0 | 150 | 1 | 154000 | FALSE
line_231_231 | bus_GGD_231 | bus_GGD_231 | 231 | 231 | 0.056571 | 0.0028285 | 0.014143 | 0 | 150 | 1 | 154000 | FALSE
line_231_231 | bus_GGD_231 | bus_GGD_231 | 231 | 231 | 0.055532 | 0.0027766 | 0.013883 | 0 | 150 | 1 | 154000 | FALSE
line_38_38 | bus_USN_038 | bus_USN_038 | 38 | 38 | 3.1208 | 0.15604 | 0.7802 | 0 | 800 | 1 | 345000 | FALSE
line_38_38 | bus_USN_038 | bus_USN_038 | 38 | 38 | 0.12485 | 0.0062425 | 0.031212 | 0 | 150 | 1 | 154000 | FALSE
line_38_38 | bus_USN_038 | bus_USN_038 | 38 | 38 | 4.4461 | 0.22231 | 1.1115 | 0 | 800 | 1 | 345000 | FALSE
line_38_38 | bus_USN_038 | bus_USN_038 | 38 | 38 | 0.39475 | 0.019737 | 0.098687 | 0 | 150 | 1 | 154000 | FALSE
line_38_38 | bus_USN_038 | bus_USN_038 | 38 | 38 | 0.088332 | 0.0044166 | 0.022083 | 0 | 800 | 1 | 345000 | FALSE
line_38_38 | bus_USN_038 | bus_USN_038 | 38 | 38 | 0.082187 | 0.0041093 | 0.020547 | 0 | 800 | 1 | 345000 | FALSE
line_38_38 | bus_USN_038 | bus_USN_038 | 38 | 38 | 0.11344 | 0.0056718 | 0.028359 | 0 | 800 | 1 | 345000 | FALSE
line_38_38 | bus_USN_038 | bus_USN_038 | 38 | 38 | 0.1173 | 0.0058651 | 0.029325 | 0 | 800 | 1 | 345000 | FALSE
line_38_38 | bus_USN_038 | bus_USN_038 | 38 | 38 | 0.055473 | 0.0027737 | 0.013868 | 0 | 150 | 1 | 154000 | FALSE
line_38_38 | bus_USN_038 | bus_USN_038 | 38 | 38 | 0.80685 | 0.040342 | 0.20171 | 0 | 800 | 1 | 345000 | FALSE
line_38_38 | bus_USN_038 | bus_USN_038 | 38 | 38 | 6.3172 | 0.31586 | 1.5793 | 0 | 800 | 1 | 345000 | FALSE
line_38_38 | bus_USN_038 | bus_USN_038 | 38 | 38 | 0.12254 | 0.0061271 | 0.030635 | 0 | 150 | 1 | 154000 | FALSE
line_38_38 | bus_USN_038 | bus_USN_038 | 38 | 38 | 0.14153 | 0.0070767 | 0.035384 | 0 | 150 | 1 | 154000 | FALSE
line_38_38 | bus_USN_038 | bus_USN_038 | 38 | 38 | 2.2805 | 0.11403 | 0.57014 | 0 | 150 | 1 | 154000 | FALSE
line_38_38 | bus_USN_038 | bus_USN_038 | 38 | 38 | 0.087025 | 0.0043513 | 0.021756 | 0 | 150 | 1 | 154000 | FALSE
line_38_38 | bus_USN_038 | bus_USN_038 | 38 | 38 | 0.59418 | 0.029709 | 0.14854 | 0 | 150 | 1 | 154000 | FALSE
line_38_38 | bus_USN_038 | bus_USN_038 | 38 | 38 | 0.1101 | 0.0055051 | 0.027525 | 0 | 150 | 1 | 154000 | FALSE
line_38_38 | bus_USN_038 | bus_USN_038 | 38 | 38 | 0.10239 | 0.0051197 | 0.025599 | 0 | 150 | 1 | 154000 | FALSE
line_38_38 | bus_USN_038 | bus_USN_038 | 38 | 38 | 0.037028 | 0.0018514 | 0.009257 | 0 | 150 | 1 | 154000 | FALSE
line_38_38 | bus_USN_038 | bus_USN_038 | 38 | 38 | 0.040837 | 0.0020419 | 0.010209 | 0 | 150 | 1 | 154000 | FALSE
line_38_38 | bus_USN_038 | bus_USN_038 | 38 | 38 | 0.065607 | 0.0032804 | 0.016402 | 0 | 150 | 1 | 154000 | FALSE
line_38_38 | bus_USN_038 | bus_USN_038 | 38 | 38 | 0.065351 | 0.0032675 | 0.016338 | 0 | 150 | 1 | 154000 | FALSE
line_38_38 | bus_USN_038 | bus_USN_038 | 38 | 38 | 0.053892 | 0.0026946 | 0.013473 | 0 | 150 | 1 | 154000 | FALSE
line_38_38 | bus_USN_038 | bus_USN_038 | 38 | 38 | 0.051196 | 0.0025598 | 0.012799 | 0 | 150 | 1 | 154000 | FALSE
line_38_38 | bus_USN_038 | bus_USN_038 | 38 | 38 | 0.074326 | 0.0037163 | 0.018581 | 0 | 800 | 1 | 345000 | FALSE
line_38_38 | bus_USN_038 | bus_USN_038 | 38 | 38 | 0.090504 | 0.0045252 | 0.022626 | 0 | 800 | 1 | 345000 | FALSE
line_38_38 | bus_USN_038 | bus_USN_038 | 38 | 38 | 0.087845 | 0.0043922 | 0.021961 | 0 | 800 | 1 | 345000 | FALSE
line_38_38 | bus_USN_038 | bus_USN_038 | 38 | 38 | 0.080302 | 0.0040151 | 0.020075 | 0 | 800 | 1 | 345000 | FALSE
line_38_38 | bus_USN_038 | bus_USN_038 | 38 | 38 | 0.032128 | 0.0016064 | 0.008032 | 0 | 150 | 1 | 154000 | FALSE
line_38_38 | bus_USN_038 | bus_USN_038 | 38 | 38 | 0.023076 | 0.0011538 | 0.0057689 | 0 | 150 | 1 | 154000 | FALSE
line_38_38 | bus_USN_038 | bus_USN_038 | 38 | 38 | 0.02308 | 0.001154 | 0.00577 | 0 | 150 | 1 | 154000 | FALSE
line_38_38 | bus_USN_038 | bus_USN_038 | 38 | 38 | 2.5604 | 0.12802 | 0.6401 | 0 | 150 | 1 | 154000 | FALSE
line_38_38 | bus_USN_038 | bus_USN_038 | 38 | 38 | 0.30152 | 0.015076 | 0.07538 | 0 | 800 | 1 | 345000 | FALSE
line_38_38 | bus_USN_038 | bus_USN_038 | 38 | 38 | 1.0919 | 0.054596 | 0.27298 | 0 | 800 | 1 | 345000 | FALSE
line_38_38 | bus_USN_038 | bus_USN_038 | 38 | 38 | 0.49867 | 0.024933 | 0.12467 | 0 | 150 | 1 | 154000 | FALSE
line_38_38 | bus_USN_038 | bus_USN_038 | 38 | 38 | 0.85657 | 0.042828 | 0.21414 | 0 | 150 | 1 | 154000 | FALSE
line_38_38 | bus_USN_038 | bus_USN_038 | 38 | 38 | 0.03606 | 0.001803 | 0.0090149 | 0 | 150 | 1 | 154000 | FALSE
line_38_38 | bus_USN_038 | bus_USN_038 | 38 | 38 | 0.031244 | 0.0015622 | 0.007811 | 0 | 150 | 1 | 154000 | FALSE
line_38_38 | bus_USN_038 | bus_USN_038 | 38 | 38 | 0.031007 | 0.0015504 | 0.0077518 | 0 | 150 | 1 | 154000 | FALSE
line_38_38 | bus_USN_038 | bus_USN_038 | 38 | 38 | 0.1149 | 0.0057449 | 0.028724 | 0 | 150 | 1 | 154000 | FALSE
line_38_38 | bus_USN_038 | bus_USN_038 | 38 | 38 | 0.045574 | 0.0022787 | 0.011393 | 0 | 150 | 1 | 154000 | FALSE
line_38_38 | bus_USN_038 | bus_USN_038 | 38 | 38 | 0.044996 | 0.0022498 | 0.011249 | 0 | 150 | 1 | 154000 | FALSE
line_38_38 | bus_USN_038 | bus_USN_038 | 38 | 38 | 0.045069 | 0.0022534 | 0.011267 | 0 | 150 | 1 | 154000 | FALSE
line_38_38 | bus_USN_038 | bus_USN_038 | 38 | 38 | 0.043439 | 0.0021719 | 0.01086 | 0 | 150 | 1 | 154000 | FALSE
line_38_38 | bus_USN_038 | bus_USN_038 | 38 | 38 | 0.35726 | 0.017863 | 0.089315 | 0 | 800 | 1 | 345000 | FALSE
line_38_38 | bus_USN_038 | bus_USN_038 | 38 | 38 | 0.89896 | 0.044948 | 0.22474 | 0 | 800 | 1 | 345000 | FALSE
line_38_38 | bus_USN_038 | bus_USN_038 | 38 | 38 | 1.0078 | 0.050391 | 0.25195 | 0 | 800 | 1 | 345000 | FALSE
line_38_38 | bus_USN_038 | bus_USN_038 | 38 | 38 | 0.22698 | 0.011349 | 0.056746 | 0 | 800 | 1 | 345000 | FALSE
line_38_38 | bus_USN_038 | bus_USN_038 | 38 | 38 | 0.11147 | 0.0055736 | 0.027868 | 0 | 150 | 1 | 154000 | FALSE
line_38_38 | bus_USN_038 | bus_USN_038 | 38 | 38 | 0.36659 | 0.01833 | 0.091648 | 0 | 800 | 1 | 345000 | FALSE
line_38_38 | bus_USN_038 | bus_USN_038 | 38 | 38 | 0.059966 | 0.0029983 | 0.014991 | 0 | 150 | 1 | 154000 | FALSE
line_38_38 | bus_USN_038 | bus_USN_038 | 38 | 38 | 0.052203 | 0.0026101 | 0.013051 | 0 | 150 | 1 | 154000 | FALSE
line_38_38 | bus_USN_038 | bus_USN_038 | 38 | 38 | 0.046244 | 0.0023122 | 0.011561 | 0 | 150 | 1 | 154000 | FALSE
line_38_38 | bus_USN_038 | bus_USN_038 | 38 | 38 | 0.04311 | 0.0021555 | 0.010777 | 0 | 150 | 1 | 154000 | FALSE
line_38_38 | bus_USN_038 | bus_USN_038 | 38 | 38 | 0.039648 | 0.0019824 | 0.009912 | 0 | 150 | 1 | 154000 | FALSE
line_38_38 | bus_USN_038 | bus_USN_038 | 38 | 38 | 0.035644 | 0.0017822 | 0.0089109 | 0 | 150 | 1 | 154000 | FALSE
line_38_38 | bus_USN_038 | bus_USN_038 | 38 | 38 | 1.0125 | 0.050625 | 0.25312 | 0 | 150 | 1 | 154000 | FALSE
line_38_38 | bus_USN_038 | bus_USN_038 | 38 | 38 | 1.0028 | 0.05014 | 0.2507 | 0 | 800 | 1 | 345000 | FALSE
line_38_38 | bus_USN_038 | bus_USN_038 | 38 | 38 | 0.16818 | 0.0084089 | 0.042045 | 0 | 800 | 1 | 345000 | FALSE
line_38_38 | bus_USN_038 | bus_USN_038 | 38 | 38 | 0.16751 | 0.0083753 | 0.041876 | 0 | 800 | 1 | 345000 | FALSE
line_38_38 | bus_USN_038 | bus_USN_038 | 38 | 38 | 0.17584 | 0.008792 | 0.04396 | 0 | 800 | 1 | 345000 | FALSE
line_38_38 | bus_USN_038 | bus_USN_038 | 38 | 38 | 0.17354 | 0.008677 | 0.043385 | 0 | 800 | 1 | 345000 | FALSE
line_62_62 | bus_BSN_062 | bus_BSN_062 | 62 | 62 | 1.9656 | 0.098282 | 0.49141 | 0 | 150 | 1 | 154000 | FALSE
line_62_62 | bus_BSN_062 | bus_BSN_062 | 62 | 62 | 0.09344 | 0.004672 | 0.02336 | 0 | 800 | 1 | 345000 | FALSE
line_62_62 | bus_BSN_062 | bus_BSN_062 | 62 | 62 | 0.13968 | 0.0069839 | 0.03492 | 0 | 800 | 1 | 345000 | FALSE
line_62_62 | bus_BSN_062 | bus_BSN_062 | 62 | 62 | 0.12776 | 0.0063881 | 0.031941 | 0 | 800 | 1 | 345000 | FALSE
line_62_62 | bus_BSN_062 | bus_BSN_062 | 62 | 62 | 0.09463 | 0.0047315 | 0.023658 | 0 | 800 | 1 | 345000 | FALSE
line_62_62 | bus_BSN_062 | bus_BSN_062 | 62 | 62 | 0.095555 | 0.0047777 | 0.023889 | 0 | 800 | 1 | 345000 | FALSE
line_62_62 | bus_BSN_062 | bus_BSN_062 | 62 | 62 | 0.11996 | 0.0059978 | 0.029989 | 0 | 800 | 1 | 345000 | FALSE
line_411_311 | bus_GWD_411 | bus_GWD_311 | 411 | 311 | 8.7644 | 0.43822 | 2.1911 | 0 | 150 | 1 | 154000 | FALSE
line_161_409 | bus_CBD_161 | bus_CBD_409 | 161 | 409 | 11.1325 | 0.55662 | 2.7831 | 0 | 150 | 1 | 154000 | FALSE
line_178_178 | bus_GGD_178 | bus_GGD_178 | 178 | 178 | 2.3352 | 0.11676 | 0.58379 | 0 | 150 | 1 | 154000 | FALSE
line_19_19 | bus_CND_019 | bus_CND_019 | 19 | 19 | 0.037048 | 0.0018524 | 0.0092619 | 0 | 150 | 1 | 154000 | FALSE
line_19_19 | bus_CND_019 | bus_CND_019 | 19 | 19 | 4.4402 | 0.22201 | 1.11 | 0 | 150 | 1 | 154000 | FALSE
line_153_153 | bus_GGD_153 | bus_GGD_153 | 153 | 153 | 0.1252 | 0.0062599 | 0.0313 | 0 | 800 | 1 | 345000 | FALSE
line_153_153 | bus_GGD_153 | bus_GGD_153 | 153 | 153 | 0.13101 | 0.0065505 | 0.032752 | 0 | 800 | 1 | 345000 | FALSE
line_9_9 | bus_CND_009 | bus_CND_009 | 9 | 9 | 0.055837 | 0.0027919 | 0.013959 | 0 | 800 | 1 | 345000 | FALSE
line_9_9 | bus_CND_009 | bus_CND_009 | 9 | 9 | 0.060702 | 0.0030351 | 0.015176 | 0 | 800 | 1 | 345000 | FALSE
line_9_9 | bus_CND_009 | bus_CND_009 | 9 | 9 | 0.057565 | 0.0028782 | 0.014391 | 0 | 800 | 1 | 345000 | FALSE
line_9_9 | bus_CND_009 | bus_CND_009 | 9 | 9 | 0.06556 | 0.003278 | 0.01639 | 0 | 800 | 1 | 345000 | FALSE
line_9_9 | bus_CND_009 | bus_CND_009 | 9 | 9 | 0.10666 | 0.0053328 | 0.026664 | 0 | 800 | 1 | 345000 | FALSE
line_9_9 | bus_CND_009 | bus_CND_009 | 9 | 9 | 0.10139 | 0.0050694 | 0.025347 | 0 | 800 | 1 | 345000 | FALSE
line_9_9 | bus_CND_009 | bus_CND_009 | 9 | 9 | 0.6925 | 0.034625 | 0.17313 | 0 | 800 | 1 | 345000 | FALSE
line_9_9 | bus_CND_009 | bus_CND_009 | 9 | 9 | 0.23561 | 0.011781 | 0.058903 | 0 | 800 | 1 | 345000 | FALSE
line_9_9 | bus_CND_009 | bus_CND_009 | 9 | 9 | 0.92388 | 0.046194 | 0.23097 | 0 | 800 | 1 | 345000 | FALSE
line_9_9 | bus_CND_009 | bus_CND_009 | 9 | 9 | 1.6843 | 0.084215 | 0.42107 | 0 | 800 | 1 | 345000 | FALSE
line_9_15 | bus_CND_009 | bus_CND_015 | 9 | 15 | 5.2889 | 0.26444 | 1.3222 | 0 | 800 | 1 | 345000 | FALSE
line_15_15 | bus_CND_015 | bus_CND_015 | 15 | 15 | 6.9948 | 0.34974 | 1.7487 | 0 | 800 | 1 | 345000 | FALSE
line_158_158 | bus_CND_158 | bus_CND_158 | 158 | 158 | 0.15786 | 0.0078932 | 0.039466 | 0 | 800 | 1 | 345000 | FALSE
line_158_12 | bus_CND_158 | bus_CND_012 | 158 | 12 | 10.1262 | 0.50631 | 2.5316 | 0 | 800 | 1 | 345000 | FALSE
line_12_12 | bus_CND_012 | bus_CND_012 | 12 | 12 | 0.11534 | 0.0057669 | 0.028834 | 0 | 800 | 1 | 345000 | FALSE
line_12_12 | bus_CND_012 | bus_CND_012 | 12 | 12 | 0.10357 | 0.0051787 | 0.025893 | 0 | 800 | 1 | 345000 | FALSE
line_12_12 | bus_CND_012 | bus_CND_012 | 12 | 12 | 0.11599 | 0.0057997 | 0.028999 | 0 | 800 | 1 | 345000 | FALSE
line_12_12 | bus_CND_012 | bus_CND_012 | 12 | 12 | 0.10395 | 0.0051977 | 0.025989 | 0 | 800 | 1 | 345000 | FALSE
line_12_12 | bus_CND_012 | bus_CND_012 | 12 | 12 | 0.10852 | 0.0054261 | 0.027131 | 0 | 800 | 1 | 345000 | FALSE
line_12_12 | bus_CND_012 | bus_CND_012 | 12 | 12 | 0.11125 | 0.0055627 | 0.027813 | 0 | 800 | 1 | 345000 | FALSE
line_240_240 | bus_CND_240 | bus_CND_240 | 240 | 240 | 0.096963 | 0.0048482 | 0.024241 | 0 | 800 | 1 | 345000 | FALSE
line_240_240 | bus_CND_240 | bus_CND_240 | 240 | 240 | 0.14834 | 0.0074171 | 0.037085 | 0 | 800 | 1 | 345000 | FALSE
line_240_240 | bus_CND_240 | bus_CND_240 | 240 | 240 | 0.090084 | 0.0045042 | 0.022521 | 0 | 800 | 1 | 345000 | FALSE
line_158_158 | bus_CND_158 | bus_CND_158 | 158 | 158 | 0.069227 | 0.0034614 | 0.017307 | 0 | 800 | 1 | 345000 | FALSE
line_158_158 | bus_CND_158 | bus_CND_158 | 158 | 158 | 0.067734 | 0.0033867 | 0.016934 | 0 | 800 | 1 | 345000 | FALSE
line_158_158 | bus_CND_158 | bus_CND_158 | 158 | 158 | 0.083852 | 0.0041926 | 0.020963 | 0 | 800 | 1 | 345000 | FALSE
line_158_158 | bus_CND_158 | bus_CND_158 | 158 | 158 | 0.073142 | 0.0036571 | 0.018286 | 0 | 800 | 1 | 345000 | FALSE
line_158_158 | bus_CND_158 | bus_CND_158 | 158 | 158 | 0.076287 | 0.0038143 | 0.019072 | 0 | 800 | 1 | 345000 | FALSE
line_158_158 | bus_CND_158 | bus_CND_158 | 158 | 158 | 0.076922 | 0.0038461 | 0.01923 | 0 | 800 | 1 | 345000 | FALSE
line_330_330 | bus_CND_330 | bus_CND_330 | 330 | 330 | 0.029444 | 0.0014722 | 0.007361 | 0 | 800 | 1 | 345000 | FALSE
line_330_330 | bus_CND_330 | bus_CND_330 | 330 | 330 | 0.045349 | 0.0022675 | 0.011337 | 0 | 800 | 1 | 345000 | FALSE
line_68_68 | bus_SEL_068 | bus_SEL_068 | 68 | 68 | 2.9298 | 0.14649 | 0.73246 | 0 | 150 | 1 | 154000 | FALSE
line_68_68 | bus_SEL_068 | bus_SEL_068 | 68 | 68 | 0.18596 | 0.0092978 | 0.046489 | 0 | 150 | 1 | 154000 | FALSE
line_68_234 | bus_SEL_068 | bus_GGD_234 | 68 | 234 | 9.5287 | 0.47643 | 2.3822 | 0 | 150 | 1 | 154000 | FALSE
line_23_23 | bus_GGD_023 | bus_GGD_023 | 23 | 23 | 0.050252 | 0.0025126 | 0.012563 | 0 | 150 | 1 | 154000 | FALSE
line_23_23 | bus_GGD_023 | bus_GGD_023 | 23 | 23 | 0.04333 | 0.0021665 | 0.010832 | 0 | 150 | 1 | 154000 | FALSE
line_23_23 | bus_GGD_023 | bus_GGD_023 | 23 | 23 | 2.2418 | 0.11209 | 0.56045 | 0 | 150 | 1 | 154000 | FALSE
line_23_23 | bus_GGD_023 | bus_GGD_023 | 23 | 23 | 0.42037 | 0.021019 | 0.10509 | 0 | 150 | 1 | 154000 | FALSE
line_23_23 | bus_GGD_023 | bus_GGD_023 | 23 | 23 | 3.8264 | 0.19132 | 0.9566 | 0 | 150 | 1 | 154000 | FALSE
line_23_23 | bus_GGD_023 | bus_GGD_023 | 23 | 23 | 1.8267 | 0.091333 | 0.45667 | 0 | 800 | 1 | 345000 | FALSE
line_234_234 | bus_GGD_234 | bus_GGD_234 | 234 | 234 | 3.1784 | 0.15892 | 0.7946 | 0 | 150 | 1 | 154000 | FALSE
line_234_234 | bus_GGD_234 | bus_GGD_234 | 234 | 234 | 0.018336 | 0.00091682 | 0.0045841 | 0 | 150 | 1 | 154000 | FALSE
line_234_165 | bus_GGD_234 | bus_GGD_165 | 234 | 165 | 1.8777 | 0.093887 | 0.46944 | 0 | 150 | 1 | 154000 | FALSE
line_165_165 | bus_GGD_165 | bus_GGD_165 | 165 | 165 | 1.3696 | 0.068479 | 0.34239 | 0 | 150 | 1 | 154000 | FALSE
line_165_165 | bus_GGD_165 | bus_GGD_165 | 165 | 165 | 1.6736 | 0.083682 | 0.41841 | 0 | 150 | 1 | 154000 | FALSE
line_160_68 | bus_GGD_160 | bus_SEL_068 | 160 | 68 | 3.3818 | 0.16909 | 0.84545 | 0 | 150 | 1 | 154000 | FALSE
line_68_68 | bus_SEL_068 | bus_SEL_068 | 68 | 68 | 0.95363 | 0.047682 | 0.23841 | 0 | 150 | 1 | 154000 | FALSE
line_68_68 | bus_SEL_068 | bus_SEL_068 | 68 | 68 | 0.63876 | 0.031938 | 0.15969 | 0 | 150 | 1 | 154000 | FALSE
line_68_68 | bus_SEL_068 | bus_SEL_068 | 68 | 68 | 5.3383 | 0.26692 | 1.3346 | 0 | 150 | 1 | 154000 | FALSE
line_68_68 | bus_SEL_068 | bus_SEL_068 | 68 | 68 | 0.095849 | 0.0047924 | 0.023962 | 0 | 150 | 1 | 154000 | FALSE
line_68_68 | bus_SEL_068 | bus_SEL_068 | 68 | 68 | 0.13398 | 0.0066989 | 0.033494 | 0 | 150 | 1 | 154000 | FALSE
line_68_68 | bus_SEL_068 | bus_SEL_068 | 68 | 68 | 0.096398 | 0.0048199 | 0.0241 | 0 | 150 | 1 | 154000 | FALSE
line_68_68 | bus_SEL_068 | bus_SEL_068 | 68 | 68 | 0.29132 | 0.014566 | 0.072829 | 0 | 150 | 1 | 154000 | FALSE
line_68_68 | bus_SEL_068 | bus_SEL_068 | 68 | 68 | 1.0182 | 0.050909 | 0.25454 | 0 | 150 | 1 | 154000 | FALSE
line_39_38 | bus_USN_039 | bus_USN_038 | 39 | 38 | 3.4868 | 0.17434 | 0.8717 | 0 | 150 | 1 | 154000 | FALSE
line_38_38 | bus_USN_038 | bus_USN_038 | 38 | 38 | 2.8015 | 0.14008 | 0.70038 | 0 | 150 | 1 | 154000 | FALSE
line_413_211 | bus_GWJ_413 | bus_JND_211 | 413 | 211 | 15.2067 | 0.76033 | 3.8017 | 0 | 150 | 1 | 154000 | FALSE
line_160_292 | bus_GGD_160 | bus_ICN_292 | 160 | 292 | 3.6136 | 0.18068 | 0.90341 | 0 | 150 | 1 | 154000 | FALSE
line_292_292 | bus_ICN_292 | bus_ICN_292 | 292 | 292 | 3.217 | 0.16085 | 0.80425 | 0 | 150 | 1 | 154000 | FALSE
line_292_292 | bus_ICN_292 | bus_ICN_292 | 292 | 292 | 1.3387 | 0.066934 | 0.33467 | 0 | 150 | 1 | 154000 | FALSE
line_292_292 | bus_ICN_292 | bus_ICN_292 | 292 | 292 | 2.9595 | 0.14798 | 0.73988 | 0 | 150 | 1 | 154000 | FALSE
line_292_292 | bus_ICN_292 | bus_ICN_292 | 292 | 292 | 0.25141 | 0.012571 | 0.062853 | 0 | 150 | 1 | 154000 | FALSE
line_292_292 | bus_ICN_292 | bus_ICN_292 | 292 | 292 | 0.49364 | 0.024682 | 0.12341 | 0 | 150 | 1 | 154000 | FALSE
line_292_292 | bus_ICN_292 | bus_ICN_292 | 292 | 292 | 0.15047 | 0.0075235 | 0.037618 | 0 | 150 | 1 | 154000 | FALSE
line_292_292 | bus_ICN_292 | bus_ICN_292 | 292 | 292 | 0.25738 | 0.012869 | 0.064346 | 0 | 150 | 1 | 154000 | FALSE
line_292_292 | bus_ICN_292 | bus_ICN_292 | 292 | 292 | 1.4556 | 0.072778 | 0.36389 | 0 | 150 | 1 | 154000 | FALSE
line_292_292 | bus_ICN_292 | bus_ICN_292 | 292 | 292 | 1.196 | 0.059798 | 0.29899 | 0 | 150 | 1 | 154000 | FALSE
line_292_292 | bus_ICN_292 | bus_ICN_292 | 292 | 292 | 2.1554 | 0.10777 | 0.53884 | 0 | 150 | 1 | 154000 | FALSE
line_414_414 | bus_GBD_414 | bus_GBD_414 | 414 | 414 | 0.021084 | 0.0010542 | 0.0052709 | 0 | 150 | 1 | 154000 | FALSE
line_414_355 | bus_GBD_414 | bus_GBD_355 | 414 | 355 | 14.5701 | 0.7285 | 3.6425 | 0 | 150 | 1 | 154000 | FALSE
line_139_139 | bus_GBD_139 | bus_GBD_139 | 139 | 139 | 0.063369 | 0.0031685 | 0.015842 | 0 | 150 | 1 | 154000 | FALSE
line_139_139 | bus_GBD_139 | bus_GBD_139 | 139 | 139 | 0.057014 | 0.0028507 | 0.014253 | 0 | 150 | 1 | 154000 | FALSE
line_139_139 | bus_GBD_139 | bus_GBD_139 | 139 | 139 | 0.051833 | 0.0025917 | 0.012958 | 0 | 150 | 1 | 154000 | FALSE
line_139_139 | bus_GBD_139 | bus_GBD_139 | 139 | 139 | 0.050545 | 0.0025272 | 0.012636 | 0 | 150 | 1 | 154000 | FALSE
line_10_10 | bus_CBD_010 | bus_CBD_010 | 10 | 10 | 0.13704 | 0.006852 | 0.03426 | 0 | 800 | 1 | 345000 | FALSE
line_10_10 | bus_CBD_010 | bus_CBD_010 | 10 | 10 | 0.13835 | 0.0069176 | 0.034588 | 0 | 800 | 1 | 345000 | FALSE
line_10_10 | bus_CBD_010 | bus_CBD_010 | 10 | 10 | 0.063061 | 0.003153 | 0.015765 | 0 | 150 | 1 | 154000 | FALSE
line_10_10 | bus_CBD_010 | bus_CBD_010 | 10 | 10 | 0.31295 | 0.015648 | 0.078238 | 0 | 150 | 1 | 154000 | FALSE
line_10_10 | bus_CBD_010 | bus_CBD_010 | 10 | 10 | 0.28822 | 0.014411 | 0.072056 | 0 | 150 | 1 | 154000 | FALSE
line_10_10 | bus_CBD_010 | bus_CBD_010 | 10 | 10 | 0.29288 | 0.014644 | 0.073221 | 0 | 150 | 1 | 154000 | FALSE
line_10_10 | bus_CBD_010 | bus_CBD_010 | 10 | 10 | 0.29677 | 0.014839 | 0.074193 | 0 | 150 | 1 | 154000 | FALSE
line_10_10 | bus_CBD_010 | bus_CBD_010 | 10 | 10 | 0.31197 | 0.015598 | 0.077992 | 0 | 150 | 1 | 154000 | FALSE
line_10_10 | bus_CBD_010 | bus_CBD_010 | 10 | 10 | 0.070089 | 0.0035045 | 0.017522 | 0 | 150 | 1 | 154000 | FALSE
line_10_10 | bus_CBD_010 | bus_CBD_010 | 10 | 10 | 0.25387 | 0.012694 | 0.063468 | 0 | 150 | 1 | 154000 | FALSE
line_10_10 | bus_CBD_010 | bus_CBD_010 | 10 | 10 | 0.24335 | 0.012167 | 0.060837 | 0 | 150 | 1 | 154000 | FALSE
line_10_10 | bus_CBD_010 | bus_CBD_010 | 10 | 10 | 0.236 | 0.0118 | 0.059001 | 0 | 150 | 1 | 154000 | FALSE
line_10_10 | bus_CBD_010 | bus_CBD_010 | 10 | 10 | 0.24769 | 0.012384 | 0.061922 | 0 | 150 | 1 | 154000 | FALSE
line_138_138 | bus_CBD_138 | bus_CBD_138 | 138 | 138 | 0.023634 | 0.0011817 | 0.0059085 | 0 | 150 | 1 | 154000 | FALSE
line_10_138 | bus_CBD_010 | bus_CBD_138 | 10 | 138 | 7.8697 | 0.39349 | 1.9674 | 0 | 150 | 1 | 154000 | FALSE
line_192_192 | bus_GBD_192 | bus_GBD_192 | 192 | 192 | 0.49372 | 0.024686 | 0.12343 | 0 | 150 | 1 | 154000 | FALSE
line_192_192 | bus_GBD_192 | bus_GBD_192 | 192 | 192 | 0.52288 | 0.026144 | 0.13072 | 0 | 150 | 1 | 154000 | FALSE
line_356_192 | bus_GBD_356 | bus_GBD_192 | 356 | 192 | 22.5013 | 1.1251 | 5.6253 | 0 | 150 | 1 | 154000 | FALSE
line_356_356 | bus_GBD_356 | bus_GBD_356 | 356 | 356 | 0.32273 | 0.016137 | 0.080683 | 0 | 150 | 1 | 154000 | FALSE
line_291_291 | bus_GBD_291 | bus_GBD_291 | 291 | 291 | 0.047611 | 0.0023806 | 0.011903 | 0 | 150 | 1 | 154000 | FALSE
line_291_291 | bus_GBD_291 | bus_GBD_291 | 291 | 291 | 0.0392 | 0.00196 | 0.0098001 | 0 | 150 | 1 | 154000 | FALSE
line_291_291 | bus_GBD_291 | bus_GBD_291 | 291 | 291 | 0.034574 | 0.0017287 | 0.0086435 | 0 | 150 | 1 | 154000 | FALSE
line_291_291 | bus_GBD_291 | bus_GBD_291 | 291 | 291 | 0.035289 | 0.0017644 | 0.0088222 | 0 | 150 | 1 | 154000 | FALSE
line_291_291 | bus_GBD_291 | bus_GBD_291 | 291 | 291 | 0.58286 | 0.029143 | 0.14572 | 0 | 150 | 1 | 154000 | FALSE
line_396_396 | bus_GBD_396 | bus_GBD_396 | 396 | 396 | 0.3242 | 0.01621 | 0.081049 | 0 | 150 | 1 | 154000 | FALSE
line_396_396 | bus_GBD_396 | bus_GBD_396 | 396 | 396 | 0.20946 | 0.010473 | 0.052366 | 0 | 150 | 1 | 154000 | FALSE
line_265_208 | bus_GBD_265 | bus_GBD_208 | 265 | 208 | 42.1297 | 2.1065 | 10.5324 | 0 | 150 | 1 | 154000 | FALSE
line_165_165 | bus_GGD_165 | bus_GGD_165 | 165 | 165 | 0.5069 | 0.025345 | 0.12672 | 0 | 150 | 1 | 154000 | FALSE
line_165_165 | bus_GGD_165 | bus_GGD_165 | 165 | 165 | 0.14004 | 0.007002 | 0.03501 | 0 | 150 | 1 | 154000 | FALSE
line_165_165 | bus_GGD_165 | bus_GGD_165 | 165 | 165 | 1.1081 | 0.055406 | 0.27703 | 0 | 150 | 1 | 154000 | FALSE
line_165_165 | bus_GGD_165 | bus_GGD_165 | 165 | 165 | 3.0809 | 0.15405 | 0.77023 | 0 | 150 | 1 | 154000 | FALSE
line_165_165 | bus_GGD_165 | bus_GGD_165 | 165 | 165 | 0.40588 | 0.020294 | 0.10147 | 0 | 150 | 1 | 154000 | FALSE
line_165_165 | bus_GGD_165 | bus_GGD_165 | 165 | 165 | 0.42573 | 0.021287 | 0.10643 | 0 | 150 | 1 | 154000 | FALSE
line_165_165 | bus_GGD_165 | bus_GGD_165 | 165 | 165 | 0.40084 | 0.020042 | 0.10021 | 0 | 150 | 1 | 154000 | FALSE
line_165_165 | bus_GGD_165 | bus_GGD_165 | 165 | 165 | 0.36973 | 0.018487 | 0.092433 | 0 | 150 | 1 | 154000 | FALSE
line_165_165 | bus_GGD_165 | bus_GGD_165 | 165 | 165 | 0.27089 | 0.013544 | 0.067722 | 0 | 150 | 1 | 154000 | FALSE
line_165_165 | bus_GGD_165 | bus_GGD_165 | 165 | 165 | 0.47749 | 0.023874 | 0.11937 | 0 | 150 | 1 | 154000 | FALSE
line_165_165 | bus_GGD_165 | bus_GGD_165 | 165 | 165 | 0.47686 | 0.023843 | 0.11921 | 0 | 150 | 1 | 154000 | FALSE
line_165_165 | bus_GGD_165 | bus_GGD_165 | 165 | 165 | 0.050239 | 0.002512 | 0.01256 | 0 | 800 | 1 | 345000 | FALSE
line_165_165 | bus_GGD_165 | bus_GGD_165 | 165 | 165 | 0.077949 | 0.0038974 | 0.019487 | 0 | 800 | 1 | 345000 | FALSE
line_165_165 | bus_GGD_165 | bus_GGD_165 | 165 | 165 | 0.072799 | 0.0036399 | 0.0182 | 0 | 800 | 1 | 345000 | FALSE
line_165_165 | bus_GGD_165 | bus_GGD_165 | 165 | 165 | 0.079307 | 0.0039653 | 0.019827 | 0 | 800 | 1 | 345000 | FALSE
line_165_165 | bus_GGD_165 | bus_GGD_165 | 165 | 165 | 0.073882 | 0.0036941 | 0.01847 | 0 | 800 | 1 | 345000 | FALSE
line_164_164 | bus_GBD_164 | bus_GBD_164 | 164 | 164 | 1.5154 | 0.07577 | 0.37885 | 0 | 150 | 1 | 154000 | FALSE
line_164_164 | bus_GBD_164 | bus_GBD_164 | 164 | 164 | 0.25385 | 0.012692 | 0.063462 | 0 | 150 | 1 | 154000 | FALSE
line_164_164 | bus_GBD_164 | bus_GBD_164 | 164 | 164 | 0.25433 | 0.012716 | 0.063582 | 0 | 150 | 1 | 154000 | FALSE
line_299_299 | bus_GGD_299 | bus_GGD_299 | 299 | 299 | 0.43804 | 0.021902 | 0.10951 | 0 | 150 | 1 | 154000 | FALSE
line_300_189 | bus_GGD_300 | bus_GGD_189 | 300 | 189 | 11.2133 | 0.56067 | 2.8033 | 0 | 800 | 1 | 345000 | FALSE
line_314_314 | bus_GGD_314 | bus_GGD_314 | 314 | 314 | 0.059774 | 0.0029887 | 0.014944 | 0 | 150 | 1 | 154000 | FALSE
line_31_315 | bus_GGD_031 | bus_GGD_315 | 31 | 315 | 10.7018 | 0.53509 | 2.6755 | 0 | 150 | 1 | 154000 | FALSE
line_31_31 | bus_GGD_031 | bus_GGD_031 | 31 | 31 | 0.48776 | 0.024388 | 0.12194 | 0 | 150 | 1 | 154000 | FALSE
line_179_179 | bus_ICN_179 | bus_ICN_179 | 179 | 179 | 0.026526 | 0.0013263 | 0.0066316 | 0 | 150 | 1 | 154000 | FALSE
line_179_179 | bus_ICN_179 | bus_ICN_179 | 179 | 179 | 0.022668 | 0.0011334 | 0.0056671 | 0 | 150 | 1 | 154000 | FALSE
line_179_179 | bus_ICN_179 | bus_ICN_179 | 179 | 179 | 3.0367 | 0.15183 | 0.75917 | 0 | 150 | 1 | 154000 | FALSE
line_179_179 | bus_ICN_179 | bus_ICN_179 | 179 | 179 | 0.14047 | 0.0070233 | 0.035117 | 0 | 150 | 1 | 154000 | FALSE
line_179_179 | bus_ICN_179 | bus_ICN_179 | 179 | 179 | 1.7338 | 0.086692 | 0.43346 | 0 | 150 | 1 | 154000 | FALSE
line_179_179 | bus_ICN_179 | bus_ICN_179 | 179 | 179 | 0.047964 | 0.0023982 | 0.011991 | 0 | 150 | 1 | 154000 | FALSE
line_179_179 | bus_ICN_179 | bus_ICN_179 | 179 | 179 | 0.047934 | 0.0023967 | 0.011983 | 0 | 150 | 1 | 154000 | FALSE
line_179_179 | bus_ICN_179 | bus_ICN_179 | 179 | 179 | 1.1599 | 0.057996 | 0.28998 | 0 | 150 | 1 | 154000 | FALSE
line_179_179 | bus_ICN_179 | bus_ICN_179 | 179 | 179 | 0.39006 | 0.019503 | 0.097514 | 0 | 150 | 1 | 154000 | FALSE
line_64_64 | bus_GGD_064 | bus_GGD_064 | 64 | 64 | 0.05438 | 0.002719 | 0.013595 | 0 | 150 | 1 | 154000 | FALSE
line_179_179 | bus_ICN_179 | bus_ICN_179 | 179 | 179 | 5.5694 | 0.27847 | 1.3923 | 0 | 150 | 1 | 154000 | FALSE
line_292_292 | bus_ICN_292 | bus_ICN_292 | 292 | 292 | 0.37465 | 0.018733 | 0.093663 | 0 | 150 | 1 | 154000 | FALSE
line_413_413 | bus_GWJ_413 | bus_GWJ_413 | 413 | 413 | 0.060566 | 0.0030283 | 0.015141 | 0 | 150 | 1 | 154000 | FALSE
line_413_413 | bus_GWJ_413 | bus_GWJ_413 | 413 | 413 | 0.054381 | 0.0027191 | 0.013595 | 0 | 150 | 1 | 154000 | FALSE
line_413_413 | bus_GWJ_413 | bus_GWJ_413 | 413 | 413 | 0.068049 | 0.0034024 | 0.017012 | 0 | 150 | 1 | 154000 | FALSE
line_413_413 | bus_GWJ_413 | bus_GWJ_413 | 413 | 413 | 0.051557 | 0.0025778 | 0.012889 | 0 | 150 | 1 | 154000 | FALSE
line_211_211 | bus_JND_211 | bus_JND_211 | 211 | 211 | 0.88252 | 0.044126 | 0.22063 | 0 | 150 | 1 | 154000 | FALSE
line_212_212 | bus_GWJ_212 | bus_GWJ_212 | 212 | 212 | 0.7873 | 0.039365 | 0.19682 | 0 | 150 | 1 | 154000 | FALSE
line_212_212 | bus_GWJ_212 | bus_GWJ_212 | 212 | 212 | 0.030707 | 0.0015354 | 0.0076768 | 0 | 150 | 1 | 154000 | FALSE
line_159_159 | bus_CND_159 | bus_CND_159 | 159 | 159 | 0.21387 | 0.010693 | 0.053467 | 0 | 150 | 1 | 154000 | FALSE
line_159_159 | bus_CND_159 | bus_CND_159 | 159 | 159 | 4.5537 | 0.22768 | 1.1384 | 0 | 150 | 1 | 154000 | FALSE
line_239_240 | bus_CND_239 | bus_CND_240 | 239 | 240 | 9.0734 | 0.45367 | 2.2684 | 0 | 800 | 1 | 345000 | FALSE
line_318_320 | bus_CND_318 | bus_CND_320 | 318 | 320 | 7.3502 | 0.36751 | 1.8376 | 0 | 150 | 1 | 154000 | FALSE
line_4_4 | bus_DJN_004 | bus_DJN_004 | 4 | 4 | 4.9278 | 0.24639 | 1.232 | 0 | 150 | 1 | 154000 | FALSE
line_374_415 | bus_GWD_374 | bus_GWD_415 | 374 | 415 | 11.1737 | 0.55869 | 2.7934 | 0 | 5 | 1 | 15000 | FALSE
line_68_68 | bus_SEL_068 | bus_SEL_068 | 68 | 68 | 0.67571 | 0.033786 | 0.16893 | 0 | 800 | 1 | 345000 | FALSE
line_133_133 | bus_GWJ_133 | bus_GWJ_133 | 133 | 133 | 3.9742 | 0.19871 | 0.99356 | 0 | 150 | 1 | 154000 | FALSE
line_226_226 | bus_JND_226 | bus_JND_226 | 226 | 226 | 0.028426 | 0.0014213 | 0.0071066 | 0 | 150 | 1 | 154000 | FALSE
line_226_226 | bus_JND_226 | bus_JND_226 | 226 | 226 | 0.029334 | 0.0014667 | 0.0073335 | 0 | 150 | 1 | 154000 | FALSE
line_226_226 | bus_JND_226 | bus_JND_226 | 226 | 226 | 0.019643 | 0.00098217 | 0.0049108 | 0 | 150 | 1 | 154000 | FALSE
line_226_226 | bus_JND_226 | bus_JND_226 | 226 | 226 | 0.019507 | 0.00097535 | 0.0048767 | 0 | 150 | 1 | 154000 | FALSE
line_226_226 | bus_JND_226 | bus_JND_226 | 226 | 226 | 0.22146 | 0.011073 | 0.055366 | 0 | 150 | 1 | 154000 | FALSE
line_226_226 | bus_JND_226 | bus_JND_226 | 226 | 226 | 0.040278 | 0.0020139 | 0.010069 | 0 | 150 | 1 | 154000 | FALSE
line_226_226 | bus_JND_226 | bus_JND_226 | 226 | 226 | 0.035132 | 0.0017566 | 0.008783 | 0 | 150 | 1 | 154000 | FALSE
line_416_226 | bus_JND_416 | bus_JND_226 | 416 | 226 | 26.5701 | 1.3285 | 6.6425 | 0 | 150 | 1 | 154000 | FALSE
line_178_195 | bus_GGD_178 | bus_GGD_195 | 178 | 195 | 9.5601 | 0.478 | 2.39 | 0 | 150 | 1 | 154000 | FALSE
line_371_371 | bus_JBD_371 | bus_JBD_371 | 371 | 371 | 1.0294 | 0.051468 | 0.25734 | 0 | 150 | 1 | 154000 | FALSE
line_368_368 | bus_GWD_368 | bus_GWD_368 | 368 | 368 | 0.18517 | 0.0092584 | 0.046292 | 0 | 150 | 1 | 154000 | FALSE
line_368_368 | bus_GWD_368 | bus_GWD_368 | 368 | 368 | 0.20292 | 0.010146 | 0.050729 | 0 | 150 | 1 | 154000 | FALSE
line_84_85 | bus_JJD_084 | bus_JJD_085 | 84 | 85 | 10.3924 | 0.51962 | 2.5981 | 0 | 150 | 1 | 154000 | FALSE
line_85_85 | bus_JJD_085 | bus_JJD_085 | 85 | 85 | 0.044059 | 0.0022029 | 0.011015 | 0 | 150 | 1 | 154000 | FALSE
line_85_85 | bus_JJD_085 | bus_JJD_085 | 85 | 85 | 0.039807 | 0.0019903 | 0.0099516 | 0 | 150 | 1 | 154000 | FALSE
line_85_85 | bus_JJD_085 | bus_JJD_085 | 85 | 85 | 0.054295 | 0.0027148 | 0.013574 | 0 | 150 | 1 | 154000 | FALSE
line_85_85 | bus_JJD_085 | bus_JJD_085 | 85 | 85 | 0.063873 | 0.0031936 | 0.015968 | 0 | 150 | 1 | 154000 | FALSE
line_85_85 | bus_JJD_085 | bus_JJD_085 | 85 | 85 | 3.9634 | 0.19817 | 0.99086 | 0 | 150 | 1 | 154000 | FALSE
line_86_86 | bus_JJD_086 | bus_JJD_086 | 86 | 86 | 0.086267 | 0.0043134 | 0.021567 | 0 | 150 | 1 | 154000 | FALSE
line_91_91 | bus_JJD_091 | bus_JJD_091 | 91 | 91 | 0.054093 | 0.0027046 | 0.013523 | 0 | 150 | 1 | 154000 | FALSE
line_91_91 | bus_JJD_091 | bus_JJD_091 | 91 | 91 | 0.051753 | 0.0025876 | 0.012938 | 0 | 150 | 1 | 154000 | FALSE
line_91_91 | bus_JJD_091 | bus_JJD_091 | 91 | 91 | 0.29483 | 0.014741 | 0.073707 | 0 | 150 | 1 | 154000 | FALSE
line_91_91 | bus_JJD_091 | bus_JJD_091 | 91 | 91 | 0.30561 | 0.015281 | 0.076403 | 0 | 150 | 1 | 154000 | FALSE
line_89_89 | bus_JJD_089 | bus_JJD_089 | 89 | 89 | 0.038224 | 0.0019112 | 0.0095559 | 0 | 150 | 1 | 154000 | FALSE
line_89_89 | bus_JJD_089 | bus_JJD_089 | 89 | 89 | 0.033732 | 0.0016866 | 0.0084331 | 0 | 150 | 1 | 154000 | FALSE
line_89_89 | bus_JJD_089 | bus_JJD_089 | 89 | 89 | 0.03169 | 0.0015845 | 0.0079225 | 0 | 150 | 1 | 154000 | FALSE
line_89_89 | bus_JJD_089 | bus_JJD_089 | 89 | 89 | 0.036145 | 0.0018072 | 0.0090362 | 0 | 150 | 1 | 154000 | FALSE
line_89_89 | bus_JJD_089 | bus_JJD_089 | 89 | 89 | 0.56066 | 0.028033 | 0.14016 | 0 | 150 | 1 | 154000 | FALSE
line_85_89 | bus_JJD_085 | bus_JJD_089 | 85 | 89 | 17.8405 | 0.89202 | 4.4601 | 0 | 150 | 1 | 154000 | FALSE
line_86_86 | bus_JJD_086 | bus_JJD_086 | 86 | 86 | 0.016468 | 0.00082339 | 0.004117 | 0 | 150 | 1 | 154000 | FALSE
line_86_86 | bus_JJD_086 | bus_JJD_086 | 86 | 86 | 0.0146 | 0.00073 | 0.00365 | 0 | 150 | 1 | 154000 | FALSE
line_86_86 | bus_JJD_086 | bus_JJD_086 | 86 | 86 | 0.018782 | 0.00093908 | 0.0046954 | 0 | 150 | 1 | 154000 | FALSE
line_86_86 | bus_JJD_086 | bus_JJD_086 | 86 | 86 | 0.015566 | 0.00077832 | 0.0038916 | 0 | 150 | 1 | 154000 | FALSE
line_288_288 | bus_JBD_288 | bus_JBD_288 | 288 | 288 | 4.986 | 0.2493 | 1.2465 | 0 | 150 | 1 | 154000 | FALSE
line_288_288 | bus_JBD_288 | bus_JBD_288 | 288 | 288 | 0.25132 | 0.012566 | 0.062829 | 0 | 150 | 1 | 154000 | FALSE
line_288_288 | bus_JBD_288 | bus_JBD_288 | 288 | 288 | 0.25379 | 0.012689 | 0.063447 | 0 | 150 | 1 | 154000 | FALSE
line_171_56 | bus_GWD_171 | bus_GWD_056 | 171 | 56 | 24.9172 | 1.2459 | 6.2293 | 0 | 800 | 1 | 345000 | FALSE
line_156_257 | bus_CBD_156 | bus_SJN_257 | 156 | 257 | 3.1561 | 0.1578 | 0.78902 | 0 | 150 | 1 | 154000 | FALSE
line_41_41 | bus_BSN_041 | bus_BSN_041 | 41 | 41 | 0.23964 | 0.011982 | 0.059909 | 0 | 800 | 1 | 345000 | FALSE
line_41_41 | bus_BSN_041 | bus_BSN_041 | 41 | 41 | 0.046327 | 0.0023163 | 0.011582 | 0 | 150 | 1 | 154000 | FALSE
line_41_41 | bus_BSN_041 | bus_BSN_041 | 41 | 41 | 0.046327 | 0.0023163 | 0.011582 | 0 | 150 | 1 | 154000 | FALSE
line_41_41 | bus_BSN_041 | bus_BSN_041 | 41 | 41 | 0.046327 | 0.0023163 | 0.011582 | 0 | 150 | 1 | 154000 | FALSE
line_50_50 | bus_DJN_050 | bus_DJN_050 | 50 | 50 | 4.2954 | 0.21477 | 1.0739 | 0 | 150 | 1 | 154000 | FALSE
line_63_62 | bus_GND_063 | bus_BSN_062 | 63 | 62 | 9.9663 | 0.49832 | 2.4916 | 0 | 800 | 1 | 345000 | FALSE
line_40_40 | bus_BSN_040 | bus_BSN_040 | 40 | 40 | 0.052113 | 0.0026056 | 0.013028 | 0 | 800 | 1 | 345000 | FALSE
line_47_47 | bus_GBD_047 | bus_GBD_047 | 47 | 47 | 0.08738 | 0.004369 | 0.021845 | 0 | 800 | 1 | 345000 | FALSE
line_262_262 | bus_GWD_262 | bus_GWD_262 | 262 | 262 | 0.076566 | 0.0038283 | 0.019142 | 0 | 150 | 1 | 154000 | FALSE
line_331_331 | bus_CND_331 | bus_CND_331 | 331 | 331 | 1.4992 | 0.07496 | 0.3748 | 0 | 800 | 1 | 345000 | FALSE
line_331_331 | bus_CND_331 | bus_CND_331 | 331 | 331 | 0.63214 | 0.031607 | 0.15803 | 0 | 800 | 1 | 345000 | FALSE
line_331_331 | bus_CND_331 | bus_CND_331 | 331 | 331 | 0.35233 | 0.017617 | 0.088083 | 0 | 800 | 1 | 345000 | FALSE
line_331_331 | bus_CND_331 | bus_CND_331 | 331 | 331 | 0.28048 | 0.014024 | 0.070121 | 0 | 800 | 1 | 345000 | FALSE
line_180_180 | bus_GND_180 | bus_GND_180 | 180 | 180 | 0.10531 | 0.0052657 | 0.026328 | 0 | 3500 | 1 | 765000 | FALSE
line_180_180 | bus_GND_180 | bus_GND_180 | 180 | 180 | 0.10829 | 0.0054147 | 0.027074 | 0 | 3500 | 1 | 765000 | FALSE
line_180_180 | bus_GND_180 | bus_GND_180 | 180 | 180 | 0.10231 | 0.0051157 | 0.025578 | 0 | 3500 | 1 | 765000 | FALSE
line_180_180 | bus_GND_180 | bus_GND_180 | 180 | 180 | 0.079097 | 0.0039548 | 0.019774 | 0 | 3500 | 1 | 765000 | FALSE
line_180_180 | bus_GND_180 | bus_GND_180 | 180 | 180 | 0.085474 | 0.0042737 | 0.021368 | 0 | 3500 | 1 | 765000 | FALSE
line_62_62 | bus_BSN_062 | bus_BSN_062 | 62 | 62 | 0.32593 | 0.016297 | 0.081484 | 0 | 150 | 1 | 154000 | FALSE
line_62_62 | bus_BSN_062 | bus_BSN_062 | 62 | 62 | 0.089468 | 0.0044734 | 0.022367 | 0 | 800 | 1 | 345000 | FALSE
line_62_62 | bus_BSN_062 | bus_BSN_062 | 62 | 62 | 0.08857 | 0.0044285 | 0.022143 | 0 | 800 | 1 | 345000 | FALSE
line_62_62 | bus_BSN_062 | bus_BSN_062 | 62 | 62 | 0.2058 | 0.01029 | 0.051449 | 0 | 800 | 1 | 345000 | FALSE
line_62_62 | bus_BSN_062 | bus_BSN_062 | 62 | 62 | 0.19787 | 0.0098935 | 0.049468 | 0 | 800 | 1 | 345000 | FALSE
line_62_62 | bus_BSN_062 | bus_BSN_062 | 62 | 62 | 0.10464 | 0.0052319 | 0.026159 | 0 | 800 | 1 | 345000 | FALSE
line_62_62 | bus_BSN_062 | bus_BSN_062 | 62 | 62 | 0.12215 | 0.0061077 | 0.030539 | 0 | 800 | 1 | 345000 | FALSE
line_62_62 | bus_BSN_062 | bus_BSN_062 | 62 | 62 | 0.032076 | 0.0016038 | 0.008019 | 0 | 800 | 1 | 345000 | FALSE
line_251_251 | bus_GBD_251 | bus_GBD_251 | 251 | 251 | 0.55151 | 0.027575 | 0.13788 | 0 | 150 | 1 | 154000 | FALSE
line_0_0 | bus_GWD_000 | bus_GWD_000 | 0 | 0 | 0.17974 | 0.008987 | 0.044935 | 0 | 800 | 1 | 345000 | FALSE
line_0_0 | bus_GWD_000 | bus_GWD_000 | 0 | 0 | 0.18996 | 0.0094981 | 0.04749 | 0 | 800 | 1 | 345000 | FALSE
line_162_162 | bus_CND_162 | bus_CND_162 | 162 | 162 | 1.6433 | 0.082165 | 0.41083 | 0 | 150 | 1 | 154000 | FALSE
line_53_53 | bus_JBD_053 | bus_JBD_053 | 53 | 53 | 0.092844 | 0.0046422 | 0.023211 | 0 | 800 | 1 | 345000 | FALSE
line_39_39 | bus_USN_039 | bus_USN_039 | 39 | 39 | 4.5077 | 0.22539 | 1.1269 | 0 | 150 | 1 | 154000 | FALSE
line_39_39 | bus_USN_039 | bus_USN_039 | 39 | 39 | 7.0192 | 0.35096 | 1.7548 | 0 | 150 | 1 | 154000 | FALSE
line_292_292 | bus_ICN_292 | bus_ICN_292 | 292 | 292 | 1.8294 | 0.091472 | 0.45736 | 0 | 150 | 1 | 154000 | FALSE
line_234_234 | bus_GGD_234 | bus_GGD_234 | 234 | 234 | 3.3153 | 0.16577 | 0.82884 | 0 | 800 | 1 | 345000 | FALSE
line_104_104 | bus_JBD_104 | bus_JBD_104 | 104 | 104 | 1.9447 | 0.097233 | 0.48617 | 0 | 800 | 1 | 345000 | FALSE
line_316_316 | bus_GGD_316 | bus_GGD_316 | 316 | 316 | 2.0473 | 0.10236 | 0.51182 | 0 | 150 | 1 | 154000 | FALSE
line_316_316 | bus_GGD_316 | bus_GGD_316 | 316 | 316 | 3.8163 | 0.19082 | 0.95408 | 0 | 150 | 1 | 154000 | FALSE
line_4_4 | bus_DJN_004 | bus_DJN_004 | 4 | 4 | 0.81113 | 0.040557 | 0.20278 | 0 | 150 | 1 | 154000 | FALSE
line_104_104 | bus_JBD_104 | bus_JBD_104 | 104 | 104 | 1.3156 | 0.065778 | 0.32889 | 0 | 150 | 1 | 154000 | FALSE
line_7_7 | bus_GGD_007 | bus_GGD_007 | 7 | 7 | 1.1372 | 0.056858 | 0.28429 | 0 | 800 | 1 | 345000 | FALSE
line_178_178 | bus_GGD_178 | bus_GGD_178 | 178 | 178 | 1.1714 | 0.058569 | 0.29284 | 0 | 800 | 1 | 345000 | FALSE
line_287_287 | bus_JBD_287 | bus_JBD_287 | 287 | 287 | 1.7501 | 0.087506 | 0.43753 | 0 | 150 | 1 | 154000 | FALSE
line_160_160 | bus_GGD_160 | bus_GGD_160 | 160 | 160 | 5.3327 | 0.26663 | 1.3332 | 0 | 800 | 1 | 345000 | FALSE
line_160_324 | bus_GGD_160 | bus_ICN_324 | 160 | 324 | 4.2236 | 0.21118 | 1.0559 | 0 | 800 | 1 | 345000 | FALSE
line_160_160 | bus_GGD_160 | bus_GGD_160 | 160 | 160 | 6.4205 | 0.32102 | 1.6051 | 0 | 150 | 1 | 154000 | FALSE
line_144_144 | bus_JBD_144 | bus_JBD_144 | 144 | 144 | 0.82861 | 0.04143 | 0.20715 | 0 | 150 | 1 | 154000 | FALSE
line_53_53 | bus_JBD_053 | bus_JBD_053 | 53 | 53 | 0.53393 | 0.026697 | 0.13348 | 0 | 150 | 1 | 154000 | FALSE
line_53_53 | bus_JBD_053 | bus_JBD_053 | 53 | 53 | 1.68 | 0.084002 | 0.42001 | 0 | 150 | 1 | 154000 | FALSE
line_144_144 | bus_JBD_144 | bus_JBD_144 | 144 | 144 | 1.1062 | 0.055308 | 0.27654 | 0 | 150 | 1 | 154000 | FALSE
line_128_128 | bus_GND_128 | bus_GND_128 | 128 | 128 | 1.0241 | 0.051203 | 0.25601 | 0 | 150 | 1 | 154000 | FALSE
line_298_298 | bus_GND_298 | bus_GND_298 | 298 | 298 | 2.1908 | 0.10954 | 0.5477 | 0 | 150 | 1 | 154000 | FALSE
line_378_378 | bus_JBD_378 | bus_JBD_378 | 378 | 378 | 1.6575 | 0.082875 | 0.41437 | 0 | 150 | 1 | 154000 | FALSE
line_270_270 | bus_JBD_270 | bus_JBD_270 | 270 | 270 | 2.0424 | 0.10212 | 0.51061 | 0 | 150 | 1 | 154000 | FALSE
line_51_51 | bus_DJN_051 | bus_DJN_051 | 51 | 51 | 1.5577 | 0.077887 | 0.38944 | 0 | 150 | 1 | 154000 | FALSE
line_10_10 | bus_CBD_010 | bus_CBD_010 | 10 | 10 | 0.73888 | 0.036944 | 0.18472 | 0 | 150 | 1 | 154000 | FALSE
line_51_51 | bus_DJN_051 | bus_DJN_051 | 51 | 51 | 0.83938 | 0.041969 | 0.20984 | 0 | 150 | 1 | 154000 | FALSE
line_129_129 | bus_GND_129 | bus_GND_129 | 129 | 129 | 0.97991 | 0.048995 | 0.24498 | 0 | 150 | 1 | 154000 | FALSE
line_247_247 | bus_JND_247 | bus_JND_247 | 247 | 247 | 1.3978 | 0.069892 | 0.34946 | 0 | 150 | 1 | 154000 | FALSE
line_211_211 | bus_JND_211 | bus_JND_211 | 211 | 211 | 0.84674 | 0.042337 | 0.21168 | 0 | 150 | 1 | 154000 | FALSE
line_211_211 | bus_JND_211 | bus_JND_211 | 211 | 211 | 1.4347 | 0.071736 | 0.35868 | 0 | 150 | 1 | 154000 | FALSE
line_362_362 | bus_JND_362 | bus_JND_362 | 362 | 362 | 0.68192 | 0.034096 | 0.17048 | 0 | 150 | 1 | 154000 | FALSE
line_43_43 | bus_GWJ_043 | bus_GWJ_043 | 43 | 43 | 0.3977 | 0.019885 | 0.099426 | 0 | 150 | 1 | 154000 | FALSE
line_407_407 | bus_BSN_407 | bus_BSN_407 | 407 | 407 | 2.8564 | 0.14282 | 0.7141 | 0 | 150 | 1 | 154000 | FALSE
line_192_192 | bus_GBD_192 | bus_GBD_192 | 192 | 192 | 0.89852 | 0.044926 | 0.22463 | 0 | 150 | 1 | 154000 | FALSE
line_92_92 | bus_GBD_092 | bus_GBD_092 | 92 | 92 | 0.20061 | 0.010031 | 0.050153 | 0 | 150 | 1 | 154000 | FALSE
line_92_92 | bus_GBD_092 | bus_GBD_092 | 92 | 92 | 0.40339 | 0.02017 | 0.10085 | 0 | 150 | 1 | 154000 | FALSE
line_68_68 | bus_SEL_068 | bus_SEL_068 | 68 | 68 | 1.0677 | 0.053383 | 0.26691 | 0 | 150 | 1 | 154000 | FALSE
line_234_234 | bus_GGD_234 | bus_GGD_234 | 234 | 234 | 0.35285 | 0.017642 | 0.088212 | 0 | 150 | 1 | 154000 | FALSE
line_234_234 | bus_GGD_234 | bus_GGD_234 | 234 | 234 | 0.61372 | 0.030686 | 0.15343 | 0 | 150 | 1 | 154000 | FALSE
line_234_234 | bus_GGD_234 | bus_GGD_234 | 234 | 234 | 2.0885 | 0.10442 | 0.52212 | 0 | 150 | 1 | 154000 | FALSE
line_234_234 | bus_GGD_234 | bus_GGD_234 | 234 | 234 | 2.5171 | 0.12585 | 0.62927 | 0 | 150 | 1 | 154000 | FALSE
line_234_234 | bus_GGD_234 | bus_GGD_234 | 234 | 234 | 4.2473 | 0.21236 | 1.0618 | 0 | 800 | 1 | 345000 | FALSE
line_64_64 | bus_GGD_064 | bus_GGD_064 | 64 | 64 | 1.0906 | 0.054531 | 0.27265 | 0 | 150 | 1 | 154000 | FALSE
line_298_298 | bus_GND_298 | bus_GND_298 | 298 | 298 | 1.9813 | 0.099067 | 0.49534 | 0 | 150 | 1 | 154000 | FALSE
line_21_21 | bus_GGD_021 | bus_GGD_021 | 21 | 21 | 1.3684 | 0.068419 | 0.34209 | 0 | 150 | 1 | 154000 | FALSE
line_173_173 | bus_GGD_173 | bus_GGD_173 | 173 | 173 | 1.7022 | 0.085109 | 0.42555 | 0 | 150 | 1 | 154000 | FALSE
line_152_152 | bus_GGD_152 | bus_GGD_152 | 152 | 152 | 0.97219 | 0.04861 | 0.24305 | 0 | 150 | 1 | 154000 | FALSE
line_262_262 | bus_GWD_262 | bus_GWD_262 | 262 | 262 | 0.54673 | 0.027336 | 0.13668 | 0 | 150 | 1 | 154000 | FALSE
line_160_160 | bus_GGD_160 | bus_GGD_160 | 160 | 160 | 7.4467 | 0.37233 | 1.8617 | 0 | 150 | 1 | 154000 | FALSE
line_160_160 | bus_GGD_160 | bus_GGD_160 | 160 | 160 | 2.5587 | 0.12793 | 0.63967 | 0 | 150 | 1 | 154000 | FALSE
line_160_160 | bus_GGD_160 | bus_GGD_160 | 160 | 160 | 5.8766 | 0.29383 | 1.4692 | 0 | 150 | 1 | 154000 | FALSE
line_160_160 | bus_GGD_160 | bus_GGD_160 | 160 | 160 | 4.5595 | 0.22798 | 1.1399 | 0 | 150 | 1 | 154000 | FALSE
line_160_160 | bus_GGD_160 | bus_GGD_160 | 160 | 160 | 0.64064 | 0.032032 | 0.16016 | 0 | 150 | 1 | 154000 | FALSE
line_160_160 | bus_GGD_160 | bus_GGD_160 | 160 | 160 | 1.0054 | 0.050271 | 0.25135 | 0 | 150 | 1 | 154000 | FALSE
line_160_160 | bus_GGD_160 | bus_GGD_160 | 160 | 160 | 3.9934 | 0.19967 | 0.99834 | 0 | 150 | 1 | 154000 | FALSE
line_68_68 | bus_SEL_068 | bus_SEL_068 | 68 | 68 | 1.1981 | 0.059903 | 0.29951 | 0 | 150 | 1 | 154000 | FALSE
line_68_160 | bus_SEL_068 | bus_GGD_160 | 68 | 160 | 7.4875 | 0.37437 | 1.8719 | 0 | 150 | 1 | 154000 | FALSE
line_160_160 | bus_GGD_160 | bus_GGD_160 | 160 | 160 | 0.010099 | 0.00050493 | 0.0025247 | 0 | 150 | 1 | 154000 | FALSE
line_160_160 | bus_GGD_160 | bus_GGD_160 | 160 | 160 | 0.082456 | 0.0041228 | 0.020614 | 0 | 150 | 1 | 154000 | FALSE
line_160_160 | bus_GGD_160 | bus_GGD_160 | 160 | 160 | 0.053341 | 0.002667 | 0.013335 | 0 | 150 | 1 | 154000 | FALSE
line_68_68 | bus_SEL_068 | bus_SEL_068 | 68 | 68 | 0.28355 | 0.014178 | 0.070888 | 0 | 150 | 1 | 154000 | FALSE
line_68_68 | bus_SEL_068 | bus_SEL_068 | 68 | 68 | 0.01875 | 0.00093752 | 0.0046876 | 0 | 150 | 1 | 154000 | FALSE
line_68_68 | bus_SEL_068 | bus_SEL_068 | 68 | 68 | 0.93961 | 0.04698 | 0.2349 | 0 | 150 | 1 | 154000 | FALSE
line_68_68 | bus_SEL_068 | bus_SEL_068 | 68 | 68 | 0.69032 | 0.034516 | 0.17258 | 0 | 150 | 1 | 154000 | FALSE
line_68_68 | bus_SEL_068 | bus_SEL_068 | 68 | 68 | 1.3906 | 0.069531 | 0.34765 | 0 | 150 | 1 | 154000 | FALSE
line_68_68 | bus_SEL_068 | bus_SEL_068 | 68 | 68 | 2.4336 | 0.12168 | 0.6084 | 0 | 150 | 1 | 154000 | FALSE
line_179_68 | bus_ICN_179 | bus_SEL_068 | 179 | 68 | 2.7965 | 0.13982 | 0.69911 | 0 | 150 | 1 | 154000 | FALSE
line_68_68 | bus_SEL_068 | bus_SEL_068 | 68 | 68 | 0.71036 | 0.035518 | 0.17759 | 0 | 150 | 1 | 154000 | FALSE
line_68_68 | bus_SEL_068 | bus_SEL_068 | 68 | 68 | 2.8032 | 0.14016 | 0.7008 | 0 | 150 | 1 | 154000 | FALSE
line_68_68 | bus_SEL_068 | bus_SEL_068 | 68 | 68 | 2.5167 | 0.12584 | 0.62918 | 0 | 150 | 1 | 154000 | FALSE
line_68_68 | bus_SEL_068 | bus_SEL_068 | 68 | 68 | 0.074787 | 0.0037394 | 0.018697 | 0 | 150 | 1 | 154000 | FALSE
line_68_68 | bus_SEL_068 | bus_SEL_068 | 68 | 68 | 0.051728 | 0.0025864 | 0.012932 | 0 | 150 | 1 | 154000 | FALSE
line_68_68 | bus_SEL_068 | bus_SEL_068 | 68 | 68 | 0.07121 | 0.0035605 | 0.017803 | 0 | 150 | 1 | 154000 | FALSE
line_68_68 | bus_SEL_068 | bus_SEL_068 | 68 | 68 | 3.0558 | 0.15279 | 0.76396 | 0 | 150 | 1 | 154000 | FALSE
line_68_68 | bus_SEL_068 | bus_SEL_068 | 68 | 68 | 3.4669 | 0.17335 | 0.86673 | 0 | 150 | 1 | 154000 | FALSE
line_68_68 | bus_SEL_068 | bus_SEL_068 | 68 | 68 | 0.31478 | 0.015739 | 0.078695 | 0 | 150 | 1 | 154000 | FALSE
line_68_68 | bus_SEL_068 | bus_SEL_068 | 68 | 68 | 1.6243 | 0.081215 | 0.40607 | 0 | 150 | 1 | 154000 | FALSE
line_68_68 | bus_SEL_068 | bus_SEL_068 | 68 | 68 | 3.6297 | 0.18149 | 0.90743 | 0 | 150 | 1 | 154000 | FALSE
line_68_68 | bus_SEL_068 | bus_SEL_068 | 68 | 68 | 0.011 | 0.00055002 | 0.0027501 | 0 | 150 | 1 | 154000 | FALSE
line_68_68 | bus_SEL_068 | bus_SEL_068 | 68 | 68 | 0.01336 | 0.000668 | 0.00334 | 0 | 150 | 1 | 154000 | FALSE
line_68_68 | bus_SEL_068 | bus_SEL_068 | 68 | 68 | 0.014062 | 0.00070309 | 0.0035155 | 0 | 150 | 1 | 154000 | FALSE
line_23_23 | bus_GGD_023 | bus_GGD_023 | 23 | 23 | 1.1359 | 0.056794 | 0.28397 | 0 | 150 | 1 | 154000 | FALSE
line_23_23 | bus_GGD_023 | bus_GGD_023 | 23 | 23 | 0.011693 | 0.00058463 | 0.0029231 | 0 | 150 | 1 | 154000 | FALSE
line_23_23 | bus_GGD_023 | bus_GGD_023 | 23 | 23 | 0.011914 | 0.00059571 | 0.0029785 | 0 | 150 | 1 | 154000 | FALSE
line_23_23 | bus_GGD_023 | bus_GGD_023 | 23 | 23 | 0.034558 | 0.0017279 | 0.0086396 | 0 | 150 | 1 | 154000 | FALSE
line_23_23 | bus_GGD_023 | bus_GGD_023 | 23 | 23 | 0.024542 | 0.0012271 | 0.0061355 | 0 | 150 | 1 | 154000 | FALSE
line_23_23 | bus_GGD_023 | bus_GGD_023 | 23 | 23 | 0.18048 | 0.009024 | 0.04512 | 0 | 150 | 1 | 154000 | FALSE
line_23_23 | bus_GGD_023 | bus_GGD_023 | 23 | 23 | 0.11206 | 0.0056028 | 0.028014 | 0 | 150 | 1 | 154000 | FALSE
line_23_23 | bus_GGD_023 | bus_GGD_023 | 23 | 23 | 0.19498 | 0.0097489 | 0.048744 | 0 | 150 | 1 | 154000 | FALSE
line_23_23 | bus_GGD_023 | bus_GGD_023 | 23 | 23 | 0.83655 | 0.041827 | 0.20914 | 0 | 150 | 1 | 154000 | FALSE
line_23_23 | bus_GGD_023 | bus_GGD_023 | 23 | 23 | 2.2006 | 0.11003 | 0.55015 | 0 | 800 | 1 | 345000 | FALSE
line_23_23 | bus_GGD_023 | bus_GGD_023 | 23 | 23 | 0.13374 | 0.0066868 | 0.033434 | 0 | 150 | 1 | 154000 | FALSE
line_23_23 | bus_GGD_023 | bus_GGD_023 | 23 | 23 | 2.346 | 0.1173 | 0.58651 | 0 | 150 | 1 | 154000 | FALSE
line_68_68 | bus_SEL_068 | bus_SEL_068 | 68 | 68 | 0.88007 | 0.044004 | 0.22002 | 0 | 150 | 1 | 154000 | FALSE
line_68_160 | bus_SEL_068 | bus_GGD_160 | 68 | 160 | 4.3646 | 0.21823 | 1.0911 | 0 | 150 | 1 | 154000 | FALSE
line_68_68 | bus_SEL_068 | bus_SEL_068 | 68 | 68 | 1.4713 | 0.073565 | 0.36782 | 0 | 150 | 1 | 154000 | FALSE
line_68_68 | bus_SEL_068 | bus_SEL_068 | 68 | 68 | 0.36125 | 0.018063 | 0.090313 | 0 | 150 | 1 | 154000 | FALSE
line_68_68 | bus_SEL_068 | bus_SEL_068 | 68 | 68 | 2.0893 | 0.10447 | 0.52233 | 0 | 150 | 1 | 154000 | FALSE
line_68_68 | bus_SEL_068 | bus_SEL_068 | 68 | 68 | 0.55605 | 0.027802 | 0.13901 | 0 | 150 | 1 | 154000 | FALSE
line_68_68 | bus_SEL_068 | bus_SEL_068 | 68 | 68 | 2.5852 | 0.12926 | 0.6463 | 0 | 150 | 1 | 154000 | FALSE
line_68_68 | bus_SEL_068 | bus_SEL_068 | 68 | 68 | 5.2555 | 0.26278 | 1.3139 | 0 | 150 | 1 | 154000 | FALSE
line_68_68 | bus_SEL_068 | bus_SEL_068 | 68 | 68 | 2.0304 | 0.10152 | 0.50759 | 0 | 150 | 1 | 154000 | FALSE
line_68_234 | bus_SEL_068 | bus_GGD_234 | 68 | 234 | 5.659 | 0.28295 | 1.4147 | 0 | 800 | 1 | 345000 | FALSE
line_165_165 | bus_GGD_165 | bus_GGD_165 | 165 | 165 | 1.5558 | 0.077789 | 0.38895 | 0 | 150 | 1 | 154000 | FALSE
line_165_165 | bus_GGD_165 | bus_GGD_165 | 165 | 165 | 0.79414 | 0.039707 | 0.19854 | 0 | 150 | 1 | 154000 | FALSE
line_165_68 | bus_GGD_165 | bus_SEL_068 | 165 | 68 | 4.4043 | 0.22022 | 1.1011 | 0 | 150 | 1 | 154000 | FALSE
line_68_68 | bus_SEL_068 | bus_SEL_068 | 68 | 68 | 1.9519 | 0.097594 | 0.48797 | 0 | 150 | 1 | 154000 | FALSE
line_68_68 | bus_SEL_068 | bus_SEL_068 | 68 | 68 | 0.85184 | 0.042592 | 0.21296 | 0 | 150 | 1 | 154000 | FALSE
line_68_68 | bus_SEL_068 | bus_SEL_068 | 68 | 68 | 0.04342 | 0.002171 | 0.010855 | 0 | 150 | 1 | 154000 | FALSE
line_68_68 | bus_SEL_068 | bus_SEL_068 | 68 | 68 | 7.9575 | 0.39788 | 1.9894 | 0 | 800 | 1 | 345000 | FALSE
line_68_68 | bus_SEL_068 | bus_SEL_068 | 68 | 68 | 9.3435 | 0.46717 | 2.3359 | 0 | 800 | 1 | 345000 | FALSE
line_68_68 | bus_SEL_068 | bus_SEL_068 | 68 | 68 | 1.0966 | 0.054829 | 0.27414 | 0 | 150 | 1 | 154000 | FALSE
line_68_160 | bus_SEL_068 | bus_GGD_160 | 68 | 160 | 0.88308 | 0.044154 | 0.22077 | 0 | 800 | 1 | 345000 | FALSE
line_160_160 | bus_GGD_160 | bus_GGD_160 | 160 | 160 | 3.7862 | 0.18931 | 0.94654 | 0 | 800 | 1 | 345000 | FALSE
line_68_68 | bus_SEL_068 | bus_SEL_068 | 68 | 68 | 0.75604 | 0.037802 | 0.18901 | 0 | 150 | 1 | 154000 | FALSE
line_68_68 | bus_SEL_068 | bus_SEL_068 | 68 | 68 | 0.0040407 | 0.00020204 | 0.0010102 | 0 | 150 | 1 | 154000 | FALSE
line_68_68 | bus_SEL_068 | bus_SEL_068 | 68 | 68 | 1.5119 | 0.075594 | 0.37797 | 0 | 150 | 1 | 154000 | FALSE
line_68_68 | bus_SEL_068 | bus_SEL_068 | 68 | 68 | 1.5841 | 0.079205 | 0.39602 | 0 | 150 | 1 | 154000 | FALSE
line_68_68 | bus_SEL_068 | bus_SEL_068 | 68 | 68 | 3.4408 | 0.17204 | 0.8602 | 0 | 150 | 1 | 154000 | FALSE
line_234_234 | bus_GGD_234 | bus_GGD_234 | 234 | 234 | 4.9501 | 0.24751 | 1.2375 | 0 | 150 | 1 | 154000 | FALSE
line_68_68 | bus_SEL_068 | bus_SEL_068 | 68 | 68 | 0.93824 | 0.046912 | 0.23456 | 0 | 150 | 1 | 154000 | FALSE
line_68_68 | bus_SEL_068 | bus_SEL_068 | 68 | 68 | 2.5798 | 0.12899 | 0.64496 | 0 | 150 | 1 | 154000 | FALSE
line_68_68 | bus_SEL_068 | bus_SEL_068 | 68 | 68 | 1.8597 | 0.092984 | 0.46492 | 0 | 150 | 1 | 154000 | FALSE
line_68_68 | bus_SEL_068 | bus_SEL_068 | 68 | 68 | 2.0568 | 0.10284 | 0.5142 | 0 | 150 | 1 | 154000 | FALSE
line_68_68 | bus_SEL_068 | bus_SEL_068 | 68 | 68 | 1.6192 | 0.08096 | 0.4048 | 0 | 150 | 1 | 154000 | FALSE
line_68_68 | bus_SEL_068 | bus_SEL_068 | 68 | 68 | 3.9696 | 0.19848 | 0.9924 | 0 | 150 | 1 | 154000 | FALSE
line_68_68 | bus_SEL_068 | bus_SEL_068 | 68 | 68 | 6.3641 | 0.3182 | 1.591 | 0 | 150 | 1 | 154000 | FALSE
line_68_68 | bus_SEL_068 | bus_SEL_068 | 68 | 68 | 0.48309 | 0.024154 | 0.12077 | 0 | 150 | 1 | 154000 | FALSE
line_68_68 | bus_SEL_068 | bus_SEL_068 | 68 | 68 | 1.8664 | 0.093322 | 0.46661 | 0 | 150 | 1 | 154000 | FALSE
line_68_68 | bus_SEL_068 | bus_SEL_068 | 68 | 68 | 3.8901 | 0.1945 | 0.97252 | 0 | 150 | 1 | 154000 | FALSE
line_68_68 | bus_SEL_068 | bus_SEL_068 | 68 | 68 | 1.3881 | 0.069405 | 0.34703 | 0 | 150 | 1 | 154000 | FALSE
line_68_68 | bus_SEL_068 | bus_SEL_068 | 68 | 68 | 6.0103 | 0.30051 | 1.5026 | 0 | 150 | 1 | 154000 | FALSE
line_68_68 | bus_SEL_068 | bus_SEL_068 | 68 | 68 | 0.016245 | 0.00081223 | 0.0040612 | 0 | 150 | 1 | 154000 | FALSE
line_68_68 | bus_SEL_068 | bus_SEL_068 | 68 | 68 | 1.8102 | 0.090512 | 0.45256 | 0 | 150 | 1 | 154000 | FALSE
line_165_165 | bus_GGD_165 | bus_GGD_165 | 165 | 165 | 4.6182 | 0.23091 | 1.1546 | 0 | 150 | 1 | 154000 | FALSE
line_68_68 | bus_SEL_068 | bus_SEL_068 | 68 | 68 | 1.4539 | 0.072697 | 0.36349 | 0 | 150 | 1 | 154000 | FALSE
line_68_68 | bus_SEL_068 | bus_SEL_068 | 68 | 68 | 2.7926 | 0.13963 | 0.69815 | 0 | 150 | 1 | 154000 | FALSE
line_68_68 | bus_SEL_068 | bus_SEL_068 | 68 | 68 | 4.5682 | 0.22841 | 1.1421 | 0 | 150 | 1 | 154000 | FALSE
line_68_68 | bus_SEL_068 | bus_SEL_068 | 68 | 68 | 4.2203 | 0.21101 | 1.0551 | 0 | 150 | 1 | 154000 | FALSE
line_68_68 | bus_SEL_068 | bus_SEL_068 | 68 | 68 | 7.0362 | 0.35181 | 1.759 | 0 | 150 | 1 | 154000 | FALSE
line_68_68 | bus_SEL_068 | bus_SEL_068 | 68 | 68 | 3.8308 | 0.19154 | 0.95769 | 0 | 150 | 1 | 154000 | FALSE
line_179_179 | bus_ICN_179 | bus_ICN_179 | 179 | 179 | 3.8612 | 0.19306 | 0.9653 | 0 | 150 | 1 | 154000 | FALSE
line_64_179 | bus_GGD_064 | bus_ICN_179 | 64 | 179 | 2.7871 | 0.13936 | 0.69678 | 0 | 800 | 1 | 345000 | FALSE
line_68_68 | bus_SEL_068 | bus_SEL_068 | 68 | 68 | 0.71229 | 0.035615 | 0.17807 | 0 | 150 | 1 | 154000 | FALSE
line_165_165 | bus_GGD_165 | bus_GGD_165 | 165 | 165 | 6.5919 | 0.32959 | 1.648 | 0 | 150 | 1 | 154000 | FALSE
line_68_68 | bus_SEL_068 | bus_SEL_068 | 68 | 68 | 4.3118 | 0.21559 | 1.078 | 0 | 150 | 1 | 154000 | FALSE
line_179_68 | bus_ICN_179 | bus_SEL_068 | 179 | 68 | 7.2071 | 0.36035 | 1.8018 | 0 | 800 | 1 | 345000 | FALSE
line_68_68 | bus_SEL_068 | bus_SEL_068 | 68 | 68 | 0.21031 | 0.010515 | 0.052577 | 0 | 150 | 1 | 154000 | FALSE
line_68_68 | bus_SEL_068 | bus_SEL_068 | 68 | 68 | 0.38082 | 0.019041 | 0.095204 | 0 | 150 | 1 | 154000 | FALSE
line_68_68 | bus_SEL_068 | bus_SEL_068 | 68 | 68 | 1.0188 | 0.050941 | 0.2547 | 0 | 150 | 1 | 154000 | FALSE
line_68_68 | bus_SEL_068 | bus_SEL_068 | 68 | 68 | 3.1035 | 0.15517 | 0.77587 | 0 | 800 | 1 | 345000 | FALSE
line_68_68 | bus_SEL_068 | bus_SEL_068 | 68 | 68 | 0.013563 | 0.00067814 | 0.0033907 | 0 | 150 | 1 | 154000 | FALSE
line_234_234 | bus_GGD_234 | bus_GGD_234 | 234 | 234 | 1.3318 | 0.066591 | 0.33295 | 0 | 150 | 1 | 154000 | FALSE
line_68_68 | bus_SEL_068 | bus_SEL_068 | 68 | 68 | 1.4644 | 0.073218 | 0.36609 | 0 | 150 | 1 | 154000 | FALSE
line_68_68 | bus_SEL_068 | bus_SEL_068 | 68 | 68 | 2.8982 | 0.14491 | 0.72455 | 0 | 150 | 1 | 154000 | FALSE
line_68_68 | bus_SEL_068 | bus_SEL_068 | 68 | 68 | 2.8522 | 0.14261 | 0.71306 | 0 | 150 | 1 | 154000 | FALSE
line_68_68 | bus_SEL_068 | bus_SEL_068 | 68 | 68 | 0.015706 | 0.00078532 | 0.0039266 | 0 | 150 | 1 | 154000 | FALSE
line_68_68 | bus_SEL_068 | bus_SEL_068 | 68 | 68 | 1.3525 | 0.067627 | 0.33813 | 0 | 150 | 1 | 154000 | FALSE
line_324_324 | bus_ICN_324 | bus_ICN_324 | 324 | 324 | 5.4422 | 0.27211 | 1.3606 | 0 | 150 | 1 | 154000 | FALSE
line_324_324 | bus_ICN_324 | bus_ICN_324 | 324 | 324 | 3.2941 | 0.1647 | 0.82352 | 0 | 150 | 1 | 154000 | FALSE
line_324_324 | bus_ICN_324 | bus_ICN_324 | 324 | 324 | 0.58562 | 0.029281 | 0.1464 | 0 | 800 | 1 | 345000 | FALSE
line_160_160 | bus_GGD_160 | bus_GGD_160 | 160 | 160 | 0.075045 | 0.0037522 | 0.018761 | 0 | 800 | 1 | 345000 | FALSE
line_160_160 | bus_GGD_160 | bus_GGD_160 | 160 | 160 | 6.5179 | 0.3259 | 1.6295 | 0 | 150 | 1 | 154000 | FALSE
line_160_160 | bus_GGD_160 | bus_GGD_160 | 160 | 160 | 0.011049 | 0.00055244 | 0.0027622 | 0 | 150 | 1 | 154000 | FALSE
line_68_68 | bus_SEL_068 | bus_SEL_068 | 68 | 68 | 4.6234 | 0.23117 | 1.1559 | 0 | 150 | 1 | 154000 | FALSE
line_68_68 | bus_SEL_068 | bus_SEL_068 | 68 | 68 | 0.40543 | 0.020271 | 0.10136 | 0 | 150 | 1 | 154000 | FALSE
line_68_68 | bus_SEL_068 | bus_SEL_068 | 68 | 68 | 3.7532 | 0.18766 | 0.93831 | 0 | 150 | 1 | 154000 | FALSE
line_68_68 | bus_SEL_068 | bus_SEL_068 | 68 | 68 | 5.0041 | 0.2502 | 1.251 | 0 | 150 | 1 | 154000 | FALSE
line_68_68 | bus_SEL_068 | bus_SEL_068 | 68 | 68 | 0.79581 | 0.03979 | 0.19895 | 0 | 150 | 1 | 154000 | FALSE
line_68_68 | bus_SEL_068 | bus_SEL_068 | 68 | 68 | 4.9314 | 0.24657 | 1.2329 | 0 | 150 | 1 | 154000 | FALSE
line_68_68 | bus_SEL_068 | bus_SEL_068 | 68 | 68 | 2.0672 | 0.10336 | 0.5168 | 0 | 150 | 1 | 154000 | FALSE
line_68_68 | bus_SEL_068 | bus_SEL_068 | 68 | 68 | 1.3133 | 0.065664 | 0.32832 | 0 | 150 | 1 | 154000 | FALSE
line_160_160 | bus_GGD_160 | bus_GGD_160 | 160 | 160 | 1.7773 | 0.088867 | 0.44434 | 0 | 150 | 1 | 154000 | FALSE
line_292_292 | bus_ICN_292 | bus_ICN_292 | 292 | 292 | 1.1963 | 0.059813 | 0.29906 | 0 | 150 | 1 | 154000 | FALSE
line_292_292 | bus_ICN_292 | bus_ICN_292 | 292 | 292 | 0.99178 | 0.049589 | 0.24794 | 0 | 150 | 1 | 154000 | FALSE
line_324_324 | bus_ICN_324 | bus_ICN_324 | 324 | 324 | 1.4971 | 0.074854 | 0.37427 | 0 | 150 | 1 | 154000 | FALSE
line_68_68 | bus_SEL_068 | bus_SEL_068 | 68 | 68 | 4.5873 | 0.22937 | 1.1468 | 0 | 150 | 1 | 154000 | FALSE
line_68_68 | bus_SEL_068 | bus_SEL_068 | 68 | 68 | 3.2814 | 0.16407 | 0.82034 | 0 | 150 | 1 | 154000 | FALSE
line_192_192 | bus_GBD_192 | bus_GBD_192 | 192 | 192 | 1.5499 | 0.077494 | 0.38747 | 0 | 150 | 1 | 154000 | FALSE
line_160_160 | bus_GGD_160 | bus_GGD_160 | 160 | 160 | 0.048221 | 0.0024111 | 0.012055 | 0 | 150 | 1 | 154000 | FALSE
line_160_160 | bus_GGD_160 | bus_GGD_160 | 160 | 160 | 0.97432 | 0.048716 | 0.24358 | 0 | 150 | 1 | 154000 | FALSE
line_178_178 | bus_GGD_178 | bus_GGD_178 | 178 | 178 | 0.81134 | 0.040567 | 0.20284 | 0 | 150 | 1 | 154000 | FALSE
line_25_25 | bus_CND_025 | bus_CND_025 | 25 | 25 | 0.72715 | 0.036358 | 0.18179 | 0 | 150 | 1 | 154000 | FALSE
line_194_194 | bus_GWD_194 | bus_GWD_194 | 194 | 194 | 2.4315 | 0.12158 | 0.60788 | 0 | 150 | 1 | 154000 | FALSE
line_82_82 | bus_JJD_082 | bus_JJD_082 | 82 | 82 | 2.5185 | 0.12593 | 0.62963 | 0 | 150 | 1 | 154000 | FALSE
line_160_160 | bus_GGD_160 | bus_GGD_160 | 160 | 160 | 0.75162 | 0.037581 | 0.1879 | 0 | 150 | 1 | 154000 | FALSE
line_160_160 | bus_GGD_160 | bus_GGD_160 | 160 | 160 | 3.2405 | 0.16203 | 0.81013 | 0 | 150 | 1 | 154000 | FALSE
line_160_179 | bus_GGD_160 | bus_ICN_179 | 160 | 179 | 2.3217 | 0.11609 | 0.58043 | 0 | 150 | 1 | 154000 | FALSE
line_160_160 | bus_GGD_160 | bus_GGD_160 | 160 | 160 | 1.8257 | 0.091285 | 0.45642 | 0 | 150 | 1 | 154000 | FALSE
line_179_179 | bus_ICN_179 | bus_ICN_179 | 179 | 179 | 2.3828 | 0.11914 | 0.59571 | 0 | 150 | 1 | 154000 | FALSE
line_179_179 | bus_ICN_179 | bus_ICN_179 | 179 | 179 | 1.4512 | 0.072562 | 0.36281 | 0 | 150 | 1 | 154000 | FALSE
line_179_179 | bus_ICN_179 | bus_ICN_179 | 179 | 179 | 3.4171 | 0.17086 | 0.85428 | 0 | 150 | 1 | 154000 | FALSE
line_204_85 | bus_JND_204 | bus_JJD_085 | 204 | 85 | 99.3389 | 4.9669 | 24.8347 | 0 | 200 | 1 | 180000 | FALSE
line_206_85 | bus_JND_206 | bus_JJD_085 | 206 | 85 | 88.7196 | 4.436 | 22.1799 | 0 | 100 | 1 | 150000 | FALSE
line_417_89 | bus_JND_417 | bus_JJD_089 | 417 | 89 | 110.7373 | 5.5369 | 27.6843 | 0 | 400 | 1 | 250000 | FALSE
line_254_417 | bus_JND_254 | bus_JND_417 | 254 | 417 | 20.4314 | 1.0216 | 5.1078 | 0 | 150 | 1 | 154000 | FALSE
line_41_41 | bus_BSN_041 | bus_BSN_041 | 41 | 41 | 0.027432 | 0.0013716 | 0.006858 | 0 | 800 | 1 | 345000 | FALSE
line_41_41 | bus_BSN_041 | bus_BSN_041 | 41 | 41 | 0.027433 | 0.0013716 | 0.0068581 | 0 | 800 | 1 | 345000 | FALSE
line_41_41 | bus_BSN_041 | bus_BSN_041 | 41 | 41 | 0.027432 | 0.0013716 | 0.006858 | 0 | 800 | 1 | 345000 | FALSE
line_41_41 | bus_BSN_041 | bus_BSN_041 | 41 | 41 | 0.024888 | 0.0012444 | 0.0062221 | 0 | 800 | 1 | 345000 | FALSE
line_41_41 | bus_BSN_041 | bus_BSN_041 | 41 | 41 | 0.027109 | 0.0013554 | 0.0067772 | 0 | 800 | 1 | 345000 | FALSE
line_41_41 | bus_BSN_041 | bus_BSN_041 | 41 | 41 | 0.026877 | 0.0013439 | 0.0067193 | 0 | 800 | 1 | 345000 | FALSE
line_41_41 | bus_BSN_041 | bus_BSN_041 | 41 | 41 | 0.026944 | 0.0013472 | 0.0067359 | 0 | 800 | 1 | 345000 | FALSE
line_41_41 | bus_BSN_041 | bus_BSN_041 | 41 | 41 | 0.026999 | 0.00135 | 0.0067498 | 0 | 800 | 1 | 345000 | FALSE
line_41_41 | bus_BSN_041 | bus_BSN_041 | 41 | 41 | 0.030744 | 0.0015372 | 0.0076859 | 0 | 800 | 1 | 345000 | FALSE
line_41_41 | bus_BSN_041 | bus_BSN_041 | 41 | 41 | 0.033109 | 0.0016554 | 0.0082772 | 0 | 800 | 1 | 345000 | FALSE
line_41_41 | bus_BSN_041 | bus_BSN_041 | 41 | 41 | 0.033042 | 0.0016521 | 0.0082606 | 0 | 800 | 1 | 345000 | FALSE
line_41_41 | bus_BSN_041 | bus_BSN_041 | 41 | 41 | 0.0066778 | 0.00033389 | 0.0016695 | 0 | 800 | 1 | 345000 | FALSE
line_41_41 | bus_BSN_041 | bus_BSN_041 | 41 | 41 | 0.0060443 | 0.00030221 | 0.0015111 | 0 | 800 | 1 | 345000 | FALSE
line_41_41 | bus_BSN_041 | bus_BSN_041 | 41 | 41 | 0.072114 | 0.0036057 | 0.018029 | 0 | 800 | 1 | 345000 | FALSE
line_41_41 | bus_BSN_041 | bus_BSN_041 | 41 | 41 | 0.072492 | 0.0036246 | 0.018123 | 0 | 800 | 1 | 345000 | FALSE
line_41_41 | bus_BSN_041 | bus_BSN_041 | 41 | 41 | 0.025177 | 0.0012589 | 0.0062943 | 0 | 800 | 1 | 345000 | FALSE
line_41_41 | bus_BSN_041 | bus_BSN_041 | 41 | 41 | 0.027454 | 0.0013727 | 0.0068634 | 0 | 800 | 1 | 345000 | FALSE
line_41_41 | bus_BSN_041 | bus_BSN_041 | 41 | 41 | 0.027465 | 0.0013732 | 0.0068662 | 0 | 800 | 1 | 345000 | FALSE
line_41_41 | bus_BSN_041 | bus_BSN_041 | 41 | 41 | 0.026077 | 0.0013039 | 0.0065193 | 0 | 800 | 1 | 345000 | FALSE
line_41_41 | bus_BSN_041 | bus_BSN_041 | 41 | 41 | 0.02832 | 0.001416 | 0.00708 | 0 | 800 | 1 | 345000 | FALSE
line_41_41 | bus_BSN_041 | bus_BSN_041 | 41 | 41 | 0.028209 | 0.0014104 | 0.0070522 | 0 | 800 | 1 | 345000 | FALSE
line_41_41 | bus_BSN_041 | bus_BSN_041 | 41 | 41 | 0.028431 | 0.0014215 | 0.0071077 | 0 | 800 | 1 | 345000 | FALSE
line_41_41 | bus_BSN_041 | bus_BSN_041 | 41 | 41 | 0.031888 | 0.0015944 | 0.007972 | 0 | 800 | 1 | 345000 | FALSE
line_41_41 | bus_BSN_041 | bus_BSN_041 | 41 | 41 | 0.028176 | 0.0014088 | 0.0070439 | 0 | 800 | 1 | 345000 | FALSE
line_41_41 | bus_BSN_041 | bus_BSN_041 | 41 | 41 | 0.026822 | 0.0013411 | 0.0067054 | 0 | 800 | 1 | 345000 | FALSE
line_41_41 | bus_BSN_041 | bus_BSN_041 | 41 | 41 | 0.026811 | 0.0013405 | 0.0067027 | 0 | 800 | 1 | 345000 | FALSE
line_41_41 | bus_BSN_041 | bus_BSN_041 | 41 | 41 | 0.026821 | 0.0013411 | 0.0067053 | 0 | 800 | 1 | 345000 | FALSE
line_41_41 | bus_BSN_041 | bus_BSN_041 | 41 | 41 | 0.026822 | 0.0013411 | 0.0067056 | 0 | 800 | 1 | 345000 | FALSE
line_41_41 | bus_BSN_041 | bus_BSN_041 | 41 | 41 | 0.026822 | 0.0013411 | 0.0067056 | 0 | 800 | 1 | 345000 | FALSE
line_41_41 | bus_BSN_041 | bus_BSN_041 | 41 | 41 | 0.026822 | 0.0013411 | 0.0067056 | 0 | 800 | 1 | 345000 | FALSE
line_41_41 | bus_BSN_041 | bus_BSN_041 | 41 | 41 | 0.0094835 | 0.00047417 | 0.0023709 | 0 | 800 | 1 | 345000 | FALSE
line_41_41 | bus_BSN_041 | bus_BSN_041 | 41 | 41 | 0.021689 | 0.0010844 | 0.0054222 | 0 | 800 | 1 | 345000 | FALSE
line_41_41 | bus_BSN_041 | bus_BSN_041 | 41 | 41 | 0.030484 | 0.0015242 | 0.0076209 | 0 | 800 | 1 | 345000 | FALSE
line_41_41 | bus_BSN_041 | bus_BSN_041 | 41 | 41 | 0.030206 | 0.0015103 | 0.0075515 | 0 | 800 | 1 | 345000 | FALSE
line_41_41 | bus_BSN_041 | bus_BSN_041 | 41 | 41 | 0.028994 | 0.0014497 | 0.0072486 | 0 | 800 | 1 | 345000 | FALSE
line_41_41 | bus_BSN_041 | bus_BSN_041 | 41 | 41 | 0.034244 | 0.0017122 | 0.008561 | 0 | 800 | 1 | 345000 | FALSE
line_41_41 | bus_BSN_041 | bus_BSN_041 | 41 | 41 | 0.011716 | 0.00058579 | 0.002929 | 0 | 800 | 1 | 345000 | FALSE
line_41_41 | bus_BSN_041 | bus_BSN_041 | 41 | 41 | 0.14083 | 0.0070413 | 0.035206 | 0 | 800 | 1 | 345000 | FALSE
line_41_41 | bus_BSN_041 | bus_BSN_041 | 41 | 41 | 0.019038 | 0.00095192 | 0.0047596 | 0 | 800 | 1 | 345000 | FALSE
line_41_41 | bus_BSN_041 | bus_BSN_041 | 41 | 41 | 0.14255 | 0.0071274 | 0.035637 | 0 | 800 | 1 | 345000 | FALSE
line_41_41 | bus_BSN_041 | bus_BSN_041 | 41 | 41 | 0.016282 | 0.0008141 | 0.0040705 | 0 | 800 | 1 | 345000 | FALSE
line_41_41 | bus_BSN_041 | bus_BSN_041 | 41 | 41 | 0.01886 | 0.00094298 | 0.0047149 | 0 | 800 | 1 | 345000 | FALSE
line_41_41 | bus_BSN_041 | bus_BSN_041 | 41 | 41 | 0.045794 | 0.0022897 | 0.011449 | 0 | 800 | 1 | 345000 | FALSE
line_41_41 | bus_BSN_041 | bus_BSN_041 | 41 | 41 | 0.0062343 | 0.00031172 | 0.0015586 | 0 | 800 | 1 | 345000 | FALSE
line_41_41 | bus_BSN_041 | bus_BSN_041 | 41 | 41 | 0.0062343 | 0.00031172 | 0.0015586 | 0 | 800 | 1 | 345000 | FALSE
line_41_41 | bus_BSN_041 | bus_BSN_041 | 41 | 41 | 0.0062232 | 0.00031116 | 0.0015558 | 0 | 800 | 1 | 345000 | FALSE
line_41_41 | bus_BSN_041 | bus_BSN_041 | 41 | 41 | 0.060868 | 0.0030434 | 0.015217 | 0 | 800 | 1 | 345000 | FALSE
line_41_41 | bus_BSN_041 | bus_BSN_041 | 41 | 41 | 0.0094058 | 0.00047029 | 0.0023514 | 0 | 800 | 1 | 345000 | FALSE
line_41_41 | bus_BSN_041 | bus_BSN_041 | 41 | 41 | 0.0094058 | 0.00047029 | 0.0023514 | 0 | 800 | 1 | 345000 | FALSE
line_41_41 | bus_BSN_041 | bus_BSN_041 | 41 | 41 | 0.0084842 | 0.00042421 | 0.0021211 | 0 | 800 | 1 | 345000 | FALSE
line_41_41 | bus_BSN_041 | bus_BSN_041 | 41 | 41 | 0.0084842 | 0.00042421 | 0.0021211 | 0 | 800 | 1 | 345000 | FALSE
line_41_41 | bus_BSN_041 | bus_BSN_041 | 41 | 41 | 0.052393 | 0.0026196 | 0.013098 | 0 | 800 | 1 | 345000 | FALSE
line_41_41 | bus_BSN_041 | bus_BSN_041 | 41 | 41 | 0.032334 | 0.0016167 | 0.0080835 | 0 | 800 | 1 | 345000 | FALSE
line_41_41 | bus_BSN_041 | bus_BSN_041 | 41 | 41 | 0.11177 | 0.0055884 | 0.027942 | 0 | 800 | 1 | 345000 | FALSE
line_41_41 | bus_BSN_041 | bus_BSN_041 | 41 | 41 | 0.029011 | 0.0014505 | 0.0072527 | 0 | 800 | 1 | 345000 | FALSE
line_41_41 | bus_BSN_041 | bus_BSN_041 | 41 | 41 | 0.064906 | 0.0032453 | 0.016226 | 0 | 800 | 1 | 345000 | FALSE
line_41_41 | bus_BSN_041 | bus_BSN_041 | 41 | 41 | 0.041801 | 0.00209 | 0.01045 | 0 | 800 | 1 | 345000 | FALSE
line_41_41 | bus_BSN_041 | bus_BSN_041 | 41 | 41 | 0.060616 | 0.0030308 | 0.015154 | 0 | 800 | 1 | 345000 | FALSE
line_41_41 | bus_BSN_041 | bus_BSN_041 | 41 | 41 | 0.046926 | 0.0023463 | 0.011732 | 0 | 800 | 1 | 345000 | FALSE
line_41_41 | bus_BSN_041 | bus_BSN_041 | 41 | 41 | 0.10533 | 0.0052664 | 0.026332 | 0 | 800 | 1 | 345000 | FALSE
line_41_41 | bus_BSN_041 | bus_BSN_041 | 41 | 41 | 0.040309 | 0.0020154 | 0.010077 | 0 | 800 | 1 | 345000 | FALSE
line_41_41 | bus_BSN_041 | bus_BSN_041 | 41 | 41 | 0.054379 | 0.0027189 | 0.013595 | 0 | 800 | 1 | 345000 | FALSE
line_41_41 | bus_BSN_041 | bus_BSN_041 | 41 | 41 | 0.024775 | 0.0012388 | 0.0061938 | 0 | 800 | 1 | 345000 | FALSE
line_41_41 | bus_BSN_041 | bus_BSN_041 | 41 | 41 | 0.021525 | 0.0010762 | 0.0053812 | 0 | 800 | 1 | 345000 | FALSE
line_41_41 | bus_BSN_041 | bus_BSN_041 | 41 | 41 | 0.026529 | 0.0013265 | 0.0066323 | 0 | 800 | 1 | 345000 | FALSE
line_41_41 | bus_BSN_041 | bus_BSN_041 | 41 | 41 | 0.0079587 | 0.00039794 | 0.0019897 | 0 | 800 | 1 | 345000 | FALSE
line_41_41 | bus_BSN_041 | bus_BSN_041 | 41 | 41 | 0.051282 | 0.0025641 | 0.012821 | 0 | 800 | 1 | 345000 | FALSE
line_41_41 | bus_BSN_041 | bus_BSN_041 | 41 | 41 | 0.026518 | 0.0013259 | 0.0066295 | 0 | 800 | 1 | 345000 | FALSE
line_41_41 | bus_BSN_041 | bus_BSN_041 | 41 | 41 | 0.025386 | 0.0012693 | 0.0063464 | 0 | 800 | 1 | 345000 | FALSE
line_41_41 | bus_BSN_041 | bus_BSN_041 | 41 | 41 | 0.0079587 | 0.00039794 | 0.0019897 | 0 | 800 | 1 | 345000 | FALSE
line_41_41 | bus_BSN_041 | bus_BSN_041 | 41 | 41 | 0.051915 | 0.0025957 | 0.012979 | 0 | 800 | 1 | 345000 | FALSE
line_41_41 | bus_BSN_041 | bus_BSN_041 | 41 | 41 | 0.054379 | 0.0027189 | 0.013595 | 0 | 800 | 1 | 345000 | FALSE
line_41_41 | bus_BSN_041 | bus_BSN_041 | 41 | 41 | 0.058423 | 0.0029212 | 0.014606 | 0 | 800 | 1 | 345000 | FALSE
line_41_41 | bus_BSN_041 | bus_BSN_041 | 41 | 41 | 0.064236 | 0.0032118 | 0.016059 | 0 | 800 | 1 | 345000 | FALSE
line_41_41 | bus_BSN_041 | bus_BSN_041 | 41 | 41 | 0.068021 | 0.0034011 | 0.017005 | 0 | 800 | 1 | 345000 | FALSE
line_41_41 | bus_BSN_041 | bus_BSN_041 | 41 | 41 | 0.079672 | 0.0039836 | 0.019918 | 0 | 800 | 1 | 345000 | FALSE
line_41_41 | bus_BSN_041 | bus_BSN_041 | 41 | 41 | 0.090394 | 0.0045197 | 0.022599 | 0 | 800 | 1 | 345000 | FALSE
line_41_41 | bus_BSN_041 | bus_BSN_041 | 41 | 41 | 0.087963 | 0.0043981 | 0.021991 | 0 | 800 | 1 | 345000 | FALSE
line_41_41 | bus_BSN_041 | bus_BSN_041 | 41 | 41 | 0.012375 | 0.00061877 | 0.0030939 | 0 | 3500 | 1 | 765000 | FALSE
line_41_41 | bus_BSN_041 | bus_BSN_041 | 41 | 41 | 0.054715 | 0.0027358 | 0.013679 | 0 | 3500 | 1 | 765000 | FALSE
line_41_41 | bus_BSN_041 | bus_BSN_041 | 41 | 41 | 0.022662 | 0.0011331 | 0.0056655 | 0 | 3500 | 1 | 765000 | FALSE
line_41_41 | bus_BSN_041 | bus_BSN_041 | 41 | 41 | 0.069502 | 0.0034751 | 0.017376 | 0 | 3500 | 1 | 765000 | FALSE
line_41_41 | bus_BSN_041 | bus_BSN_041 | 41 | 41 | 0.062913 | 0.0031457 | 0.015728 | 0 | 800 | 1 | 345000 | FALSE
line_41_41 | bus_BSN_041 | bus_BSN_041 | 41 | 41 | 0.013786 | 0.0006893 | 0.0034465 | 0 | 800 | 1 | 345000 | FALSE
line_41_41 | bus_BSN_041 | bus_BSN_041 | 41 | 41 | 0.0024096 | 0.00012048 | 0.00060241 | 0 | 800 | 1 | 345000 | FALSE
line_41_41 | bus_BSN_041 | bus_BSN_041 | 41 | 41 | 0.0090762 | 0.00045381 | 0.0022691 | 0 | 800 | 1 | 345000 | FALSE
line_41_41 | bus_BSN_041 | bus_BSN_041 | 41 | 41 | 0.0089094 | 0.00044547 | 0.0022274 | 0 | 800 | 1 | 345000 | FALSE
line_41_41 | bus_BSN_041 | bus_BSN_041 | 41 | 41 | 0.0079765 | 0.00039882 | 0.0019941 | 0 | 800 | 1 | 345000 | FALSE
line_41_41 | bus_BSN_041 | bus_BSN_041 | 41 | 41 | 0.0084201 | 0.00042101 | 0.002105 | 0 | 800 | 1 | 345000 | FALSE
line_41_41 | bus_BSN_041 | bus_BSN_041 | 41 | 41 | 0.024877 | 0.0012439 | 0.0062193 | 0 | 800 | 1 | 345000 | FALSE
line_41_41 | bus_BSN_041 | bus_BSN_041 | 41 | 41 | 0.76397 | 0.038198 | 0.19099 | 0 | 3500 | 1 | 765000 | FALSE
line_41_41 | bus_BSN_041 | bus_BSN_041 | 41 | 41 | 0.022799 | 0.0011399 | 0.0056997 | 0 | 800 | 1 | 345000 | FALSE
line_41_41 | bus_BSN_041 | bus_BSN_041 | 41 | 41 | 0.023067 | 0.0011533 | 0.0057667 | 0 | 800 | 1 | 345000 | FALSE
line_41_41 | bus_BSN_041 | bus_BSN_041 | 41 | 41 | 0.023383 | 0.0011691 | 0.0058457 | 0 | 800 | 1 | 345000 | FALSE
line_74_74 | bus_GBD_074 | bus_GBD_074 | 74 | 74 | 0.023966 | 0.0011983 | 0.0059916 | 0 | 800 | 1 | 345000 | FALSE
line_74_74 | bus_GBD_074 | bus_GBD_074 | 74 | 74 | 0.17758 | 0.0088792 | 0.044396 | 0 | 800 | 1 | 345000 | FALSE
line_0_418 | bus_GWD_000 | GWD_EL | 0 | 418 | 78.2348 | 3.9117 | 19.5587 | 0 | 3500 | 1 | 765000 | TRUE
line_1_419 | bus_GGD_001 | GGD_EL | 1 | 419 | 37.3772 | 1.8689 | 9.3443 | 0 | 3500 | 1 | 765000 | TRUE
line_2_420 | bus_GND_002 | GND_EL | 2 | 420 | 73.283 | 3.6642 | 18.3208 | 0 | 800 | 1 | 345000 | TRUE
line_3_423 | bus_DGU_003 | DGU_EL | 3 | 423 | 11.5681 | 0.5784 | 2.892 | 0 | 150 | 1 | 154000 | TRUE
line_4_424 | bus_DJN_004 | DJN_EL | 4 | 424 | 11.9047 | 0.59524 | 2.9762 | 0 | 800 | 1 | 345000 | TRUE
line_5_434 | bus_CBD_005 | CBD_EL | 5 | 434 | 44.6141 | 2.2307 | 11.1535 | 0 | 800 | 1 | 345000 | TRUE
line_6_419 | bus_GGD_006 | GGD_EL | 6 | 419 | 51.6948 | 2.5847 | 12.9237 | 0 | 150 | 1 | 154000 | TRUE
line_7_419 | bus_GGD_007 | GGD_EL | 7 | 419 | 53.1487 | 2.6574 | 13.2872 | 0 | 800 | 1 | 345000 | TRUE
line_8_433 | bus_CND_008 | CND_EL | 8 | 433 | 17.3945 | 0.86973 | 4.3486 | 0 | 800 | 1 | 345000 | TRUE
line_9_433 | bus_CND_009 | CND_EL | 9 | 433 | 36.8448 | 1.8422 | 9.2112 | 0 | 800 | 1 | 345000 | TRUE
line_10_434 | bus_CBD_010 | CBD_EL | 10 | 434 | 59.68 | 2.984 | 14.92 | 0 | 800 | 1 | 345000 | TRUE
line_11_434 | bus_CBD_011 | CBD_EL | 11 | 434 | 40.2464 | 2.0123 | 10.0616 | 0 | 3500 | 1 | 765000 | TRUE
line_12_433 | bus_CND_012 | CND_EL | 12 | 433 | 22.7174 | 1.1359 | 5.6793 | 0 | 3500 | 1 | 765000 | TRUE
line_13_418 | bus_GWD_013 | GWD_EL | 13 | 418 | 61.4134 | 3.0707 | 15.3534 | 0 | 150 | 1 | 154000 | TRUE
line_14_418 | bus_GWD_014 | GWD_EL | 14 | 418 | 52.4517 | 2.6226 | 13.1129 | 0 | 150 | 1 | 154000 | TRUE
line_15_433 | bus_CND_015 | CND_EL | 15 | 433 | 23.9783 | 1.1989 | 5.9946 | 0 | 800 | 1 | 345000 | TRUE
line_16_433 | bus_CND_016 | CND_EL | 16 | 433 | 41.1807 | 2.059 | 10.2952 | 0 | 800 | 1 | 345000 | TRUE
line_17_433 | bus_CND_017 | CND_EL | 17 | 433 | 12.9785 | 0.64893 | 3.2446 | 0 | 150 | 1 | 154000 | TRUE
line_18_433 | bus_CND_018 | CND_EL | 18 | 433 | 32.6168 | 1.6308 | 8.1542 | 0 | 150 | 1 | 154000 | TRUE
line_19_433 | bus_CND_019 | CND_EL | 19 | 433 | 47.1617 | 2.3581 | 11.7904 | 0 | 150 | 1 | 154000 | TRUE
line_20_433 | bus_CND_020 | CND_EL | 20 | 433 | 26.0376 | 1.3019 | 6.5094 | 0 | 150 | 1 | 154000 | TRUE
line_21_419 | bus_GGD_021 | GGD_EL | 21 | 419 | 42.0428 | 2.1021 | 10.5107 | 0 | 3500 | 1 | 765000 | TRUE
line_22_419 | bus_GGD_022 | GGD_EL | 22 | 419 | 73.3306 | 3.6665 | 18.3327 | 0 | 150 | 1 | 154000 | TRUE
line_23_419 | bus_GGD_023 | GGD_EL | 23 | 419 | 58.5247 | 2.9262 | 14.6312 | 0 | 800 | 1 | 345000 | TRUE
line_24_427 | bus_SJN_024 | SJN_EL | 24 | 427 | 15.259 | 0.76295 | 3.8148 | 0 | 150 | 1 | 154000 | TRUE
line_25_433 | bus_CND_025 | CND_EL | 25 | 433 | 41.2278 | 2.0614 | 10.307 | 0 | 150 | 1 | 154000 | TRUE
line_26_433 | bus_CND_026 | CND_EL | 26 | 433 | 55.5587 | 2.7779 | 13.8897 | 0 | 150 | 1 | 154000 | TRUE
line_27_434 | bus_CBD_027 | CBD_EL | 27 | 434 | 36.2869 | 1.8143 | 9.0717 | 0 | 800 | 1 | 345000 | TRUE
line_28_419 | bus_GGD_028 | GGD_EL | 28 | 419 | 67.3775 | 3.3689 | 16.8444 | 0 | 800 | 1 | 345000 | TRUE
line_29_419 | bus_GGD_029 | GGD_EL | 29 | 419 | 63.299 | 3.1649 | 15.8247 | 0 | 150 | 1 | 154000 | TRUE
line_30_419 | bus_GGD_030 | GGD_EL | 30 | 419 | 51.6275 | 2.5814 | 12.9069 | 0 | 800 | 1 | 345000 | TRUE
line_31_419 | bus_GGD_031 | GGD_EL | 31 | 419 | 47.9884 | 2.3994 | 11.9971 | 0 | 150 | 1 | 154000 | TRUE
line_32_419 | bus_GGD_032 | GGD_EL | 32 | 419 | 297.8825 | 14.8941 | 74.4706 | 0 | 800 | 1 | 345000 | TRUE
line_33_421 | bus_GBD_033 | GBD_EL | 33 | 421 | 99.5231 | 4.9762 | 24.8808 | 0 | 800 | 1 | 345000 | TRUE
line_34_421 | bus_GBD_034 | GBD_EL | 34 | 421 | 67.7848 | 3.3892 | 16.9462 | 0 | 800 | 1 | 345000 | TRUE
line_35_421 | bus_GBD_035 | GBD_EL | 35 | 421 | 89.2642 | 4.4632 | 22.3161 | 0 | 800 | 1 | 345000 | TRUE
line_36_428 | bus_USN_036 | USN_EL | 36 | 428 | 11.9274 | 0.59637 | 2.9818 | 0 | 800 | 1 | 345000 | TRUE
line_37_421 | bus_GBD_037 | GBD_EL | 37 | 421 | 85.9747 | 4.2987 | 21.4937 | 0 | 800 | 1 | 345000 | TRUE
line_38_428 | bus_USN_038 | USN_EL | 38 | 428 | 14.4921 | 0.7246 | 3.623 | 0 | 800 | 1 | 345000 | TRUE
line_39_428 | bus_USN_039 | USN_EL | 39 | 428 | 16.504 | 0.8252 | 4.126 | 0 | 800 | 1 | 345000 | TRUE
line_40_425 | bus_BSN_040 | BSN_EL | 40 | 425 | 4.1256 | 0.20628 | 1.0314 | 0 | 800 | 1 | 345000 | TRUE
line_41_425 | bus_BSN_041 | BSN_EL | 41 | 425 | 18.5144 | 0.92572 | 4.6286 | 0 | 3500 | 1 | 765000 | TRUE
line_42_430 | bus_JND_042 | JND_EL | 42 | 430 | 74.6263 | 3.7313 | 18.6566 | 0 | 1000 | 1 | 380000 | TRUE
line_43_422 | bus_GWJ_043 | GWJ_EL | 43 | 422 | 13.0993 | 0.65497 | 3.2748 | 0 | 800 | 1 | 345000 | TRUE
line_44_431 | bus_JBD_044 | JBD_EL | 44 | 431 | 37.0973 | 1.8549 | 9.2743 | 0 | 800 | 1 | 345000 | TRUE
line_45_430 | bus_JND_045 | JND_EL | 45 | 430 | 67.4089 | 3.3704 | 16.8522 | 0 | 150 | 1 | 154000 | TRUE
line_46_430 | bus_JND_046 | JND_EL | 46 | 430 | 59.5417 | 2.9771 | 14.8854 | 0 | 150 | 1 | 154000 | TRUE
line_47_421 | bus_GBD_047 | GBD_EL | 47 | 421 | 112.7198 | 5.636 | 28.1799 | 0 | 3500 | 1 | 765000 | TRUE
line_48_418 | bus_GWD_048 | GWD_EL | 48 | 418 | 117.8473 | 5.8924 | 29.4618 | 0 | 800 | 1 | 345000 | TRUE
line_49_421 | bus_GBD_049 | GBD_EL | 49 | 421 | 59.6363 | 2.9818 | 14.9091 | 0 | 800 | 1 | 345000 | TRUE
line_50_424 | bus_DJN_050 | DJN_EL | 50 | 424 | 3.8971 | 0.19485 | 0.97427 | 0 | 150 | 1 | 154000 | TRUE
line_51_424 | bus_DJN_051 | DJN_EL | 51 | 424 | 4.4753 | 0.22376 | 1.1188 | 0 | 150 | 1 | 154000 | TRUE
line_52_433 | bus_CND_052 | CND_EL | 52 | 433 | 34.9547 | 1.7477 | 8.7387 | 0 | 150 | 1 | 154000 | TRUE
line_53_431 | bus_JBD_053 | JBD_EL | 53 | 431 | 36.1487 | 1.8074 | 9.0372 | 0 | 800 | 1 | 345000 | TRUE
line_54_433 | bus_CND_054 | CND_EL | 54 | 433 | 90.2728 | 4.5136 | 22.5682 | 0 | 150 | 1 | 154000 | TRUE
line_55_418 | bus_GWD_055 | GWD_EL | 55 | 418 | 43.2564 | 2.1628 | 10.8141 | 0 | 800 | 1 | 345000 | TRUE
line_56_418 | bus_GWD_056 | GWD_EL | 56 | 418 | 59.6064 | 2.9803 | 14.9016 | 0 | 800 | 1 | 345000 | TRUE
line_57_433 | bus_CND_057 | CND_EL | 57 | 433 | 55.9583 | 2.7979 | 13.9896 | 0 | 3500 | 1 | 765000 | TRUE
line_58_429 | bus_ICN_058 | ICN_EL | 58 | 429 | 31.2164 | 1.5608 | 7.8041 | 0 | 800 | 1 | 345000 | TRUE
line_59_419 | bus_GGD_059 | GGD_EL | 59 | 419 | 73.6723 | 3.6836 | 18.4181 | 0 | 800 | 1 | 345000 | TRUE
line_60_418 | bus_GWD_060 | GWD_EL | 60 | 418 | 62.4187 | 3.1209 | 15.6047 | 0 | 150 | 1 | 154000 | TRUE
line_61_418 | bus_GWD_061 | GWD_EL | 61 | 418 | 80.8126 | 4.0406 | 20.2031 | 0 | 150 | 1 | 154000 | TRUE
line_62_425 | bus_BSN_062 | BSN_EL | 62 | 425 | 12.985 | 0.64925 | 3.2463 | 0 | 800 | 1 | 345000 | TRUE
line_63_420 | bus_GND_063 | GND_EL | 63 | 420 | 71.9347 | 3.5967 | 17.9837 | 0 | 150 | 1 | 154000 | TRUE
line_64_419 | bus_GGD_064 | GGD_EL | 64 | 419 | 50.1492 | 2.5075 | 12.5373 | 0 | 800 | 1 | 345000 | TRUE
line_65_434 | bus_CBD_065 | CBD_EL | 65 | 434 | 36.0366 | 1.8018 | 9.0091 | 0 | 150 | 1 | 154000 | TRUE
line_66_419 | bus_GGD_066 | GGD_EL | 66 | 419 | 57.3917 | 2.8696 | 14.3479 | 0 | 150 | 1 | 154000 | TRUE
line_67_434 | bus_CBD_067 | CBD_EL | 67 | 434 | 31.4498 | 1.5725 | 7.8625 | 0 | 150 | 1 | 154000 | TRUE
line_68_426 | bus_SEL_068 | SEL_EL | 68 | 426 | 1 | 0.05 | 0.25 | 0 | 800 | 1 | 345000 | TRUE
line_69_418 | bus_GWD_069 | GWD_EL | 69 | 418 | 52.0635 | 2.6032 | 13.0159 | 0 | 150 | 1 | 154000 | TRUE
line_70_418 | bus_GWD_070 | GWD_EL | 70 | 418 | 51.448 | 2.5724 | 12.862 | 0 | 150 | 1 | 154000 | TRUE
line_71_434 | bus_CBD_071 | CBD_EL | 71 | 434 | 37.6273 | 1.8814 | 9.4068 | 0 | 150 | 1 | 154000 | TRUE
line_72_433 | bus_CND_072 | CND_EL | 72 | 433 | 56.809 | 2.8405 | 14.2023 | 0 | 150 | 1 | 154000 | TRUE
line_73_421 | bus_GBD_073 | GBD_EL | 73 | 421 | 56.5647 | 2.8282 | 14.1412 | 0 | 800 | 1 | 345000 | TRUE
line_74_421 | bus_GBD_074 | GBD_EL | 74 | 421 | 59.2989 | 2.9649 | 14.8247 | 0 | 800 | 1 | 345000 | TRUE
line_75_420 | bus_GND_075 | GND_EL | 75 | 420 | 58.118 | 2.9059 | 14.5295 | 0 | 150 | 1 | 154000 | TRUE
line_76_420 | bus_GND_076 | GND_EL | 76 | 420 | 51.0586 | 2.5529 | 12.7646 | 0 | 150 | 1 | 154000 | TRUE
line_77_430 | bus_JND_077 | JND_EL | 77 | 430 | 24.1359 | 1.2068 | 6.034 | 0 | 800 | 1 | 345000 | TRUE
line_78_430 | bus_JND_078 | JND_EL | 78 | 430 | 58.871 | 2.9436 | 14.7178 | 0 | 150 | 1 | 154000 | TRUE
line_79_420 | bus_GND_079 | GND_EL | 79 | 420 | 90.8907 | 4.5445 | 22.7227 | 0 | 800 | 1 | 345000 | TRUE
line_80_431 | bus_JBD_080 | JBD_EL | 80 | 431 | 11.2057 | 0.56028 | 2.8014 | 0 | 800 | 1 | 345000 | TRUE
line_81_432 | bus_JJD_081 | JJD_EL | 81 | 432 | 8.6997 | 0.43499 | 2.1749 | 0 | 150 | 1 | 154000 | TRUE
line_82_432 | bus_JJD_082 | JJD_EL | 82 | 432 | 20.0219 | 1.0011 | 5.0055 | 0 | 150 | 1 | 154000 | TRUE
line_83_432 | bus_JJD_083 | JJD_EL | 83 | 432 | 29.6804 | 1.484 | 7.4201 | 0 | 150 | 1 | 154000 | TRUE
line_84_432 | bus_JJD_084 | JJD_EL | 84 | 432 | 13.535 | 0.67675 | 3.3838 | 0 | 150 | 1 | 154000 | TRUE
line_85_432 | bus_JJD_085 | JJD_EL | 85 | 432 | 12.4005 | 0.62003 | 3.1001 | 0 | 200 | 1 | 180000 | TRUE
line_86_432 | bus_JJD_086 | JJD_EL | 86 | 432 | 15.3302 | 0.76651 | 3.8326 | 0 | 150 | 1 | 154000 | TRUE
line_87_432 | bus_JJD_087 | JJD_EL | 87 | 432 | 27.903 | 1.3951 | 6.9757 | 0 | 150 | 1 | 154000 | TRUE
line_88_432 | bus_JJD_088 | JJD_EL | 88 | 432 | 17.2243 | 0.86121 | 4.3061 | 0 | 150 | 1 | 154000 | TRUE
line_89_432 | bus_JJD_089 | JJD_EL | 89 | 432 | 13.2471 | 0.66235 | 3.3118 | 0 | 400 | 1 | 250000 | TRUE
line_90_432 | bus_JJD_090 | JJD_EL | 90 | 432 | 10.7136 | 0.53568 | 2.6784 | 0 | 150 | 1 | 154000 | TRUE
line_91_432 | bus_JJD_091 | JJD_EL | 91 | 432 | 35.1433 | 1.7572 | 8.7858 | 0 | 150 | 1 | 154000 | TRUE
line_92_421 | bus_GBD_092 | GBD_EL | 92 | 421 | 44.6422 | 2.2321 | 11.1605 | 0 | 800 | 1 | 345000 | TRUE
line_93_421 | bus_GBD_093 | GBD_EL | 93 | 421 | 61.1177 | 3.0559 | 15.2794 | 0 | 800 | 1 | 345000 | TRUE
line_94_421 | bus_GBD_094 | GBD_EL | 94 | 421 | 69.6201 | 3.481 | 17.405 | 0 | 150 | 1 | 154000 | TRUE
line_95_421 | bus_GBD_095 | GBD_EL | 95 | 421 | 42.0286 | 2.1014 | 10.5071 | 0 | 800 | 1 | 345000 | TRUE
line_96_421 | bus_GBD_096 | GBD_EL | 96 | 421 | 65.0827 | 3.2541 | 16.2707 | 0 | 150 | 1 | 154000 | TRUE
line_97_421 | bus_GBD_097 | GBD_EL | 97 | 421 | 72.9571 | 3.6479 | 18.2393 | 0 | 800 | 1 | 345000 | TRUE
line_98_434 | bus_CBD_098 | CBD_EL | 98 | 434 | 73.6556 | 3.6828 | 18.4139 | 0 | 800 | 1 | 345000 | TRUE
line_99_421 | bus_GBD_099 | GBD_EL | 99 | 421 | 72.8874 | 3.6444 | 18.2218 | 0 | 800 | 1 | 345000 | TRUE
line_100_424 | bus_DJN_100 | DJN_EL | 100 | 424 | 8.7647 | 0.43824 | 2.1912 | 0 | 150 | 1 | 154000 | TRUE
line_101_433 | bus_CND_101 | CND_EL | 101 | 433 | 68.215 | 3.4108 | 17.0538 | 0 | 800 | 1 | 345000 | TRUE
line_102_421 | bus_GBD_102 | GBD_EL | 102 | 421 | 58.277 | 2.9138 | 14.5692 | 0 | 800 | 1 | 345000 | TRUE
line_103_433 | bus_CND_103 | CND_EL | 103 | 433 | 61.1737 | 3.0587 | 15.2934 | 0 | 150 | 1 | 154000 | TRUE
line_104_431 | bus_JBD_104 | JBD_EL | 104 | 431 | 12.8278 | 0.64139 | 3.2069 | 0 | 800 | 1 | 345000 | TRUE
line_105_421 | bus_GBD_105 | GBD_EL | 105 | 421 | 58.9855 | 2.9493 | 14.7464 | 0 | 800 | 1 | 345000 | TRUE
line_106_421 | bus_GBD_106 | GBD_EL | 106 | 421 | 54.411 | 2.7205 | 13.6027 | 0 | 800 | 1 | 345000 | TRUE
line_107_428 | bus_USN_107 | USN_EL | 107 | 428 | 4.1681 | 0.2084 | 1.042 | 0 | 150 | 1 | 154000 | TRUE
line_108_428 | bus_USN_108 | USN_EL | 108 | 428 | 10.1383 | 0.50692 | 2.5346 | 0 | 800 | 1 | 345000 | TRUE
line_109_428 | bus_USN_109 | USN_EL | 109 | 428 | 17.3456 | 0.86728 | 4.3364 | 0 | 150 | 1 | 154000 | TRUE
line_110_421 | bus_GBD_110 | GBD_EL | 110 | 421 | 38.7617 | 1.9381 | 9.6904 | 0 | 150 | 1 | 154000 | TRUE
line_111_420 | bus_GND_111 | GND_EL | 111 | 420 | 27.9866 | 1.3993 | 6.9967 | 0 | 800 | 1 | 345000 | TRUE
line_112_421 | bus_GBD_112 | GBD_EL | 112 | 421 | 63.7526 | 3.1876 | 15.9381 | 0 | 800 | 1 | 345000 | TRUE
line_113_421 | bus_GBD_113 | GBD_EL | 113 | 421 | 72.3157 | 3.6158 | 18.0789 | 0 | 150 | 1 | 154000 | TRUE
line_114_421 | bus_GBD_114 | GBD_EL | 114 | 421 | 43.1993 | 2.16 | 10.7998 | 0 | 800 | 1 | 345000 | TRUE
line_115_421 | bus_GBD_115 | GBD_EL | 115 | 421 | 77.7825 | 3.8891 | 19.4456 | 0 | 150 | 1 | 154000 | TRUE
line_116_434 | bus_CBD_116 | CBD_EL | 116 | 434 | 39.1101 | 1.9555 | 9.7775 | 0 | 800 | 1 | 345000 | TRUE
line_117_421 | bus_GBD_117 | GBD_EL | 117 | 421 | 52.2314 | 2.6116 | 13.0578 | 0 | 150 | 1 | 154000 | TRUE
line_118_420 | bus_GND_118 | GND_EL | 118 | 420 | 40.9551 | 2.0478 | 10.2388 | 0 | 150 | 1 | 154000 | TRUE
line_119_431 | bus_JBD_119 | JBD_EL | 119 | 431 | 50.4431 | 2.5222 | 12.6108 | 0 | 800 | 1 | 345000 | TRUE
line_120_430 | bus_JND_120 | JND_EL | 120 | 430 | 12.5714 | 0.62857 | 3.1428 | 0 | 800 | 1 | 345000 | TRUE
line_121_431 | bus_JBD_121 | JBD_EL | 121 | 431 | 37.8772 | 1.8939 | 9.4693 | 0 | 150 | 1 | 154000 | TRUE
line_122_431 | bus_JBD_122 | JBD_EL | 122 | 431 | 45.1712 | 2.2586 | 11.2928 | 0 | 150 | 1 | 154000 | TRUE
line_123_420 | bus_GND_123 | GND_EL | 123 | 420 | 16.6047 | 0.83023 | 4.1512 | 0 | 800 | 1 | 345000 | TRUE
line_124_420 | bus_GND_124 | GND_EL | 124 | 420 | 47.3657 | 2.3683 | 11.8414 | 0 | 800 | 1 | 345000 | TRUE
line_125_420 | bus_GND_125 | GND_EL | 125 | 420 | 38.9811 | 1.9491 | 9.7453 | 0 | 150 | 1 | 154000 | TRUE
line_126_420 | bus_GND_126 | GND_EL | 126 | 420 | 48.293 | 2.4147 | 12.0733 | 0 | 800 | 1 | 345000 | TRUE
line_127_420 | bus_GND_127 | GND_EL | 127 | 420 | 34.2905 | 1.7145 | 8.5726 | 0 | 800 | 1 | 345000 | TRUE
line_128_420 | bus_GND_128 | GND_EL | 128 | 420 | 23.6956 | 1.1848 | 5.9239 | 0 | 150 | 1 | 154000 | TRUE
line_129_420 | bus_GND_129 | GND_EL | 129 | 420 | 58.3111 | 2.9156 | 14.5778 | 0 | 150 | 1 | 154000 | TRUE
line_130_420 | bus_GND_130 | GND_EL | 130 | 420 | 70.4358 | 3.5218 | 17.6089 | 0 | 800 | 1 | 345000 | TRUE
line_131_420 | bus_GND_131 | GND_EL | 131 | 420 | 58.5936 | 2.9297 | 14.6484 | 0 | 150 | 1 | 154000 | TRUE
line_132_430 | bus_JND_132 | JND_EL | 132 | 430 | 76.5987 | 3.8299 | 19.1497 | 0 | 800 | 1 | 345000 | TRUE
line_133_422 | bus_GWJ_133 | GWJ_EL | 133 | 422 | 12.2909 | 0.61455 | 3.0727 | 0 | 150 | 1 | 154000 | TRUE
line_134_430 | bus_JND_134 | JND_EL | 134 | 430 | 86.6034 | 4.3302 | 21.6509 | 0 | 800 | 1 | 345000 | TRUE
line_135_433 | bus_CND_135 | CND_EL | 135 | 433 | 23.373 | 1.1687 | 5.8433 | 0 | 150 | 1 | 154000 | TRUE
line_136_430 | bus_JND_136 | JND_EL | 136 | 430 | 77.7128 | 3.8856 | 19.4282 | 0 | 800 | 1 | 345000 | TRUE
line_137_430 | bus_JND_137 | JND_EL | 137 | 430 | 68.0193 | 3.401 | 17.0048 | 0 | 150 | 1 | 154000 | TRUE
line_138_434 | bus_CBD_138 | CBD_EL | 138 | 434 | 56.2756 | 2.8138 | 14.0689 | 0 | 150 | 1 | 154000 | TRUE
line_139_421 | bus_GBD_139 | GBD_EL | 139 | 421 | 70.6011 | 3.5301 | 17.6503 | 0 | 150 | 1 | 154000 | TRUE
line_140_433 | bus_CND_140 | CND_EL | 140 | 433 | 44.5046 | 2.2252 | 11.1261 | 0 | 150 | 1 | 154000 | TRUE
line_141_427 | bus_SJN_141 | SJN_EL | 141 | 427 | 16.9143 | 0.84571 | 4.2286 | 0 | 150 | 1 | 154000 | TRUE
line_142_430 | bus_JND_142 | JND_EL | 142 | 430 | 94.4649 | 4.7232 | 23.6162 | 0 | 800 | 1 | 345000 | TRUE
line_143_430 | bus_JND_143 | JND_EL | 143 | 430 | 48.8864 | 2.4443 | 12.2216 | 0 | 150 | 1 | 154000 | TRUE
line_144_431 | bus_JBD_144 | JBD_EL | 144 | 431 | 54.8879 | 2.7444 | 13.722 | 0 | 800 | 1 | 345000 | TRUE
line_145_420 | bus_GND_145 | GND_EL | 145 | 420 | 71.6803 | 3.584 | 17.9201 | 0 | 150 | 1 | 154000 | TRUE
line_146_430 | bus_JND_146 | JND_EL | 146 | 430 | 92.4085 | 4.6204 | 23.1021 | 0 | 150 | 1 | 154000 | TRUE
line_147_430 | bus_JND_147 | JND_EL | 147 | 430 | 99.298 | 4.9649 | 24.8245 | 0 | 800 | 1 | 345000 | TRUE
line_148_420 | bus_GND_148 | GND_EL | 148 | 420 | 64.8799 | 3.244 | 16.22 | 0 | 150 | 1 | 154000 | TRUE
line_149_420 | bus_GND_149 | GND_EL | 149 | 420 | 19.2863 | 0.96432 | 4.8216 | 0 | 150 | 1 | 154000 | TRUE
line_150_420 | bus_GND_150 | GND_EL | 150 | 420 | 10.86 | 0.543 | 2.715 | 0 | 150 | 1 | 154000 | TRUE
line_151_420 | bus_GND_151 | GND_EL | 151 | 420 | 35.6858 | 1.7843 | 8.9215 | 0 | 150 | 1 | 154000 | TRUE
line_152_419 | bus_GGD_152 | GGD_EL | 152 | 419 | 20.3626 | 1.0181 | 5.0907 | 0 | 150 | 1 | 154000 | TRUE
line_153_419 | bus_GGD_153 | GGD_EL | 153 | 419 | 53.269 | 2.6635 | 13.3173 | 0 | 800 | 1 | 345000 | TRUE
line_154_434 | bus_CBD_154 | CBD_EL | 154 | 434 | 44.4902 | 2.2245 | 11.1226 | 0 | 150 | 1 | 154000 | TRUE
line_155_434 | bus_CBD_155 | CBD_EL | 155 | 434 | 36.8112 | 1.8406 | 9.2028 | 0 | 150 | 1 | 154000 | TRUE
line_156_434 | bus_CBD_156 | CBD_EL | 156 | 434 | 44.9876 | 2.2494 | 11.2469 | 0 | 150 | 1 | 154000 | TRUE
line_157_433 | bus_CND_157 | CND_EL | 157 | 433 | 18.4805 | 0.92402 | 4.6201 | 0 | 800 | 1 | 345000 | TRUE
line_158_433 | bus_CND_158 | CND_EL | 158 | 433 | 33.6665 | 1.6833 | 8.4166 | 0 | 800 | 1 | 345000 | TRUE
line_159_433 | bus_CND_159 | CND_EL | 159 | 433 | 42.8377 | 2.1419 | 10.7094 | 0 | 800 | 1 | 345000 | TRUE
line_160_419 | bus_GGD_160 | GGD_EL | 160 | 419 | 54.673 | 2.7337 | 13.6683 | 0 | 800 | 1 | 345000 | TRUE
line_161_434 | bus_CBD_161 | CBD_EL | 161 | 434 | 69.2361 | 3.4618 | 17.309 | 0 | 800 | 1 | 345000 | TRUE
line_162_433 | bus_CND_162 | CND_EL | 162 | 433 | 52.9704 | 2.6485 | 13.2426 | 0 | 150 | 1 | 154000 | TRUE
line_163_433 | bus_CND_163 | CND_EL | 163 | 433 | 61.2001 | 3.06 | 15.3 | 0 | 150 | 1 | 154000 | TRUE
line_164_421 | bus_GBD_164 | GBD_EL | 164 | 421 | 258.1061 | 12.9053 | 64.5265 | 0 | 150 | 1 | 154000 | TRUE
line_165_419 | bus_GGD_165 | GGD_EL | 165 | 419 | 36.6279 | 1.8314 | 9.157 | 0 | 150 | 1 | 154000 | TRUE
line_166_419 | bus_GGD_166 | GGD_EL | 166 | 419 | 43.1598 | 2.158 | 10.79 | 0 | 150 | 1 | 154000 | TRUE
line_167_419 | bus_GGD_167 | GGD_EL | 167 | 419 | 23.5181 | 1.1759 | 5.8795 | 0 | 150 | 1 | 154000 | TRUE
line_168_419 | bus_GGD_168 | GGD_EL | 168 | 419 | 35.2323 | 1.7616 | 8.8081 | 0 | 800 | 1 | 345000 | TRUE
line_169_421 | bus_GBD_169 | GBD_EL | 169 | 421 | 37.4934 | 1.8747 | 9.3733 | 0 | 150 | 1 | 154000 | TRUE
line_170_418 | bus_GWD_170 | GWD_EL | 170 | 418 | 129.9766 | 6.4988 | 32.4942 | 0 | 150 | 1 | 154000 | TRUE
line_171_418 | bus_GWD_171 | GWD_EL | 171 | 418 | 81.5614 | 4.0781 | 20.3904 | 0 | 800 | 1 | 345000 | TRUE
line_172_418 | bus_GWD_172 | GWD_EL | 172 | 418 | 66.9443 | 3.3472 | 16.7361 | 0 | 150 | 1 | 154000 | TRUE
line_173_419 | bus_GGD_173 | GGD_EL | 173 | 419 | 36.6726 | 1.8336 | 9.1681 | 0 | 150 | 1 | 154000 | TRUE
line_174_419 | bus_GGD_174 | GGD_EL | 174 | 419 | 30.6559 | 1.5328 | 7.664 | 0 | 150 | 1 | 154000 | TRUE
line_175_418 | bus_GWD_175 | GWD_EL | 175 | 418 | 84.5642 | 4.2282 | 21.141 | 0 | 800 | 1 | 345000 | TRUE
line_176_418 | bus_GWD_176 | GWD_EL | 176 | 418 | 102.424 | 5.1212 | 25.606 | 0 | 800 | 1 | 345000 | TRUE
line_177_418 | bus_GWD_177 | GWD_EL | 177 | 418 | 96.6006 | 4.83 | 24.1502 | 0 | 800 | 1 | 345000 | TRUE
line_178_419 | bus_GGD_178 | GGD_EL | 178 | 419 | 41.1998 | 2.06 | 10.3 | 0 | 150 | 1 | 154000 | TRUE
line_179_429 | bus_ICN_179 | ICN_EL | 179 | 429 | 22.6285 | 1.1314 | 5.6571 | 0 | 150 | 1 | 154000 | TRUE
line_180_420 | bus_GND_180 | GND_EL | 180 | 420 | 42.5385 | 2.1269 | 10.6346 | 0 | 3500 | 1 | 765000 | TRUE
line_181_420 | bus_GND_181 | GND_EL | 181 | 420 | 21.4528 | 1.0726 | 5.3632 | 0 | 150 | 1 | 154000 | TRUE
line_182_420 | bus_GND_182 | GND_EL | 182 | 420 | 16.285 | 0.81425 | 4.0712 | 0 | 150 | 1 | 154000 | TRUE
line_183_423 | bus_DGU_183 | DGU_EL | 183 | 423 | 26.8797 | 1.344 | 6.7199 | 0 | 150 | 1 | 154000 | TRUE
line_184_420 | bus_GND_184 | GND_EL | 184 | 420 | 26.5737 | 1.3287 | 6.6434 | 0 | 150 | 1 | 154000 | TRUE
line_185_420 | bus_GND_185 | GND_EL | 185 | 420 | 31.3345 | 1.5667 | 7.8336 | 0 | 150 | 1 | 154000 | TRUE
line_186_418 | bus_GWD_186 | GWD_EL | 186 | 418 | 93.1899 | 4.6595 | 23.2975 | 0 | 800 | 1 | 345000 | TRUE
line_187_419 | bus_GGD_187 | GGD_EL | 187 | 419 | 46.1663 | 2.3083 | 11.5416 | 0 | 800 | 1 | 345000 | TRUE
line_188_418 | bus_GWD_188 | GWD_EL | 188 | 418 | 71.5015 | 3.5751 | 17.8754 | 0 | 150 | 1 | 154000 | TRUE
line_189_419 | bus_GGD_189 | GGD_EL | 189 | 419 | 55.6408 | 2.782 | 13.9102 | 0 | 800 | 1 | 345000 | TRUE
line_190_425 | bus_BSN_190 | BSN_EL | 190 | 425 | 13.877 | 0.69385 | 3.4693 | 0 | 150 | 1 | 154000 | TRUE
line_191_431 | bus_JBD_191 | JBD_EL | 191 | 431 | 13.6161 | 0.68081 | 3.404 | 0 | 150 | 1 | 154000 | TRUE
line_192_421 | bus_GBD_192 | GBD_EL | 192 | 421 | 40.5142 | 2.0257 | 10.1285 | 0 | 800 | 1 | 345000 | TRUE
line_193_418 | bus_GWD_193 | GWD_EL | 193 | 418 | 54.5637 | 2.7282 | 13.6409 | 0 | 150 | 1 | 154000 | TRUE
line_194_418 | bus_GWD_194 | GWD_EL | 194 | 418 | 32.8875 | 1.6444 | 8.2219 | 0 | 150 | 1 | 154000 | TRUE
line_195_419 | bus_GGD_195 | GGD_EL | 195 | 419 | 44.9957 | 2.2498 | 11.2489 | 0 | 150 | 1 | 154000 | TRUE
line_196_418 | bus_GWD_196 | GWD_EL | 196 | 418 | 77.3741 | 3.8687 | 19.3435 | 0 | 150 | 1 | 154000 | TRUE
line_197_420 | bus_GND_197 | GND_EL | 197 | 420 | 47.9998 | 2.4 | 11.9999 | 0 | 150 | 1 | 154000 | TRUE
line_198_421 | bus_GBD_198 | GBD_EL | 198 | 421 | 86.4476 | 4.3224 | 21.6119 | 0 | 150 | 1 | 154000 | TRUE
line_199_420 | bus_GND_199 | GND_EL | 199 | 420 | 69.1028 | 3.4551 | 17.2757 | 0 | 150 | 1 | 154000 | TRUE
line_200_420 | bus_GND_200 | GND_EL | 200 | 420 | 70.6559 | 3.5328 | 17.664 | 0 | 150 | 1 | 154000 | TRUE
line_201_420 | bus_GND_201 | GND_EL | 201 | 420 | 66.5774 | 3.3289 | 16.6443 | 0 | 150 | 1 | 154000 | TRUE
line_202_420 | bus_GND_202 | GND_EL | 202 | 420 | 34.7377 | 1.7369 | 8.6844 | 0 | 150 | 1 | 154000 | TRUE
line_203_421 | bus_GBD_203 | GBD_EL | 203 | 421 | 73.1947 | 3.6597 | 18.2987 | 0 | 150 | 1 | 154000 | TRUE
line_204_430 | bus_JND_204 | JND_EL | 204 | 430 | 64.514 | 3.2257 | 16.1285 | 0 | 200 | 1 | 180000 | TRUE
line_205_421 | bus_GBD_205 | GBD_EL | 205 | 421 | 68.3087 | 3.4154 | 17.0772 | 0 | 150 | 1 | 154000 | TRUE
line_206_430 | bus_JND_206 | JND_EL | 206 | 430 | 63.974 | 3.1987 | 15.9935 | 0 | 150 | 1 | 154000 | TRUE
line_207_430 | bus_JND_207 | JND_EL | 207 | 430 | 26.6436 | 1.3322 | 6.6609 | 0 | 150 | 1 | 154000 | TRUE
line_208_421 | bus_GBD_208 | GBD_EL | 208 | 421 | 33.0061 | 1.6503 | 8.2515 | 0 | 150 | 1 | 154000 | TRUE
line_209_430 | bus_JND_209 | JND_EL | 209 | 430 | 46.8689 | 2.3434 | 11.7172 | 0 | 150 | 1 | 154000 | TRUE
line_210_419 | bus_GGD_210 | GGD_EL | 210 | 419 | 36.2426 | 1.8121 | 9.0606 | 0 | 150 | 1 | 154000 | TRUE
line_211_430 | bus_JND_211 | JND_EL | 211 | 430 | 38.6361 | 1.9318 | 9.659 | 0 | 150 | 1 | 154000 | TRUE
line_212_422 | bus_GWJ_212 | GWJ_EL | 212 | 422 | 7.2067 | 0.36034 | 1.8017 | 0 | 150 | 1 | 154000 | TRUE
line_213_421 | bus_GBD_213 | GBD_EL | 213 | 421 | 69.5678 | 3.4784 | 17.3919 | 0 | 150 | 1 | 154000 | TRUE
line_214_421 | bus_GBD_214 | GBD_EL | 214 | 421 | 65.1699 | 3.2585 | 16.2925 | 0 | 800 | 1 | 345000 | TRUE
line_215_434 | bus_CBD_215 | CBD_EL | 215 | 434 | 26.3865 | 1.3193 | 6.5966 | 0 | 800 | 1 | 345000 | TRUE
line_216_434 | bus_CBD_216 | CBD_EL | 216 | 434 | 25.3474 | 1.2674 | 6.3369 | 0 | 150 | 1 | 154000 | TRUE
line_217_434 | bus_CBD_217 | CBD_EL | 217 | 434 | 16.872 | 0.8436 | 4.218 | 0 | 150 | 1 | 154000 | TRUE
line_218_434 | bus_CBD_218 | CBD_EL | 218 | 434 | 15.6076 | 0.78038 | 3.9019 | 0 | 150 | 1 | 154000 | TRUE
line_219_434 | bus_CBD_219 | CBD_EL | 219 | 434 | 7.6161 | 0.3808 | 1.904 | 0 | 150 | 1 | 154000 | TRUE
line_220_430 | bus_JND_220 | JND_EL | 220 | 430 | 11.1885 | 0.55943 | 2.7971 | 0 | 150 | 1 | 154000 | TRUE
line_221_430 | bus_JND_221 | JND_EL | 221 | 430 | 16.7101 | 0.8355 | 4.1775 | 0 | 150 | 1 | 154000 | TRUE
line_222_434 | bus_CBD_222 | CBD_EL | 222 | 434 | 27.3154 | 1.3658 | 6.8288 | 0 | 150 | 1 | 154000 | TRUE
line_223_434 | bus_CBD_223 | CBD_EL | 223 | 434 | 19.7652 | 0.98826 | 4.9413 | 0 | 150 | 1 | 154000 | TRUE
line_224_434 | bus_CBD_224 | CBD_EL | 224 | 434 | 27.2423 | 1.3621 | 6.8106 | 0 | 150 | 1 | 154000 | TRUE
line_225_430 | bus_JND_225 | JND_EL | 225 | 430 | 49.3882 | 2.4694 | 12.3471 | 0 | 150 | 1 | 154000 | TRUE
line_226_430 | bus_JND_226 | JND_EL | 226 | 430 | 19.2147 | 0.96074 | 4.8037 | 0 | 150 | 1 | 154000 | TRUE
line_227_431 | bus_JBD_227 | JBD_EL | 227 | 431 | 26.0621 | 1.3031 | 6.5155 | 0 | 150 | 1 | 154000 | TRUE
line_228_430 | bus_JND_228 | JND_EL | 228 | 430 | 45.4139 | 2.2707 | 11.3535 | 0 | 150 | 1 | 154000 | TRUE
line_229_430 | bus_JND_229 | JND_EL | 229 | 430 | 53.2541 | 2.6627 | 13.3135 | 0 | 150 | 1 | 154000 | TRUE
line_230_420 | bus_GND_230 | GND_EL | 230 | 420 | 53.9559 | 2.6978 | 13.489 | 0 | 150 | 1 | 154000 | TRUE
line_231_419 | bus_GGD_231 | GGD_EL | 231 | 419 | 54.9548 | 2.7477 | 13.7387 | 0 | 150 | 1 | 154000 | TRUE
line_232_418 | bus_GWD_232 | GWD_EL | 232 | 418 | 77.8909 | 3.8945 | 19.4727 | 0 | 150 | 1 | 154000 | TRUE
line_233_434 | bus_CBD_233 | CBD_EL | 233 | 434 | 36.554 | 1.8277 | 9.1385 | 0 | 150 | 1 | 154000 | TRUE
line_234_419 | bus_GGD_234 | GGD_EL | 234 | 419 | 23.5336 | 1.1767 | 5.8834 | 0 | 150 | 1 | 154000 | TRUE
line_235_420 | bus_GND_235 | GND_EL | 235 | 420 | 1.4646 | 0.073228 | 0.36614 | 0 | 150 | 1 | 154000 | TRUE
line_236_431 | bus_JBD_236 | JBD_EL | 236 | 431 | 44.3038 | 2.2152 | 11.076 | 0 | 150 | 1 | 154000 | TRUE
line_237_430 | bus_JND_237 | JND_EL | 237 | 430 | 53.0635 | 2.6532 | 13.2659 | 0 | 150 | 1 | 154000 | TRUE
line_238_430 | bus_JND_238 | JND_EL | 238 | 430 | 28.6408 | 1.432 | 7.1602 | 0 | 150 | 1 | 154000 | TRUE
line_239_433 | bus_CND_239 | CND_EL | 239 | 433 | 65.2794 | 3.264 | 16.3199 | 0 | 800 | 1 | 345000 | TRUE
line_240_433 | bus_CND_240 | CND_EL | 240 | 433 | 69.5321 | 3.4766 | 17.383 | 0 | 800 | 1 | 345000 | TRUE
line_241_418 | bus_GWD_241 | GWD_EL | 241 | 418 | 29.4256 | 1.4713 | 7.3564 | 0 | 150 | 1 | 154000 | TRUE
line_242_418 | bus_GWD_242 | GWD_EL | 242 | 418 | 27.2518 | 1.3626 | 6.8129 | 0 | 150 | 1 | 154000 | TRUE
line_243_430 | bus_JND_243 | JND_EL | 243 | 430 | 65.0926 | 3.2546 | 16.2732 | 0 | 150 | 1 | 154000 | TRUE
line_244_430 | bus_JND_244 | JND_EL | 244 | 430 | 56.9895 | 2.8495 | 14.2474 | 0 | 150 | 1 | 154000 | TRUE
line_245_430 | bus_JND_245 | JND_EL | 245 | 430 | 22.611 | 1.1305 | 5.6527 | 0 | 150 | 1 | 154000 | TRUE
line_246_418 | bus_GWD_246 | GWD_EL | 246 | 418 | 61.5415 | 3.0771 | 15.3854 | 0 | 150 | 1 | 154000 | TRUE
line_247_430 | bus_JND_247 | JND_EL | 247 | 430 | 52.7762 | 2.6388 | 13.1941 | 0 | 150 | 1 | 154000 | TRUE
line_248_430 | bus_JND_248 | JND_EL | 248 | 430 | 73.9487 | 3.6974 | 18.4872 | 0 | 150 | 1 | 154000 | TRUE
line_249_418 | bus_GWD_249 | GWD_EL | 249 | 418 | 52.0687 | 2.6034 | 13.0172 | 0 | 150 | 1 | 154000 | TRUE
line_250_434 | bus_CBD_250 | CBD_EL | 250 | 434 | 38.0972 | 1.9049 | 9.5243 | 0 | 150 | 1 | 154000 | TRUE
line_251_421 | bus_GBD_251 | GBD_EL | 251 | 421 | 66.0315 | 3.3016 | 16.5079 | 0 | 150 | 1 | 154000 | TRUE
line_252_430 | bus_JND_252 | JND_EL | 252 | 430 | 80.6325 | 4.0316 | 20.1581 | 0 | 150 | 1 | 154000 | TRUE
line_253_430 | bus_JND_253 | JND_EL | 253 | 430 | 61.9374 | 3.0969 | 15.4843 | 0 | 150 | 1 | 154000 | TRUE
line_254_430 | bus_JND_254 | JND_EL | 254 | 430 | 75.9766 | 3.7988 | 18.9941 | 0 | 150 | 1 | 154000 | TRUE
line_255_430 | bus_JND_255 | JND_EL | 255 | 430 | 67.0243 | 3.3512 | 16.7561 | 0 | 150 | 1 | 154000 | TRUE
line_256_430 | bus_JND_256 | JND_EL | 256 | 430 | 61.3121 | 3.0656 | 15.328 | 0 | 150 | 1 | 154000 | TRUE
line_257_427 | bus_SJN_257 | SJN_EL | 257 | 427 | 2.4429 | 0.12214 | 0.61072 | 0 | 150 | 1 | 154000 | TRUE
line_258_418 | bus_GWD_258 | GWD_EL | 258 | 418 | 87.2984 | 4.3649 | 21.8246 | 0 | 150 | 1 | 154000 | TRUE
line_259_421 | bus_GBD_259 | GBD_EL | 259 | 421 | 112.4304 | 5.6215 | 28.1076 | 0 | 150 | 1 | 154000 | TRUE
line_260_418 | bus_GWD_260 | GWD_EL | 260 | 418 | 56.5156 | 2.8258 | 14.1289 | 0 | 150 | 1 | 154000 | TRUE
line_261_421 | bus_GBD_261 | GBD_EL | 261 | 421 | 49.2669 | 2.4633 | 12.3167 | 0 | 150 | 1 | 154000 | TRUE
line_262_418 | bus_GWD_262 | GWD_EL | 262 | 418 | 63.5841 | 3.1792 | 15.896 | 0 | 150 | 1 | 154000 | TRUE
line_263_421 | bus_GBD_263 | GBD_EL | 263 | 421 | 68.7679 | 3.4384 | 17.192 | 0 | 150 | 1 | 154000 | TRUE
line_264_421 | bus_GBD_264 | GBD_EL | 264 | 421 | 88.3607 | 4.418 | 22.0902 | 0 | 150 | 1 | 154000 | TRUE
line_265_421 | bus_GBD_265 | GBD_EL | 265 | 421 | 45.2169 | 2.2608 | 11.3042 | 0 | 150 | 1 | 154000 | TRUE
line_266_421 | bus_GBD_266 | GBD_EL | 266 | 421 | 59.0155 | 2.9508 | 14.7539 | 0 | 150 | 1 | 154000 | TRUE
line_267_433 | bus_CND_267 | CND_EL | 267 | 433 | 41.3057 | 2.0653 | 10.3264 | 0 | 150 | 1 | 154000 | TRUE
line_268_433 | bus_CND_268 | CND_EL | 268 | 433 | 32.0283 | 1.6014 | 8.0071 | 0 | 150 | 1 | 154000 | TRUE
line_269_431 | bus_JBD_269 | JBD_EL | 269 | 431 | 32.1776 | 1.6089 | 8.0444 | 0 | 150 | 1 | 154000 | TRUE
line_270_431 | bus_JBD_270 | JBD_EL | 270 | 431 | 23.9016 | 1.1951 | 5.9754 | 0 | 150 | 1 | 154000 | TRUE
line_271_431 | bus_JBD_271 | JBD_EL | 271 | 431 | 45.1379 | 2.2569 | 11.2845 | 0 | 150 | 1 | 154000 | TRUE
line_272_433 | bus_CND_272 | CND_EL | 272 | 433 | 106.1552 | 5.3078 | 26.5388 | 0 | 150 | 1 | 154000 | TRUE
line_273_419 | bus_GGD_273 | GGD_EL | 273 | 419 | 49.2663 | 2.4633 | 12.3166 | 0 | 150 | 1 | 154000 | TRUE
line_274_434 | bus_CBD_274 | CBD_EL | 274 | 434 | 13.962 | 0.6981 | 3.4905 | 0 | 150 | 1 | 154000 | TRUE
line_275_434 | bus_CBD_275 | CBD_EL | 275 | 434 | 6.9888 | 0.34944 | 1.7472 | 0 | 150 | 1 | 154000 | TRUE
line_276_434 | bus_CBD_276 | CBD_EL | 276 | 434 | 31.5826 | 1.5791 | 7.8957 | 0 | 150 | 1 | 154000 | TRUE
line_277_431 | bus_JBD_277 | JBD_EL | 277 | 431 | 58.7218 | 2.9361 | 14.6805 | 0 | 150 | 1 | 154000 | TRUE
line_278_431 | bus_JBD_278 | JBD_EL | 278 | 431 | 54.05 | 2.7025 | 13.5125 | 0 | 150 | 1 | 154000 | TRUE
line_279_418 | bus_GWD_279 | GWD_EL | 279 | 418 | 84.5228 | 4.2261 | 21.1307 | 0 | 150 | 1 | 154000 | TRUE
line_280_418 | bus_GWD_280 | GWD_EL | 280 | 418 | 97.8274 | 4.8914 | 24.4568 | 0 | 150 | 1 | 154000 | TRUE
line_281_421 | bus_GBD_281 | GBD_EL | 281 | 421 | 91.3896 | 4.5695 | 22.8474 | 0 | 150 | 1 | 154000 | TRUE
line_282_432 | bus_JJD_282 | JJD_EL | 282 | 432 | 16.1194 | 0.80597 | 4.0299 | 0 | 150 | 1 | 154000 | TRUE
line_283_421 | bus_GBD_283 | GBD_EL | 283 | 421 | 60.8859 | 3.0443 | 15.2215 | 0 | 150 | 1 | 154000 | TRUE
line_284_421 | bus_GBD_284 | GBD_EL | 284 | 421 | 70.8683 | 3.5434 | 17.7171 | 0 | 150 | 1 | 154000 | TRUE
line_285_421 | bus_GBD_285 | GBD_EL | 285 | 421 | 101.8629 | 5.0931 | 25.4657 | 0 | 150 | 1 | 154000 | TRUE
line_286_421 | bus_GBD_286 | GBD_EL | 286 | 421 | 73.0175 | 3.6509 | 18.2544 | 0 | 150 | 1 | 154000 | TRUE
line_287_431 | bus_JBD_287 | JBD_EL | 287 | 431 | 42.8802 | 2.144 | 10.7201 | 0 | 150 | 1 | 154000 | TRUE
line_288_431 | bus_JBD_288 | JBD_EL | 288 | 431 | 33.6971 | 1.6849 | 8.4243 | 0 | 150 | 1 | 154000 | TRUE
line_289_418 | bus_GWD_289 | GWD_EL | 289 | 418 | 58.2576 | 2.9129 | 14.5644 | 0 | 150 | 1 | 154000 | TRUE
line_290_434 | bus_CBD_290 | CBD_EL | 290 | 434 | 45.185 | 2.2592 | 11.2962 | 0 | 150 | 1 | 154000 | TRUE
line_291_421 | bus_GBD_291 | GBD_EL | 291 | 421 | 12.7149 | 0.63574 | 3.1787 | 0 | 150 | 1 | 154000 | TRUE
line_292_429 | bus_ICN_292 | ICN_EL | 292 | 429 | 9.5422 | 0.47711 | 2.3855 | 0 | 150 | 1 | 154000 | TRUE
line_293_420 | bus_GND_293 | GND_EL | 293 | 420 | 65.6375 | 3.2819 | 16.4094 | 0 | 800 | 1 | 345000 | TRUE
line_294_421 | bus_GBD_294 | GBD_EL | 294 | 421 | 30.7217 | 1.5361 | 7.6804 | 0 | 800 | 1 | 345000 | TRUE
line_295_421 | bus_GBD_295 | GBD_EL | 295 | 421 | 17.1925 | 0.85962 | 4.2981 | 0 | 800 | 1 | 345000 | TRUE
line_296_431 | bus_JBD_296 | JBD_EL | 296 | 431 | 70.4182 | 3.5209 | 17.6046 | 0 | 800 | 1 | 345000 | TRUE
line_297_420 | bus_GND_297 | GND_EL | 297 | 420 | 41.0114 | 2.0506 | 10.2529 | 0 | 150 | 1 | 154000 | TRUE
line_298_420 | bus_GND_298 | GND_EL | 298 | 420 | 29.2546 | 1.4627 | 7.3137 | 0 | 150 | 1 | 154000 | TRUE
line_299_419 | bus_GGD_299 | GGD_EL | 299 | 419 | 47.3693 | 2.3685 | 11.8423 | 0 | 800 | 1 | 345000 | TRUE
line_300_419 | bus_GGD_300 | GGD_EL | 300 | 419 | 54.1025 | 2.7051 | 13.5256 | 0 | 800 | 1 | 345000 | TRUE
line_301_419 | bus_GGD_301 | GGD_EL | 301 | 419 | 65.8922 | 3.2946 | 16.473 | 0 | 150 | 1 | 154000 | TRUE
line_302_433 | bus_CND_302 | CND_EL | 302 | 433 | 17.3642 | 0.86821 | 4.3411 | 0 | 150 | 1 | 154000 | TRUE
line_303_433 | bus_CND_303 | CND_EL | 303 | 433 | 24.2522 | 1.2126 | 6.063 | 0 | 150 | 1 | 154000 | TRUE
line_304_433 | bus_CND_304 | CND_EL | 304 | 433 | 13.8031 | 0.69016 | 3.4508 | 0 | 150 | 1 | 154000 | TRUE
line_305_433 | bus_CND_305 | CND_EL | 305 | 433 | 40.3786 | 2.0189 | 10.0946 | 0 | 150 | 1 | 154000 | TRUE
line_306_418 | bus_GWD_306 | GWD_EL | 306 | 418 | 54.3318 | 2.7166 | 13.583 | 0 | 150 | 1 | 154000 | TRUE
line_307_418 | bus_GWD_307 | GWD_EL | 307 | 418 | 57.0031 | 2.8502 | 14.2508 | 0 | 150 | 1 | 154000 | TRUE
line_308_418 | bus_GWD_308 | GWD_EL | 308 | 418 | 26.0835 | 1.3042 | 6.5209 | 0 | 150 | 1 | 154000 | TRUE
line_309_418 | bus_GWD_309 | GWD_EL | 309 | 418 | 60.8398 | 3.042 | 15.2099 | 0 | 150 | 1 | 154000 | TRUE
line_310_418 | bus_GWD_310 | GWD_EL | 310 | 418 | 71.0175 | 3.5509 | 17.7544 | 0 | 150 | 1 | 154000 | TRUE
line_311_418 | bus_GWD_311 | GWD_EL | 311 | 418 | 78.7048 | 3.9352 | 19.6762 | 0 | 150 | 1 | 154000 | TRUE
line_312_418 | bus_GWD_312 | GWD_EL | 312 | 418 | 91.5277 | 4.5764 | 22.8819 | 0 | 800 | 1 | 345000 | TRUE
line_313_418 | bus_GWD_313 | GWD_EL | 313 | 418 | 57.9223 | 2.8961 | 14.4806 | 0 | 150 | 1 | 154000 | TRUE
line_314_419 | bus_GGD_314 | GGD_EL | 314 | 419 | 60.9043 | 3.0452 | 15.2261 | 0 | 150 | 1 | 154000 | TRUE
line_315_419 | bus_GGD_315 | GGD_EL | 315 | 419 | 40.7616 | 2.0381 | 10.1904 | 0 | 150 | 1 | 154000 | TRUE
line_316_419 | bus_GGD_316 | GGD_EL | 316 | 419 | 38.5206 | 1.926 | 9.6302 | 0 | 150 | 1 | 154000 | TRUE
line_317_419 | bus_GGD_317 | GGD_EL | 317 | 419 | 59.6046 | 2.9802 | 14.9011 | 0 | 150 | 1 | 154000 | TRUE
line_318_433 | bus_CND_318 | CND_EL | 318 | 433 | 56.9398 | 2.847 | 14.235 | 0 | 150 | 1 | 154000 | TRUE
line_319_433 | bus_CND_319 | CND_EL | 319 | 433 | 50.5326 | 2.5266 | 12.6331 | 0 | 150 | 1 | 154000 | TRUE
line_320_433 | bus_CND_320 | CND_EL | 320 | 433 | 58.0086 | 2.9004 | 14.5022 | 0 | 150 | 1 | 154000 | TRUE
line_321_433 | bus_CND_321 | CND_EL | 321 | 433 | 28.0283 | 1.4014 | 7.0071 | 0 | 150 | 1 | 154000 | TRUE
line_322_419 | bus_GGD_322 | GGD_EL | 322 | 419 | 49.9642 | 2.4982 | 12.491 | 0 | 150 | 1 | 154000 | TRUE
line_323_429 | bus_ICN_323 | ICN_EL | 323 | 429 | 27.0283 | 1.3514 | 6.7571 | 0 | 150 | 1 | 154000 | TRUE
line_324_429 | bus_ICN_324 | ICN_EL | 324 | 429 | 18.8655 | 0.94328 | 4.7164 | 0 | 150 | 1 | 154000 | TRUE
line_325_419 | bus_GGD_325 | GGD_EL | 325 | 419 | 35.4079 | 1.7704 | 8.852 | 0 | 150 | 1 | 154000 | TRUE
line_326_419 | bus_GGD_326 | GGD_EL | 326 | 419 | 47.0879 | 2.3544 | 11.772 | 0 | 150 | 1 | 154000 | TRUE
line_327_421 | bus_GBD_327 | GBD_EL | 327 | 421 | 61.9799 | 3.099 | 15.495 | 0 | 150 | 1 | 154000 | TRUE
line_328_421 | bus_GBD_328 | GBD_EL | 328 | 421 | 31.2156 | 1.5608 | 7.8039 | 0 | 150 | 1 | 154000 | TRUE
line_329_433 | bus_CND_329 | CND_EL | 329 | 433 | 25.8802 | 1.294 | 6.47 | 0 | 150 | 1 | 154000 | TRUE
line_330_433 | bus_CND_330 | CND_EL | 330 | 433 | 37.2773 | 1.8639 | 9.3193 | 0 | 800 | 1 | 345000 | TRUE
line_331_433 | bus_CND_331 | CND_EL | 331 | 433 | 38.8624 | 1.9431 | 9.7156 | 0 | 800 | 1 | 345000 | TRUE
line_332_433 | bus_CND_332 | CND_EL | 332 | 433 | 63.0278 | 3.1514 | 15.757 | 0 | 150 | 1 | 154000 | TRUE
line_333_433 | bus_CND_333 | CND_EL | 333 | 433 | 98.5159 | 4.9258 | 24.629 | 0 | 150 | 1 | 154000 | TRUE
line_334_431 | bus_JBD_334 | JBD_EL | 334 | 431 | 65.4469 | 3.2723 | 16.3617 | 0 | 150 | 1 | 154000 | TRUE
line_335_420 | bus_GND_335 | GND_EL | 335 | 420 | 46.2465 | 2.3123 | 11.5616 | 0 | 150 | 1 | 154000 | TRUE
line_336_420 | bus_GND_336 | GND_EL | 336 | 420 | 26.9289 | 1.3464 | 6.7322 | 0 | 150 | 1 | 154000 | TRUE
line_337_420 | bus_GND_337 | GND_EL | 337 | 420 | 50.6987 | 2.5349 | 12.6747 | 0 | 150 | 1 | 154000 | TRUE
line_338_433 | bus_CND_338 | CND_EL | 338 | 433 | 48.2712 | 2.4136 | 12.0678 | 0 | 150 | 1 | 154000 | TRUE
line_339_433 | bus_CND_339 | CND_EL | 339 | 433 | 40.3779 | 2.0189 | 10.0945 | 0 | 150 | 1 | 154000 | TRUE
line_340_421 | bus_GBD_340 | GBD_EL | 340 | 421 | 74.229 | 3.7115 | 18.5573 | 0 | 150 | 1 | 154000 | TRUE
line_341_421 | bus_GBD_341 | GBD_EL | 341 | 421 | 63.2975 | 3.1649 | 15.8244 | 0 | 150 | 1 | 154000 | TRUE
line_342_421 | bus_GBD_342 | GBD_EL | 342 | 421 | 72.142 | 3.6071 | 18.0355 | 0 | 150 | 1 | 154000 | TRUE
line_343_421 | bus_GBD_343 | GBD_EL | 343 | 421 | 47.6631 | 2.3832 | 11.9158 | 0 | 150 | 1 | 154000 | TRUE
line_344_421 | bus_GBD_344 | GBD_EL | 344 | 421 | 56.6549 | 2.8327 | 14.1637 | 0 | 150 | 1 | 154000 | TRUE
line_345_420 | bus_GND_345 | GND_EL | 345 | 420 | 45.227 | 2.2614 | 11.3068 | 0 | 150 | 1 | 154000 | TRUE
line_346_420 | bus_GND_346 | GND_EL | 346 | 420 | 14.0677 | 0.70338 | 3.5169 | 0 | 150 | 1 | 154000 | TRUE
line_347_420 | bus_GND_347 | GND_EL | 347 | 420 | 3.8628 | 0.19314 | 0.96569 | 0 | 150 | 1 | 154000 | TRUE
line_348_421 | bus_GBD_348 | GBD_EL | 348 | 421 | 66.2282 | 3.3114 | 16.557 | 0 | 150 | 1 | 154000 | TRUE
line_349_421 | bus_GBD_349 | GBD_EL | 349 | 421 | 53.1452 | 2.6573 | 13.2863 | 0 | 150 | 1 | 154000 | TRUE
line_350_421 | bus_GBD_350 | GBD_EL | 350 | 421 | 42.9548 | 2.1477 | 10.7387 | 0 | 800 | 1 | 345000 | TRUE
line_351_421 | bus_GBD_351 | GBD_EL | 351 | 421 | 41.3504 | 2.0675 | 10.3376 | 0 | 800 | 1 | 345000 | TRUE
line_352_421 | bus_GBD_352 | GBD_EL | 352 | 421 | 75.4259 | 3.7713 | 18.8565 | 0 | 150 | 1 | 154000 | TRUE
line_353_421 | bus_GBD_353 | GBD_EL | 353 | 421 | 55.2965 | 2.7648 | 13.8241 | 0 | 150 | 1 | 154000 | TRUE
line_354_421 | bus_GBD_354 | GBD_EL | 354 | 421 | 82.7581 | 4.1379 | 20.6895 | 0 | 150 | 1 | 154000 | TRUE
line_355_421 | bus_GBD_355 | GBD_EL | 355 | 421 | 61.7027 | 3.0851 | 15.4257 | 0 | 150 | 1 | 154000 | TRUE
line_356_421 | bus_GBD_356 | GBD_EL | 356 | 421 | 33.0501 | 1.6525 | 8.2625 | 0 | 150 | 1 | 154000 | TRUE
line_357_423 | bus_DGU_357 | DGU_EL | 357 | 423 | 32.2797 | 1.614 | 8.0699 | 0 | 150 | 1 | 154000 | TRUE
line_358_430 | bus_JND_358 | JND_EL | 358 | 430 | 64.287 | 3.2144 | 16.0718 | 0 | 150 | 1 | 154000 | TRUE
line_359_430 | bus_JND_359 | JND_EL | 359 | 430 | 75.848 | 3.7924 | 18.962 | 0 | 150 | 1 | 154000 | TRUE
line_360_430 | bus_JND_360 | JND_EL | 360 | 430 | 54.8545 | 2.7427 | 13.7136 | 0 | 150 | 1 | 154000 | TRUE
line_361_431 | bus_JBD_361 | JBD_EL | 361 | 431 | 20.0394 | 1.002 | 5.0098 | 0 | 150 | 1 | 154000 | TRUE
line_362_430 | bus_JND_362 | JND_EL | 362 | 430 | 48.4973 | 2.4249 | 12.1243 | 0 | 150 | 1 | 154000 | TRUE
line_363_430 | bus_JND_363 | JND_EL | 363 | 430 | 39.3863 | 1.9693 | 9.8466 | 0 | 150 | 1 | 154000 | TRUE
line_364_430 | bus_JND_364 | JND_EL | 364 | 430 | 37.1888 | 1.8594 | 9.2972 | 0 | 150 | 1 | 154000 | TRUE
line_365_430 | bus_JND_365 | JND_EL | 365 | 430 | 26.8843 | 1.3442 | 6.7211 | 0 | 150 | 1 | 154000 | TRUE
line_366_418 | bus_GWD_366 | GWD_EL | 366 | 418 | 12.4531 | 0.62266 | 3.1133 | 0 | 150 | 1 | 154000 | TRUE
line_367_418 | bus_GWD_367 | GWD_EL | 367 | 418 | 56.0994 | 2.805 | 14.0248 | 0 | 150 | 1 | 154000 | TRUE
line_368_418 | bus_GWD_368 | GWD_EL | 368 | 418 | 43.3722 | 2.1686 | 10.8431 | 0 | 150 | 1 | 154000 | TRUE
line_369_431 | bus_JBD_369 | JBD_EL | 369 | 431 | 1.8915 | 0.094575 | 0.47287 | 0 | 150 | 1 | 154000 | TRUE
line_370_431 | bus_JBD_370 | JBD_EL | 370 | 431 | 24.2066 | 1.2103 | 6.0517 | 0 | 150 | 1 | 154000 | TRUE
line_371_431 | bus_JBD_371 | JBD_EL | 371 | 431 | 46.3376 | 2.3169 | 11.5844 | 0 | 150 | 1 | 154000 | TRUE
line_372_418 | bus_GWD_372 | GWD_EL | 372 | 418 | 92.3948 | 4.6197 | 23.0987 | 0 | 150 | 1 | 154000 | TRUE
line_373_418 | bus_GWD_373 | GWD_EL | 373 | 418 | 86.9877 | 4.3494 | 21.7469 | 0 | 150 | 1 | 154000 | TRUE
line_374_418 | bus_GWD_374 | GWD_EL | 374 | 418 | 52.3734 | 2.6187 | 13.0934 | 0 | 150 | 1 | 154000 | TRUE
line_375_418 | bus_GWD_375 | GWD_EL | 375 | 418 | 58.2853 | 2.9143 | 14.5713 | 0 | 150 | 1 | 154000 | TRUE
line_376_418 | bus_GWD_376 | GWD_EL | 376 | 418 | 70.3406 | 3.517 | 17.5851 | 0 | 150 | 1 | 154000 | TRUE
line_377_418 | bus_GWD_377 | GWD_EL | 377 | 418 | 79.2616 | 3.9631 | 19.8154 | 0 | 150 | 1 | 154000 | TRUE
line_378_431 | bus_JBD_378 | JBD_EL | 378 | 431 | 27.4363 | 1.3718 | 6.8591 | 0 | 150 | 1 | 154000 | TRUE
line_379_434 | bus_CBD_379 | CBD_EL | 379 | 434 | 72.1845 | 3.6092 | 18.0461 | 0 | 150 | 1 | 154000 | TRUE
line_380_434 | bus_CBD_380 | CBD_EL | 380 | 434 | 70.2984 | 3.5149 | 17.5746 | 0 | 150 | 1 | 154000 | TRUE
line_381_434 | bus_CBD_381 | CBD_EL | 381 | 434 | 24.7471 | 1.2374 | 6.1868 | 0 | 150 | 1 | 154000 | TRUE
line_382_434 | bus_CBD_382 | CBD_EL | 382 | 434 | 32.0673 | 1.6034 | 8.0168 | 0 | 150 | 1 | 154000 | TRUE
line_383_434 | bus_CBD_383 | CBD_EL | 383 | 434 | 32.6473 | 1.6324 | 8.1618 | 0 | 150 | 1 | 154000 | TRUE
line_384_434 | bus_CBD_384 | CBD_EL | 384 | 434 | 41.4013 | 2.0701 | 10.3503 | 0 | 150 | 1 | 154000 | TRUE
line_385_434 | bus_CBD_385 | CBD_EL | 385 | 434 | 62.1496 | 3.1075 | 15.5374 | 0 | 150 | 1 | 154000 | TRUE
line_386_419 | bus_GGD_386 | GGD_EL | 386 | 419 | 50.2495 | 2.5125 | 12.5624 | 0 | 150 | 1 | 154000 | TRUE
line_387_434 | bus_CBD_387 | CBD_EL | 387 | 434 | 70.3021 | 3.5151 | 17.5755 | 0 | 150 | 1 | 154000 | TRUE
line_388_434 | bus_CBD_388 | CBD_EL | 388 | 434 | 28.7798 | 1.439 | 7.1949 | 0 | 150 | 1 | 154000 | TRUE
line_389_434 | bus_CBD_389 | CBD_EL | 389 | 434 | 61.695 | 3.0847 | 15.4237 | 0 | 150 | 1 | 154000 | TRUE
line_390_431 | bus_JBD_390 | JBD_EL | 390 | 431 | 22.453 | 1.1227 | 5.6133 | 0 | 150 | 1 | 154000 | TRUE
line_391_430 | bus_JND_391 | JND_EL | 391 | 430 | 40.7258 | 2.0363 | 10.1814 | 0 | 150 | 1 | 154000 | TRUE
line_392_434 | bus_CBD_392 | CBD_EL | 392 | 434 | 33.2981 | 1.6649 | 8.3245 | 0 | 150 | 1 | 154000 | TRUE
line_393_419 | bus_GGD_393 | GGD_EL | 393 | 419 | 51.3923 | 2.5696 | 12.8481 | 0 | 150 | 1 | 154000 | TRUE
line_394_433 | bus_CND_394 | CND_EL | 394 | 433 | 27.0397 | 1.352 | 6.7599 | 0 | 800 | 1 | 345000 | TRUE
line_395_418 | bus_GWD_395 | GWD_EL | 395 | 418 | 80.8223 | 4.0411 | 20.2056 | 0 | 150 | 1 | 154000 | TRUE
line_396_421 | bus_GBD_396 | GBD_EL | 396 | 421 | 93.9935 | 4.6997 | 23.4984 | 0 | 150 | 1 | 154000 | TRUE
line_397_433 | bus_CND_397 | CND_EL | 397 | 433 | 61.4784 | 3.0739 | 15.3696 | 0 | 150 | 1 | 154000 | TRUE
line_398_418 | bus_GWD_398 | GWD_EL | 398 | 418 | 70.8697 | 3.5435 | 17.7174 | 0 | 150 | 1 | 154000 | TRUE
line_399_433 | bus_CND_399 | CND_EL | 399 | 433 | 48.4069 | 2.4203 | 12.1017 | 0 | 150 | 1 | 154000 | TRUE
line_400_431 | bus_JBD_400 | JBD_EL | 400 | 431 | 28.111 | 1.4055 | 7.0277 | 0 | 150 | 1 | 154000 | TRUE
line_401_420 | bus_GND_401 | GND_EL | 401 | 420 | 52.5516 | 2.6276 | 13.1379 | 0 | 150 | 1 | 154000 | TRUE
line_402_420 | bus_GND_402 | GND_EL | 402 | 420 | 48.1695 | 2.4085 | 12.0424 | 0 | 150 | 1 | 154000 | TRUE
line_403_420 | bus_GND_403 | GND_EL | 403 | 420 | 44.9286 | 2.2464 | 11.2322 | 0 | 150 | 1 | 154000 | TRUE
line_404_430 | bus_JND_404 | JND_EL | 404 | 430 | 102.9189 | 5.1459 | 25.7297 | 0 | 800 | 1 | 345000 | TRUE
line_405_430 | bus_JND_405 | JND_EL | 405 | 430 | 37.6597 | 1.883 | 9.4149 | 0 | 150 | 1 | 154000 | TRUE
line_406_421 | bus_GBD_406 | GBD_EL | 406 | 421 | 83.9689 | 4.1984 | 20.9922 | 0 | 150 | 1 | 154000 | TRUE
line_407_425 | bus_BSN_407 | BSN_EL | 407 | 425 | 8.3857 | 0.41928 | 2.0964 | 0 | 150 | 1 | 154000 | TRUE
line_408_421 | bus_GBD_408 | GBD_EL | 408 | 421 | 45.881 | 2.294 | 11.4702 | 0 | 150 | 1 | 154000 | TRUE
line_409_434 | bus_CBD_409 | CBD_EL | 409 | 434 | 81.3201 | 4.066 | 20.33 | 0 | 150 | 1 | 154000 | TRUE
line_410_421 | bus_GBD_410 | GBD_EL | 410 | 421 | 65.502 | 3.2751 | 16.3755 | 0 | 150 | 1 | 154000 | TRUE
line_411_418 | bus_GWD_411 | GWD_EL | 411 | 418 | 88.774 | 4.4387 | 22.1935 | 0 | 150 | 1 | 154000 | TRUE
line_412_418 | bus_GWD_412 | GWD_EL | 412 | 418 | 68.8436 | 3.4422 | 17.2109 | 0 | 150 | 1 | 154000 | TRUE
line_413_422 | bus_GWJ_413 | GWJ_EL | 413 | 422 | 16.314 | 0.8157 | 4.0785 | 0 | 150 | 1 | 154000 | TRUE
line_414_421 | bus_GBD_414 | GBD_EL | 414 | 421 | 72.2009 | 3.61 | 18.0502 | 0 | 150 | 1 | 154000 | TRUE
line_415_418 | bus_GWD_415 | GWD_EL | 415 | 418 | 62.5899 | 3.1295 | 15.6475 | 0 | 5 | 1 | 15000 | TRUE
line_416_430 | bus_JND_416 | JND_EL | 416 | 430 | 38.8707 | 1.9435 | 9.7177 | 0 | 150 | 1 | 154000 | TRUE
line_417_430 | bus_JND_417 | JND_EL | 417 | 430 | 92.1645 | 4.6082 | 23.0411 | 0 | 400 | 1 | 250000 | TRUE

## 지역간 연결
name | bus0 | bus1 | bus0_id | bus1_id | length | r | x | b | s_nom | circuits | v_nom | is_internal
line_0_1 | bus_GWD_000 | bus_GGD_001 | 0 | 1 | 185.0522 | 9.2526 | 46.263 | 0 | 3500 | 1 | 765000 | FALSE
line_3_3 | bus_DGU_003 | bus_DGU_003 | 3 | 3 | 7.1448 | 0.35724 | 1.7862 | 0 | 150 | 1 | 154000 | FALSE
line_51_4 | bus_DJN_051 | bus_DJN_004 | 51 | 4 | 4.3598 | 0.21799 | 1.09 | 0 | 150 | 1 | 154000 | FALSE
line_5_6 | bus_CBD_005 | bus_GGD_006 | 5 | 6 | 13.2484 | 0.66242 | 3.3121 | 0 | 150 | 1 | 154000 | FALSE
line_6_7 | bus_GGD_006 | bus_GGD_007 | 6 | 7 | 16.3584 | 0.81792 | 4.0896 | 0 | 150 | 1 | 154000 | FALSE
line_8_9 | bus_CND_008 | bus_CND_009 | 8 | 9 | 52.5632 | 2.6282 | 13.1408 | 0 | 800 | 1 | 345000 | FALSE
line_8_10 | bus_CND_008 | bus_CBD_010 | 8 | 10 | 93.0842 | 4.6542 | 23.271 | 0 | 800 | 1 | 345000 | FALSE
line_11_12 | bus_CBD_011 | bus_CND_012 | 11 | 12 | 103.7089 | 5.1854 | 25.9272 | 0 | 3500 | 1 | 765000 | FALSE
line_13_14 | bus_GWD_013 | bus_GWD_014 | 13 | 14 | 12.3239 | 0.6162 | 3.081 | 0 | 150 | 1 | 154000 | FALSE
line_15_16 | bus_CND_015 | bus_CND_016 | 15 | 16 | 75.6888 | 3.7844 | 18.9222 | 0 | 800 | 1 | 345000 | FALSE
line_17_18 | bus_CND_017 | bus_CND_018 | 17 | 18 | 26.1472 | 1.3074 | 6.5368 | 0 | 150 | 1 | 154000 | FALSE
line_18_19 | bus_CND_018 | bus_CND_019 | 18 | 19 | 9.0838 | 0.45419 | 2.2709 | 0 | 150 | 1 | 154000 | FALSE
line_9_20 | bus_CND_009 | bus_CND_020 | 9 | 20 | 21.6914 | 1.0846 | 5.4228 | 0 | 150 | 1 | 154000 | FALSE
line_21_11 | bus_GGD_021 | bus_CBD_011 | 21 | 11 | 51.2523 | 2.5626 | 12.8131 | 0 | 3500 | 1 | 765000 | FALSE
line_22_23 | bus_GGD_022 | bus_GGD_023 | 22 | 23 | 12.0581 | 0.60291 | 3.0145 | 0 | 150 | 1 | 154000 | FALSE
line_24_25 | bus_SJN_024 | bus_CND_025 | 24 | 25 | 11.6059 | 0.5803 | 2.9015 | 0 | 150 | 1 | 154000 | FALSE
line_25_26 | bus_CND_025 | bus_CND_026 | 25 | 26 | 17.2696 | 0.86348 | 4.3174 | 0 | 150 | 1 | 154000 | FALSE
line_26_27 | bus_CND_026 | bus_CBD_027 | 26 | 27 | 19.2223 | 0.96112 | 4.8056 | 0 | 150 | 1 | 154000 | FALSE
line_26_26 | bus_CND_026 | bus_CND_026 | 26 | 26 | 1.0309 | 0.051547 | 0.25773 | 0 | 150 | 1 | 154000 | FALSE
line_28_28 | bus_GGD_028 | bus_GGD_028 | 28 | 28 | 4.9438 | 0.24719 | 1.2359 | 0 | 150 | 1 | 154000 | FALSE
line_28_28 | bus_GGD_028 | bus_GGD_028 | 28 | 28 | 0.52256 | 0.026128 | 0.13064 | 0 | 150 | 1 | 154000 | FALSE
line_28_28 | bus_GGD_028 | bus_GGD_028 | 28 | 28 | 2.4831 | 0.12416 | 0.62079 | 0 | 150 | 1 | 154000 | FALSE
line_28_28 | bus_GGD_028 | bus_GGD_028 | 28 | 28 | 4.373 | 0.21865 | 1.0932 | 0 | 150 | 1 | 154000 | FALSE
line_29_30 | bus_GGD_029 | bus_GGD_030 | 29 | 30 | 36.6904 | 1.8345 | 9.1726 | 0 | 150 | 1 | 154000 | FALSE
line_31_29 | bus_GGD_031 | bus_GGD_029 | 31 | 29 | 15.8127 | 0.79063 | 3.9532 | 0 | 150 | 1 | 154000 | FALSE
line_32_32 | bus_GGD_032 | bus_GGD_032 | 32 | 32 | 8.8249 | 0.44125 | 2.2062 | 0 | 150 | 1 | 154000 | FALSE
line_33_33 | bus_GBD_033 | bus_GBD_033 | 33 | 33 | 0.10815 | 0.0054074 | 0.027037 | 0 | 800 | 1 | 345000 | FALSE
line_33_33 | bus_GBD_033 | bus_GBD_033 | 33 | 33 | 0.72462 | 0.036231 | 0.18116 | 0 | 800 | 1 | 345000 | FALSE
line_34_32 | bus_GBD_034 | bus_GGD_032 | 34 | 32 | 19.0137 | 0.95069 | 4.7534 | 0 | 800 | 1 | 345000 | FALSE
line_32_33 | bus_GGD_032 | bus_GBD_033 | 32 | 33 | 27.2469 | 1.3623 | 6.8117 | 0 | 800 | 1 | 345000 | FALSE
line_32_35 | bus_GGD_032 | bus_GBD_035 | 32 | 35 | 21.5057 | 1.0753 | 5.3764 | 0 | 800 | 1 | 345000 | FALSE
line_35_35 | bus_GBD_035 | bus_GBD_035 | 35 | 35 | 8.0706 | 0.40353 | 2.0177 | 0 | 800 | 1 | 345000 | FALSE
line_36_36 | bus_USN_036 | bus_USN_036 | 36 | 36 | 4.4046 | 0.22023 | 1.1011 | 0 | 150 | 1 | 154000 | FALSE
line_35_37 | bus_GBD_035 | bus_GBD_037 | 35 | 37 | 8.9839 | 0.44919 | 2.246 | 0 | 800 | 1 | 345000 | FALSE
line_38_38 | bus_USN_038 | bus_USN_038 | 38 | 38 | 5.7457 | 0.28728 | 1.4364 | 0 | 150 | 1 | 154000 | FALSE
line_107_39 | bus_USN_107 | bus_USN_039 | 107 | 39 | 4.9981 | 0.24991 | 1.2495 | 0 | 150 | 1 | 154000 | FALSE
line_38_38 | bus_USN_038 | bus_USN_038 | 38 | 38 | 2.9109 | 0.14554 | 0.72772 | 0 | 150 | 1 | 154000 | FALSE
line_38_36 | bus_USN_038 | bus_USN_036 | 38 | 36 | 19.4008 | 0.97004 | 4.8502 | 0 | 150 | 1 | 154000 | FALSE
line_38_63 | bus_USN_038 | bus_GND_063 | 38 | 63 | 33.2518 | 1.6626 | 8.313 | 0 | 800 | 1 | 345000 | FALSE
line_38_37 | bus_USN_038 | bus_GBD_037 | 38 | 37 | 30.4978 | 1.5249 | 7.6245 | 0 | 800 | 1 | 345000 | FALSE
line_41_41 | bus_BSN_041 | bus_BSN_041 | 41 | 41 | 6.6657 | 0.33328 | 1.6664 | 0 | 800 | 1 | 345000 | FALSE
line_41_38 | bus_BSN_041 | bus_USN_038 | 41 | 38 | 24.4382 | 1.2219 | 6.1095 | 0 | 800 | 1 | 345000 | FALSE
line_42_42 | bus_JND_042 | bus_JND_042 | 42 | 42 | 0.0265 | 0.001325 | 0.006625 | 0 | 800 | 1 | 345000 | FALSE
line_42_43 | bus_JND_042 | bus_GWJ_043 | 42 | 43 | 65.3977 | 3.2699 | 16.3494 | 0 | 800 | 1 | 345000 | FALSE
line_42_42 | bus_JND_042 | bus_JND_042 | 42 | 42 | 1.2447 | 0.062237 | 0.31118 | 0 | 1000 | 1 | 380000 | FALSE
line_42_42 | bus_JND_042 | bus_JND_042 | 42 | 42 | 0.072916 | 0.0036458 | 0.018229 | 0 | 1000 | 1 | 380000 | FALSE
line_42_42 | bus_JND_042 | bus_JND_042 | 42 | 42 | 0.28492 | 0.014246 | 0.071229 | 0 | 1000 | 1 | 380000 | FALSE
line_42_42 | bus_JND_042 | bus_JND_042 | 42 | 42 | 0.023826 | 0.0011913 | 0.0059565 | 0 | 1000 | 1 | 380000 | FALSE
line_42_42 | bus_JND_042 | bus_JND_042 | 42 | 42 | 0.028862 | 0.0014431 | 0.0072155 | 0 | 1000 | 1 | 380000 | FALSE
line_42_42 | bus_JND_042 | bus_JND_042 | 42 | 42 | 0.026303 | 0.0013152 | 0.0065758 | 0 | 1000 | 1 | 380000 | FALSE
line_42_42 | bus_JND_042 | bus_JND_042 | 42 | 42 | 0.083668 | 0.0041834 | 0.020917 | 0 | 800 | 1 | 345000 | FALSE
line_42_42 | bus_JND_042 | bus_JND_042 | 42 | 42 | 0.022809 | 0.0011404 | 0.0057021 | 0 | 800 | 1 | 345000 | FALSE
line_42_42 | bus_JND_042 | bus_JND_042 | 42 | 42 | 0.43198 | 0.021599 | 0.10799 | 0 | 1000 | 1 | 380000 | FALSE
line_42_44 | bus_JND_042 | bus_JBD_044 | 42 | 44 | 111.3492 | 5.5675 | 27.8373 | 0 | 800 | 1 | 345000 | FALSE
line_45_46 | bus_JND_045 | bus_JND_046 | 45 | 46 | 12.8248 | 0.64124 | 3.2062 | 0 | 150 | 1 | 154000 | FALSE
line_42_42 | bus_JND_042 | bus_JND_042 | 42 | 42 | 0.4364 | 0.02182 | 0.1091 | 0 | 1000 | 1 | 380000 | FALSE
line_47_47 | bus_GBD_047 | bus_GBD_047 | 47 | 47 | 0.034405 | 0.0017203 | 0.0086013 | 0 | 800 | 1 | 345000 | FALSE
line_47_47 | bus_GBD_047 | bus_GBD_047 | 47 | 47 | 0.18296 | 0.0091479 | 0.04574 | 0 | 1000 | 1 | 380000 | FALSE
line_47_47 | bus_GBD_047 | bus_GBD_047 | 47 | 47 | 0.18279 | 0.0091395 | 0.045697 | 0 | 1000 | 1 | 380000 | FALSE
line_47_48 | bus_GBD_047 | bus_GWD_048 | 47 | 48 | 22.3193 | 1.116 | 5.5798 | 0 | 800 | 1 | 345000 | FALSE
line_47_47 | bus_GBD_047 | bus_GBD_047 | 47 | 47 | 0.13192 | 0.0065962 | 0.032981 | 0 | 800 | 1 | 345000 | FALSE
line_47_49 | bus_GBD_047 | bus_GBD_049 | 47 | 49 | 84.1575 | 4.2079 | 21.0394 | 0 | 800 | 1 | 345000 | FALSE
line_47_47 | bus_GBD_047 | bus_GBD_047 | 47 | 47 | 0.85825 | 0.042912 | 0.21456 | 0 | 1000 | 1 | 380000 | FALSE
line_47_0 | bus_GBD_047 | bus_GWD_000 | 47 | 0 | 56.7356 | 2.8368 | 14.1839 | 0 | 3500 | 1 | 765000 | FALSE
line_47_47 | bus_GBD_047 | bus_GBD_047 | 47 | 47 | 0.14965 | 0.0074823 | 0.037412 | 0 | 800 | 1 | 345000 | FALSE
line_47_47 | bus_GBD_047 | bus_GBD_047 | 47 | 47 | 0.078495 | 0.0039247 | 0.019624 | 0 | 800 | 1 | 345000 | FALSE
line_47_0 | bus_GBD_047 | bus_GWD_000 | 47 | 0 | 57.3633 | 2.8682 | 14.3408 | 0 | 800 | 1 | 345000 | FALSE
line_47_47 | bus_GBD_047 | bus_GBD_047 | 47 | 47 | 1.2398 | 0.06199 | 0.30995 | 0 | 800 | 1 | 345000 | FALSE
line_50_51 | bus_DJN_050 | bus_DJN_051 | 50 | 51 | 16.0379 | 0.8019 | 4.0095 | 0 | 150 | 1 | 154000 | FALSE
line_8_52 | bus_CND_008 | bus_CND_052 | 8 | 52 | 26.1496 | 1.3075 | 6.5374 | 0 | 150 | 1 | 154000 | FALSE
line_16_8 | bus_CND_016 | bus_CND_008 | 16 | 8 | 35.8686 | 1.7934 | 8.9672 | 0 | 800 | 1 | 345000 | FALSE
line_16_8 | bus_CND_016 | bus_CND_008 | 16 | 8 | 34.9646 | 1.7482 | 8.7412 | 0 | 800 | 1 | 345000 | FALSE
line_8_53 | bus_CND_008 | bus_JBD_053 | 8 | 53 | 66.5344 | 3.3267 | 16.6336 | 0 | 800 | 1 | 345000 | FALSE
line_10_54 | bus_CBD_010 | bus_CND_054 | 10 | 54 | 9.446 | 0.4723 | 2.3615 | 0 | 150 | 1 | 154000 | FALSE
line_10_51 | bus_CBD_010 | bus_DJN_051 | 10 | 51 | 40.5324 | 2.0266 | 10.1331 | 0 | 150 | 1 | 154000 | FALSE
line_55_14 | bus_GWD_055 | bus_GWD_014 | 55 | 14 | 10.8465 | 0.54233 | 2.7116 | 0 | 150 | 1 | 154000 | FALSE
line_55_55 | bus_GWD_055 | bus_GWD_055 | 55 | 55 | 1.5118 | 0.075591 | 0.37796 | 0 | 800 | 1 | 345000 | FALSE
line_56_55 | bus_GWD_056 | bus_GWD_055 | 56 | 55 | 74.8125 | 3.7406 | 18.7031 | 0 | 800 | 1 | 345000 | FALSE
line_55_55 | bus_GWD_055 | bus_GWD_055 | 55 | 55 | 0.27136 | 0.013568 | 0.06784 | 0 | 800 | 1 | 345000 | FALSE
line_19_19 | bus_CND_019 | bus_CND_019 | 19 | 19 | 5.2136 | 0.26068 | 1.3034 | 0 | 150 | 1 | 154000 | FALSE
line_9_19 | bus_CND_009 | bus_CND_019 | 9 | 19 | 9.1839 | 0.4592 | 2.296 | 0 | 150 | 1 | 154000 | FALSE
line_57_12 | bus_CND_057 | bus_CND_012 | 57 | 12 | 41.1367 | 2.0568 | 10.2842 | 0 | 3500 | 1 | 765000 | FALSE
line_58_59 | bus_ICN_058 | bus_GGD_059 | 58 | 59 | 13.5297 | 0.67649 | 3.3824 | 0 | 800 | 1 | 345000 | FALSE
line_11_24 | bus_CBD_011 | bus_SJN_024 | 11 | 24 | 19.5497 | 0.97748 | 4.8874 | 0 | 150 | 1 | 154000 | FALSE
line_60_61 | bus_GWD_060 | bus_GWD_061 | 60 | 61 | 28.8846 | 1.4442 | 7.2211 | 0 | 150 | 1 | 154000 | FALSE
line_62_38 | bus_BSN_062 | bus_USN_038 | 62 | 38 | 47.9499 | 2.3975 | 11.9875 | 0 | 800 | 1 | 345000 | FALSE
line_63_63 | bus_GND_063 | bus_GND_063 | 63 | 63 | 0.55504 | 0.027752 | 0.13876 | 0 | 150 | 1 | 154000 | FALSE
line_62_63 | bus_BSN_062 | bus_GND_063 | 62 | 63 | 9.8931 | 0.49465 | 2.4733 | 0 | 150 | 1 | 154000 | FALSE
line_64_59 | bus_GGD_064 | bus_GGD_059 | 64 | 59 | 19.8317 | 0.99159 | 4.9579 | 0 | 800 | 1 | 345000 | FALSE
line_65_27 | bus_CBD_065 | bus_CBD_027 | 65 | 27 | 15.2681 | 0.7634 | 3.817 | 0 | 150 | 1 | 154000 | FALSE
line_66_5 | bus_GGD_066 | bus_CBD_005 | 66 | 5 | 6.9015 | 0.34507 | 1.7254 | 0 | 150 | 1 | 154000 | FALSE
line_27_67 | bus_CBD_027 | bus_CBD_067 | 27 | 67 | 10.589 | 0.52945 | 2.6473 | 0 | 150 | 1 | 154000 | FALSE
line_21_5 | bus_GGD_021 | bus_CBD_005 | 21 | 5 | 21.3271 | 1.0664 | 5.3318 | 0 | 800 | 1 | 345000 | FALSE
line_1_21 | bus_GGD_001 | bus_GGD_021 | 1 | 21 | 87.8808 | 4.394 | 21.9702 | 0 | 3500 | 1 | 765000 | FALSE
line_152_21 | bus_GGD_152 | bus_GGD_021 | 152 | 21 | 23.7419 | 1.1871 | 5.9355 | 0 | 800 | 1 | 345000 | FALSE
line_68_152 | bus_SEL_068 | bus_GGD_152 | 68 | 152 | 15.9121 | 0.7956 | 3.978 | 0 | 150 | 1 | 154000 | FALSE
line_152_152 | bus_GGD_152 | bus_GGD_152 | 152 | 152 | 12.9457 | 0.64728 | 3.2364 | 0 | 800 | 1 | 345000 | FALSE
line_21_152 | bus_GGD_021 | bus_GGD_152 | 21 | 152 | 15.291 | 0.76455 | 3.8227 | 0 | 800 | 1 | 345000 | FALSE
line_69_70 | bus_GWD_069 | bus_GWD_070 | 69 | 70 | 11.707 | 0.58535 | 2.9268 | 0 | 150 | 1 | 154000 | FALSE
line_65_65 | bus_CBD_065 | bus_CBD_065 | 65 | 65 | 4.8472 | 0.24236 | 1.2118 | 0 | 150 | 1 | 154000 | FALSE
line_64_64 | bus_GGD_064 | bus_GGD_064 | 64 | 64 | 18.9211 | 0.94605 | 4.7303 | 0 | 800 | 1 | 345000 | FALSE
line_71_67 | bus_CBD_071 | bus_CBD_067 | 71 | 67 | 11.7938 | 0.58969 | 2.9485 | 0 | 150 | 1 | 154000 | FALSE
line_72_57 | bus_CND_072 | bus_CND_057 | 72 | 57 | 24.8376 | 1.2419 | 6.2094 | 0 | 150 | 1 | 154000 | FALSE
line_73_74 | bus_GBD_073 | bus_GBD_074 | 73 | 74 | 117.9849 | 5.8992 | 29.4962 | 0 | 800 | 1 | 345000 | FALSE
line_75_76 | bus_GND_075 | bus_GND_076 | 75 | 76 | 8.0934 | 0.40467 | 2.0233 | 0 | 150 | 1 | 154000 | FALSE
line_77_78 | bus_JND_077 | bus_JND_078 | 77 | 78 | 41.0693 | 2.0535 | 10.2673 | 0 | 150 | 1 | 154000 | FALSE
line_40_40 | bus_BSN_040 | bus_BSN_040 | 40 | 40 | 5.0563 | 0.25282 | 1.2641 | 0 | 150 | 1 | 154000 | FALSE
line_40_40 | bus_BSN_040 | bus_BSN_040 | 40 | 40 | 3.2039 | 0.16019 | 0.80097 | 0 | 150 | 1 | 154000 | FALSE
line_40_79 | bus_BSN_040 | bus_GND_079 | 40 | 79 | 16.8566 | 0.84283 | 4.2141 | 0 | 150 | 1 | 154000 | FALSE
line_40_62 | bus_BSN_040 | bus_BSN_062 | 40 | 62 | 22.6538 | 1.1327 | 5.6635 | 0 | 800 | 1 | 345000 | FALSE
line_41_40 | bus_BSN_041 | bus_BSN_040 | 41 | 40 | 16.6953 | 0.83477 | 4.1738 | 0 | 800 | 1 | 345000 | FALSE
line_41_41 | bus_BSN_041 | bus_BSN_041 | 41 | 41 | 2.5762 | 0.12881 | 0.64406 | 0 | 150 | 1 | 154000 | FALSE
line_41_41 | bus_BSN_041 | bus_BSN_041 | 41 | 41 | 5.9381 | 0.29691 | 1.4845 | 0 | 150 | 1 | 154000 | FALSE
line_42_80 | bus_JND_042 | bus_JBD_080 | 42 | 80 | 85.3416 | 4.2671 | 21.3354 | 0 | 800 | 1 | 345000 | FALSE
line_81_82 | bus_JJD_081 | bus_JJD_082 | 81 | 82 | 13.5925 | 0.67963 | 3.3981 | 0 | 150 | 1 | 154000 | FALSE
line_83_84 | bus_JJD_083 | bus_JJD_084 | 83 | 84 | 20.5876 | 1.0294 | 5.1469 | 0 | 150 | 1 | 154000 | FALSE
line_84_86 | bus_JJD_084 | bus_JJD_086 | 84 | 86 | 18.8559 | 0.9428 | 4.714 | 0 | 150 | 1 | 154000 | FALSE
line_87_88 | bus_JJD_087 | bus_JJD_088 | 87 | 88 | 17.8318 | 0.89159 | 4.4579 | 0 | 150 | 1 | 154000 | FALSE
line_89_87 | bus_JJD_089 | bus_JJD_087 | 89 | 87 | 17.4007 | 0.87003 | 4.3502 | 0 | 150 | 1 | 154000 | FALSE
line_85_90 | bus_JJD_085 | bus_JJD_090 | 85 | 90 | 5.3201 | 0.266 | 1.33 | 0 | 150 | 1 | 154000 | FALSE
line_90_90 | bus_JJD_090 | bus_JJD_090 | 90 | 90 | 0.25547 | 0.012774 | 0.063868 | 0 | 150 | 1 | 154000 | FALSE
line_90_90 | bus_JJD_090 | bus_JJD_090 | 90 | 90 | 0.24383 | 0.012191 | 0.060957 | 0 | 150 | 1 | 154000 | FALSE
line_87_91 | bus_JJD_087 | bus_JJD_091 | 87 | 91 | 13.3723 | 0.66861 | 3.3431 | 0 | 150 | 1 | 154000 | FALSE
line_2_2 | bus_GND_002 | bus_GND_002 | 2 | 2 | 7.0901 | 0.35451 | 1.7725 | 0 | 150 | 1 | 154000 | FALSE
line_88_88 | bus_JJD_088 | bus_JJD_088 | 88 | 88 | 0.32052 | 0.016026 | 0.080129 | 0 | 150 | 1 | 154000 | FALSE
line_88_88 | bus_JJD_088 | bus_JJD_088 | 88 | 88 | 4.4102 | 0.22051 | 1.1025 | 0 | 150 | 1 | 154000 | FALSE
line_88_86 | bus_JJD_088 | bus_JJD_086 | 88 | 86 | 14.4001 | 0.72001 | 3.6 | 0 | 150 | 1 | 154000 | FALSE
line_3_3 | bus_DGU_003 | bus_DGU_003 | 3 | 3 | 2.8424 | 0.14212 | 0.71059 | 0 | 150 | 1 | 154000 | FALSE
line_3_3 | bus_DGU_003 | bus_DGU_003 | 3 | 3 | 6.8513 | 0.34257 | 1.7128 | 0 | 150 | 1 | 154000 | FALSE
line_3_93 | bus_DGU_003 | bus_GBD_093 | 3 | 93 | 13.1332 | 0.65666 | 3.2833 | 0 | 150 | 1 | 154000 | FALSE
line_3_93 | bus_DGU_003 | bus_GBD_093 | 3 | 93 | 12.6766 | 0.63383 | 3.1691 | 0 | 150 | 1 | 154000 | FALSE
line_2_2 | bus_GND_002 | bus_GND_002 | 2 | 2 | 2.7961 | 0.1398 | 0.69902 | 0 | 150 | 1 | 154000 | FALSE
line_94_2 | bus_GBD_094 | bus_GND_002 | 94 | 2 | 15.4576 | 0.77288 | 3.8644 | 0 | 150 | 1 | 154000 | FALSE
line_2_95 | bus_GND_002 | bus_GBD_095 | 2 | 95 | 9.7082 | 0.48541 | 2.4271 | 0 | 150 | 1 | 154000 | FALSE
line_96_2 | bus_GBD_096 | bus_GND_002 | 96 | 2 | 13.894 | 0.6947 | 3.4735 | 0 | 150 | 1 | 154000 | FALSE
line_97_2 | bus_GBD_097 | bus_GND_002 | 97 | 2 | 37.8319 | 1.8916 | 9.458 | 0 | 800 | 1 | 345000 | FALSE
line_98_99 | bus_CBD_098 | bus_GBD_099 | 98 | 99 | 71.8397 | 3.592 | 17.9599 | 0 | 800 | 1 | 345000 | FALSE
line_100_101 | bus_DJN_100 | bus_CND_101 | 100 | 101 | 6.3988 | 0.31994 | 1.5997 | 0 | 150 | 1 | 154000 | FALSE
line_68_68 | bus_SEL_068 | bus_SEL_068 | 68 | 68 | 7.1894 | 0.35947 | 1.7974 | 0 | 800 | 1 | 345000 | FALSE
line_68_68 | bus_SEL_068 | bus_SEL_068 | 68 | 68 | 7.3262 | 0.36631 | 1.8316 | 0 | 150 | 1 | 154000 | FALSE
line_101_101 | bus_CND_101 | bus_CND_101 | 101 | 101 | 4.3023 | 0.21511 | 1.0756 | 0 | 150 | 1 | 154000 | FALSE
line_2_102 | bus_GND_002 | bus_GBD_102 | 2 | 102 | 5.8494 | 0.29247 | 1.4624 | 0 | 800 | 1 | 345000 | FALSE
line_178_316 | bus_GGD_178 | bus_GGD_316 | 178 | 316 | 9.7927 | 0.48963 | 2.4482 | 0 | 150 | 1 | 154000 | FALSE
line_68_64 | bus_SEL_068 | bus_GGD_064 | 68 | 64 | 4.6823 | 0.23412 | 1.1706 | 0 | 150 | 1 | 154000 | FALSE
line_64_178 | bus_GGD_064 | bus_GGD_178 | 64 | 178 | 17.9208 | 0.89604 | 4.4802 | 0 | 800 | 1 | 345000 | FALSE
line_68_68 | bus_SEL_068 | bus_SEL_068 | 68 | 68 | 0.17964 | 0.0089822 | 0.044911 | 0 | 800 | 1 | 345000 | FALSE
line_68_68 | bus_SEL_068 | bus_SEL_068 | 68 | 68 | 0.055251 | 0.0027625 | 0.013813 | 0 | 800 | 1 | 345000 | FALSE
line_68_68 | bus_SEL_068 | bus_SEL_068 | 68 | 68 | 0.059948 | 0.0029974 | 0.014987 | 0 | 800 | 1 | 345000 | FALSE
line_68_68 | bus_SEL_068 | bus_SEL_068 | 68 | 68 | 0.33237 | 0.016619 | 0.083094 | 0 | 800 | 1 | 345000 | FALSE
line_68_68 | bus_SEL_068 | bus_SEL_068 | 68 | 68 | 0.054827 | 0.0027413 | 0.013707 | 0 | 800 | 1 | 345000 | FALSE
line_68_68 | bus_SEL_068 | bus_SEL_068 | 68 | 68 | 0.29302 | 0.014651 | 0.073255 | 0 | 800 | 1 | 345000 | FALSE
line_68_68 | bus_SEL_068 | bus_SEL_068 | 68 | 68 | 0.05214 | 0.002607 | 0.013035 | 0 | 800 | 1 | 345000 | FALSE
line_68_68 | bus_SEL_068 | bus_SEL_068 | 68 | 68 | 0.068085 | 0.0034042 | 0.017021 | 0 | 800 | 1 | 345000 | FALSE
line_68_68 | bus_SEL_068 | bus_SEL_068 | 68 | 68 | 0.055926 | 0.0027963 | 0.013982 | 0 | 800 | 1 | 345000 | FALSE
line_68_68 | bus_SEL_068 | bus_SEL_068 | 68 | 68 | 0.2898 | 0.01449 | 0.072449 | 0 | 800 | 1 | 345000 | FALSE
line_68_68 | bus_SEL_068 | bus_SEL_068 | 68 | 68 | 0.063641 | 0.0031821 | 0.01591 | 0 | 800 | 1 | 345000 | FALSE
line_68_68 | bus_SEL_068 | bus_SEL_068 | 68 | 68 | 0.055238 | 0.0027619 | 0.01381 | 0 | 800 | 1 | 345000 | FALSE
line_68_68 | bus_SEL_068 | bus_SEL_068 | 68 | 68 | 0.24146 | 0.012073 | 0.060366 | 0 | 150 | 1 | 154000 | FALSE
line_68_178 | bus_SEL_068 | bus_GGD_178 | 68 | 178 | 9.1672 | 0.45836 | 2.2918 | 0 | 150 | 1 | 154000 | FALSE
line_316_68 | bus_GGD_316 | bus_SEL_068 | 316 | 68 | 9.1739 | 0.4587 | 2.2935 | 0 | 150 | 1 | 154000 | FALSE
line_68_178 | bus_SEL_068 | bus_GGD_178 | 68 | 178 | 18.7922 | 0.93961 | 4.6981 | 0 | 800 | 1 | 345000 | FALSE
line_64_64 | bus_GGD_064 | bus_GGD_064 | 64 | 64 | 1.5729 | 0.078643 | 0.39321 | 0 | 150 | 1 | 154000 | FALSE
line_53_53 | bus_JBD_053 | bus_JBD_053 | 53 | 53 | 3.8883 | 0.19441 | 0.97207 | 0 | 150 | 1 | 154000 | FALSE
line_53_53 | bus_JBD_053 | bus_JBD_053 | 53 | 53 | 5.0172 | 0.25086 | 1.2543 | 0 | 150 | 1 | 154000 | FALSE
line_53_103 | bus_JBD_053 | bus_CND_103 | 53 | 103 | 38.2451 | 1.9123 | 9.5613 | 0 | 150 | 1 | 154000 | FALSE
line_8_8 | bus_CND_008 | bus_CND_008 | 8 | 8 | 0.26551 | 0.013276 | 0.066379 | 0 | 800 | 1 | 345000 | FALSE
line_8_8 | bus_CND_008 | bus_CND_008 | 8 | 8 | 0.26496 | 0.013248 | 0.066239 | 0 | 800 | 1 | 345000 | FALSE
line_8_8 | bus_CND_008 | bus_CND_008 | 8 | 8 | 0.23257 | 0.011629 | 0.058143 | 0 | 800 | 1 | 345000 | FALSE
line_16_16 | bus_CND_016 | bus_CND_016 | 16 | 16 | 0.18921 | 0.0094603 | 0.047302 | 0 | 800 | 1 | 345000 | FALSE
line_16_16 | bus_CND_016 | bus_CND_016 | 16 | 16 | 0.17913 | 0.0089565 | 0.044782 | 0 | 800 | 1 | 345000 | FALSE
line_52_52 | bus_CND_052 | bus_CND_052 | 52 | 52 | 0.48382 | 0.024191 | 0.12095 | 0 | 150 | 1 | 154000 | FALSE
line_8_8 | bus_CND_008 | bus_CND_008 | 8 | 8 | 0.24964 | 0.012482 | 0.06241 | 0 | 800 | 1 | 345000 | FALSE
line_8_8 | bus_CND_008 | bus_CND_008 | 8 | 8 | 0.28321 | 0.01416 | 0.070802 | 0 | 800 | 1 | 345000 | FALSE
line_8_8 | bus_CND_008 | bus_CND_008 | 8 | 8 | 0.20722 | 0.010361 | 0.051805 | 0 | 800 | 1 | 345000 | FALSE
line_8_8 | bus_CND_008 | bus_CND_008 | 8 | 8 | 0.20286 | 0.010143 | 0.050716 | 0 | 800 | 1 | 345000 | FALSE
line_8_8 | bus_CND_008 | bus_CND_008 | 8 | 8 | 0.20096 | 0.010048 | 0.050239 | 0 | 800 | 1 | 345000 | FALSE
line_8_8 | bus_CND_008 | bus_CND_008 | 8 | 8 | 0.25877 | 0.012939 | 0.064694 | 0 | 800 | 1 | 345000 | FALSE
line_8_8 | bus_CND_008 | bus_CND_008 | 8 | 8 | 0.21311 | 0.010655 | 0.053277 | 0 | 800 | 1 | 345000 | FALSE
line_52_16 | bus_CND_052 | bus_CND_016 | 52 | 16 | 11.659 | 0.58295 | 2.9148 | 0 | 150 | 1 | 154000 | FALSE
line_104_53 | bus_JBD_104 | bus_JBD_053 | 104 | 53 | 37.3607 | 1.868 | 9.3402 | 0 | 800 | 1 | 345000 | FALSE
line_101_101 | bus_CND_101 | bus_CND_101 | 101 | 101 | 0.095207 | 0.0047604 | 0.023802 | 0 | 800 | 1 | 345000 | FALSE
line_101_101 | bus_CND_101 | bus_CND_101 | 101 | 101 | 0.099643 | 0.0049821 | 0.024911 | 0 | 800 | 1 | 345000 | FALSE
line_10_10 | bus_CBD_010 | bus_CBD_010 | 10 | 10 | 0.10371 | 0.0051857 | 0.025928 | 0 | 800 | 1 | 345000 | FALSE
line_10_10 | bus_CBD_010 | bus_CBD_010 | 10 | 10 | 0.11656 | 0.0058282 | 0.029141 | 0 | 800 | 1 | 345000 | FALSE
line_101_101 | bus_CND_101 | bus_CND_101 | 101 | 101 | 0.76815 | 0.038408 | 0.19204 | 0 | 800 | 1 | 345000 | FALSE
line_10_10 | bus_CBD_010 | bus_CBD_010 | 10 | 10 | 0.26748 | 0.013374 | 0.066871 | 0 | 800 | 1 | 345000 | FALSE
line_10_10 | bus_CBD_010 | bus_CBD_010 | 10 | 10 | 0.2671 | 0.013355 | 0.066774 | 0 | 800 | 1 | 345000 | FALSE
line_105_106 | bus_GBD_105 | bus_GBD_106 | 105 | 106 | 15.7305 | 0.78653 | 3.9326 | 0 | 800 | 1 | 345000 | FALSE
line_36_92 | bus_USN_036 | bus_GBD_092 | 36 | 92 | 52.7516 | 2.6376 | 13.1879 | 0 | 800 | 1 | 345000 | FALSE
line_36_36 | bus_USN_036 | bus_USN_036 | 36 | 36 | 0.072394 | 0.0036197 | 0.018098 | 0 | 800 | 1 | 345000 | FALSE
line_36_36 | bus_USN_036 | bus_USN_036 | 36 | 36 | 0.12014 | 0.0060072 | 0.030036 | 0 | 800 | 1 | 345000 | FALSE
line_93_93 | bus_GBD_093 | bus_GBD_093 | 93 | 93 | 0.055991 | 0.0027996 | 0.013998 | 0 | 150 | 1 | 154000 | FALSE
line_36_36 | bus_USN_036 | bus_USN_036 | 36 | 36 | 0.067868 | 0.0033934 | 0.016967 | 0 | 800 | 1 | 345000 | FALSE
line_93_93 | bus_GBD_093 | bus_GBD_093 | 93 | 93 | 0.057296 | 0.0028648 | 0.014324 | 0 | 150 | 1 | 154000 | FALSE
line_36_36 | bus_USN_036 | bus_USN_036 | 36 | 36 | 0.11055 | 0.0055273 | 0.027636 | 0 | 800 | 1 | 345000 | FALSE
line_92_92 | bus_GBD_092 | bus_GBD_092 | 92 | 92 | 0.11821 | 0.0059107 | 0.029553 | 0 | 800 | 1 | 345000 | FALSE
line_92_92 | bus_GBD_092 | bus_GBD_092 | 92 | 92 | 0.11146 | 0.0055731 | 0.027866 | 0 | 800 | 1 | 345000 | FALSE
line_92_92 | bus_GBD_092 | bus_GBD_092 | 92 | 92 | 0.11557 | 0.0057786 | 0.028893 | 0 | 800 | 1 | 345000 | FALSE
line_92_92 | bus_GBD_092 | bus_GBD_092 | 92 | 92 | 0.11279 | 0.0056393 | 0.028196 | 0 | 800 | 1 | 345000 | FALSE
line_36_36 | bus_USN_036 | bus_USN_036 | 36 | 36 | 0.069141 | 0.0034571 | 0.017285 | 0 | 800 | 1 | 345000 | FALSE
line_93_93 | bus_GBD_093 | bus_GBD_093 | 93 | 93 | 0.14911 | 0.0074557 | 0.037279 | 0 | 150 | 1 | 154000 | FALSE
line_93_93 | bus_GBD_093 | bus_GBD_093 | 93 | 93 | 0.1465 | 0.0073248 | 0.036624 | 0 | 150 | 1 | 154000 | FALSE
line_36_36 | bus_USN_036 | bus_USN_036 | 36 | 36 | 0.068235 | 0.0034118 | 0.017059 | 0 | 800 | 1 | 345000 | FALSE
line_38_107 | bus_USN_038 | bus_USN_107 | 38 | 107 | 6.9735 | 0.34867 | 1.7434 | 0 | 150 | 1 | 154000 | FALSE
line_38_38 | bus_USN_038 | bus_USN_038 | 38 | 38 | 3.2145 | 0.16072 | 0.80362 | 0 | 150 | 1 | 154000 | FALSE
line_108_109 | bus_USN_108 | bus_USN_109 | 108 | 109 | 9.7002 | 0.48501 | 2.425 | 0 | 150 | 1 | 154000 | FALSE
line_92_110 | bus_GBD_092 | bus_GBD_110 | 92 | 110 | 20.3211 | 1.0161 | 5.0803 | 0 | 150 | 1 | 154000 | FALSE
line_93_93 | bus_GBD_093 | bus_GBD_093 | 93 | 93 | 0.051857 | 0.0025929 | 0.012964 | 0 | 150 | 1 | 154000 | FALSE
line_93_93 | bus_GBD_093 | bus_GBD_093 | 93 | 93 | 0.052722 | 0.0026361 | 0.01318 | 0 | 150 | 1 | 154000 | FALSE
line_97_111 | bus_GBD_097 | bus_GND_111 | 97 | 111 | 65.4216 | 3.2711 | 16.3554 | 0 | 800 | 1 | 345000 | FALSE
line_112_97 | bus_GBD_112 | bus_GBD_097 | 112 | 97 | 23.2593 | 1.163 | 5.8148 | 0 | 800 | 1 | 345000 | FALSE
line_93_113 | bus_GBD_093 | bus_GBD_113 | 93 | 113 | 12.4778 | 0.62389 | 3.1195 | 0 | 150 | 1 | 154000 | FALSE
line_32_32 | bus_GGD_032 | bus_GGD_032 | 32 | 32 | 0.069562 | 0.0034781 | 0.01739 | 0 | 800 | 1 | 345000 | FALSE
line_32_32 | bus_GGD_032 | bus_GGD_032 | 32 | 32 | 0.094706 | 0.0047353 | 0.023677 | 0 | 800 | 1 | 345000 | FALSE
line_73_34 | bus_GBD_073 | bus_GBD_034 | 73 | 34 | 7.9274 | 0.39637 | 1.9818 | 0 | 800 | 1 | 345000 | FALSE
line_35_33 | bus_GBD_035 | bus_GBD_033 | 35 | 33 | 10.0179 | 0.50089 | 2.5045 | 0 | 800 | 1 | 345000 | FALSE
line_32_32 | bus_GGD_032 | bus_GGD_032 | 32 | 32 | 0.28778 | 0.014389 | 0.071944 | 0 | 800 | 1 | 345000 | FALSE
line_32_32 | bus_GGD_032 | bus_GGD_032 | 32 | 32 | 0.21074 | 0.010537 | 0.052685 | 0 | 800 | 1 | 345000 | FALSE
line_32_32 | bus_GGD_032 | bus_GGD_032 | 32 | 32 | 0.33108 | 0.016554 | 0.082771 | 0 | 800 | 1 | 345000 | FALSE
line_32_32 | bus_GGD_032 | bus_GGD_032 | 32 | 32 | 0.17691 | 0.0088456 | 0.044228 | 0 | 800 | 1 | 345000 | FALSE
line_33_33 | bus_GBD_033 | bus_GBD_033 | 33 | 33 | 1.1239 | 0.056197 | 0.28099 | 0 | 800 | 1 | 345000 | FALSE
line_33_33 | bus_GBD_033 | bus_GBD_033 | 33 | 33 | 1.2135 | 0.060675 | 0.30338 | 0 | 800 | 1 | 345000 | FALSE
line_2_2 | bus_GND_002 | bus_GND_002 | 2 | 2 | 0.48589 | 0.024294 | 0.12147 | 0 | 800 | 1 | 345000 | FALSE
line_2_2 | bus_GND_002 | bus_GND_002 | 2 | 2 | 0.48051 | 0.024026 | 0.12013 | 0 | 800 | 1 | 345000 | FALSE
line_2_2 | bus_GND_002 | bus_GND_002 | 2 | 2 | 0.33488 | 0.016744 | 0.08372 | 0 | 800 | 1 | 345000 | FALSE
line_2_2 | bus_GND_002 | bus_GND_002 | 2 | 2 | 0.12091 | 0.0060457 | 0.030228 | 0 | 800 | 1 | 345000 | FALSE
line_2_2 | bus_GND_002 | bus_GND_002 | 2 | 2 | 0.048442 | 0.0024221 | 0.01211 | 0 | 800 | 1 | 345000 | FALSE
line_2_2 | bus_GND_002 | bus_GND_002 | 2 | 2 | 0.17626 | 0.0088131 | 0.044066 | 0 | 800 | 1 | 345000 | FALSE
line_2_2 | bus_GND_002 | bus_GND_002 | 2 | 2 | 0.092681 | 0.0046341 | 0.02317 | 0 | 800 | 1 | 345000 | FALSE
line_114_32 | bus_GBD_114 | bus_GGD_032 | 114 | 32 | 106.302 | 5.3151 | 26.5755 | 0 | 800 | 1 | 345000 | FALSE
line_2_2 | bus_GND_002 | bus_GND_002 | 2 | 2 | 0.12242 | 0.0061212 | 0.030606 | 0 | 800 | 1 | 345000 | FALSE
line_2_2 | bus_GND_002 | bus_GND_002 | 2 | 2 | 0.34161 | 0.01708 | 0.085402 | 0 | 800 | 1 | 345000 | FALSE
line_2_2 | bus_GND_002 | bus_GND_002 | 2 | 2 | 0.44337 | 0.022169 | 0.11084 | 0 | 800 | 1 | 345000 | FALSE
line_2_2 | bus_GND_002 | bus_GND_002 | 2 | 2 | 0.32289 | 0.016144 | 0.080722 | 0 | 800 | 1 | 345000 | FALSE
line_2_2 | bus_GND_002 | bus_GND_002 | 2 | 2 | 0.22277 | 0.011138 | 0.055692 | 0 | 800 | 1 | 345000 | FALSE
line_2_2 | bus_GND_002 | bus_GND_002 | 2 | 2 | 0.21789 | 0.010895 | 0.054473 | 0 | 800 | 1 | 345000 | FALSE
line_2_2 | bus_GND_002 | bus_GND_002 | 2 | 2 | 0.302 | 0.0151 | 0.075499 | 0 | 800 | 1 | 345000 | FALSE
line_96_115 | bus_GBD_096 | bus_GBD_115 | 96 | 115 | 37.9511 | 1.8976 | 9.4878 | 0 | 150 | 1 | 154000 | FALSE
line_97_97 | bus_GBD_097 | bus_GBD_097 | 97 | 97 | 0.043522 | 0.0021761 | 0.01088 | 0 | 800 | 1 | 345000 | FALSE
line_97_97 | bus_GBD_097 | bus_GBD_097 | 97 | 97 | 0.12714 | 0.0063571 | 0.031785 | 0 | 800 | 1 | 345000 | FALSE
line_97_97 | bus_GBD_097 | bus_GBD_097 | 97 | 97 | 0.044348 | 0.0022174 | 0.011087 | 0 | 800 | 1 | 345000 | FALSE
line_97_97 | bus_GBD_097 | bus_GBD_097 | 97 | 97 | 0.039067 | 0.0019534 | 0.0097669 | 0 | 800 | 1 | 345000 | FALSE
line_97_97 | bus_GBD_097 | bus_GBD_097 | 97 | 97 | 0.039192 | 0.0019596 | 0.009798 | 0 | 800 | 1 | 345000 | FALSE
line_97_97 | bus_GBD_097 | bus_GBD_097 | 97 | 97 | 0.052805 | 0.0026402 | 0.013201 | 0 | 800 | 1 | 345000 | FALSE
line_97_97 | bus_GBD_097 | bus_GBD_097 | 97 | 97 | 0.051237 | 0.0025619 | 0.012809 | 0 | 800 | 1 | 345000 | FALSE
line_97_97 | bus_GBD_097 | bus_GBD_097 | 97 | 97 | 1.322 | 0.066101 | 0.3305 | 0 | 800 | 1 | 345000 | FALSE
line_6_6 | bus_GGD_006 | bus_GGD_006 | 6 | 6 | 0.11176 | 0.005588 | 0.02794 | 0 | 150 | 1 | 154000 | FALSE
line_110_110 | bus_GBD_110 | bus_GBD_110 | 110 | 110 | 0.23306 | 0.011653 | 0.058266 | 0 | 150 | 1 | 154000 | FALSE
line_6_6 | bus_GGD_006 | bus_GGD_006 | 6 | 6 | 0.13588 | 0.0067939 | 0.033969 | 0 | 150 | 1 | 154000 | FALSE
line_97_97 | bus_GBD_097 | bus_GBD_097 | 97 | 97 | 0.12668 | 0.0063339 | 0.031669 | 0 | 800 | 1 | 345000 | FALSE
line_110_110 | bus_GBD_110 | bus_GBD_110 | 110 | 110 | 0.25037 | 0.012518 | 0.062592 | 0 | 150 | 1 | 154000 | FALSE
line_6_6 | bus_GGD_006 | bus_GGD_006 | 6 | 6 | 0.091937 | 0.0045969 | 0.022984 | 0 | 150 | 1 | 154000 | FALSE
line_6_6 | bus_GGD_006 | bus_GGD_006 | 6 | 6 | 0.12589 | 0.0062943 | 0.031471 | 0 | 150 | 1 | 154000 | FALSE
line_6_6 | bus_GGD_006 | bus_GGD_006 | 6 | 6 | 0.10255 | 0.0051277 | 0.025638 | 0 | 150 | 1 | 154000 | FALSE
line_6_6 | bus_GGD_006 | bus_GGD_006 | 6 | 6 | 0.11852 | 0.0059259 | 0.029629 | 0 | 150 | 1 | 154000 | FALSE
line_36_37 | bus_USN_036 | bus_GBD_037 | 36 | 37 | 9.6453 | 0.48227 | 2.4113 | 0 | 150 | 1 | 154000 | FALSE
line_10_116 | bus_CBD_010 | bus_CBD_116 | 10 | 116 | 33.3671 | 1.6684 | 8.3418 | 0 | 800 | 1 | 345000 | FALSE
line_64_64 | bus_GGD_064 | bus_GGD_064 | 64 | 64 | 0.091063 | 0.0045532 | 0.022766 | 0 | 800 | 1 | 345000 | FALSE
line_21_21 | bus_GGD_021 | bus_GGD_021 | 21 | 21 | 0.43633 | 0.021817 | 0.10908 | 0 | 800 | 1 | 345000 | FALSE
line_21_21 | bus_GGD_021 | bus_GGD_021 | 21 | 21 | 0.078634 | 0.0039317 | 0.019658 | 0 | 800 | 1 | 345000 | FALSE
line_64_64 | bus_GGD_064 | bus_GGD_064 | 64 | 64 | 0.1323 | 0.0066152 | 0.033076 | 0 | 800 | 1 | 345000 | FALSE
line_10_10 | bus_CBD_010 | bus_CBD_010 | 10 | 10 | 0.28229 | 0.014114 | 0.070572 | 0 | 800 | 1 | 345000 | FALSE
line_10_10 | bus_CBD_010 | bus_CBD_010 | 10 | 10 | 0.26315 | 0.013157 | 0.065787 | 0 | 800 | 1 | 345000 | FALSE
line_6_6 | bus_GGD_006 | bus_GGD_006 | 6 | 6 | 1.0686 | 0.05343 | 0.26715 | 0 | 150 | 1 | 154000 | FALSE
line_110_110 | bus_GBD_110 | bus_GBD_110 | 110 | 110 | 0.71204 | 0.035602 | 0.17801 | 0 | 150 | 1 | 154000 | FALSE
line_110_117 | bus_GBD_110 | bus_GBD_117 | 110 | 117 | 20.8932 | 1.0447 | 5.2233 | 0 | 150 | 1 | 154000 | FALSE
line_97_118 | bus_GBD_097 | bus_GND_118 | 97 | 118 | 33.1405 | 1.657 | 8.2851 | 0 | 150 | 1 | 154000 | FALSE
line_43_119 | bus_GWJ_043 | bus_JBD_119 | 43 | 119 | 69.1526 | 3.4576 | 17.2882 | 0 | 800 | 1 | 345000 | FALSE
line_43_43 | bus_GWJ_043 | bus_GWJ_043 | 43 | 43 | 0.060618 | 0.0030309 | 0.015154 | 0 | 800 | 1 | 345000 | FALSE
line_43_43 | bus_GWJ_043 | bus_GWJ_043 | 43 | 43 | 0.054395 | 0.0027197 | 0.013599 | 0 | 800 | 1 | 345000 | FALSE
line_43_43 | bus_GWJ_043 | bus_GWJ_043 | 43 | 43 | 0.060237 | 0.0030118 | 0.015059 | 0 | 800 | 1 | 345000 | FALSE
line_43_43 | bus_GWJ_043 | bus_GWJ_043 | 43 | 43 | 0.059517 | 0.0029759 | 0.014879 | 0 | 800 | 1 | 345000 | FALSE
line_43_43 | bus_GWJ_043 | bus_GWJ_043 | 43 | 43 | 0.062311 | 0.0031155 | 0.015578 | 0 | 800 | 1 | 345000 | FALSE
line_43_43 | bus_GWJ_043 | bus_GWJ_043 | 43 | 43 | 0.058437 | 0.0029219 | 0.014609 | 0 | 800 | 1 | 345000 | FALSE
line_43_120 | bus_GWJ_043 | bus_JND_120 | 43 | 120 | 44.6336 | 2.2317 | 11.1584 | 0 | 800 | 1 | 345000 | FALSE
line_121_122 | bus_JBD_121 | bus_JBD_122 | 121 | 122 | 15.5929 | 0.77965 | 3.8982 | 0 | 150 | 1 | 154000 | FALSE
line_119_119 | bus_JBD_119 | bus_JBD_119 | 119 | 119 | 0.053439 | 0.002672 | 0.01336 | 0 | 800 | 1 | 345000 | FALSE
line_119_119 | bus_JBD_119 | bus_JBD_119 | 119 | 119 | 0.058638 | 0.0029319 | 0.01466 | 0 | 800 | 1 | 345000 | FALSE
line_119_119 | bus_JBD_119 | bus_JBD_119 | 119 | 119 | 0.052173 | 0.0026086 | 0.013043 | 0 | 800 | 1 | 345000 | FALSE
line_119_119 | bus_JBD_119 | bus_JBD_119 | 119 | 119 | 0.049757 | 0.0024878 | 0.012439 | 0 | 800 | 1 | 345000 | FALSE
line_44_119 | bus_JBD_044 | bus_JBD_119 | 44 | 119 | 16.656 | 0.8328 | 4.164 | 0 | 800 | 1 | 345000 | FALSE
line_111_119 | bus_GND_111 | bus_JBD_119 | 111 | 119 | 77.4143 | 3.8707 | 19.3536 | 0 | 800 | 1 | 345000 | FALSE
line_104_80 | bus_JBD_104 | bus_JBD_080 | 104 | 80 | 11.6123 | 0.58062 | 2.9031 | 0 | 800 | 1 | 345000 | FALSE
line_80_80 | bus_JBD_080 | bus_JBD_080 | 80 | 80 | 2.1695 | 0.10847 | 0.54237 | 0 | 800 | 1 | 345000 | FALSE
line_80_80 | bus_JBD_080 | bus_JBD_080 | 80 | 80 | 1.2856 | 0.064282 | 0.32141 | 0 | 800 | 1 | 345000 | FALSE
line_111_111 | bus_GND_111 | bus_GND_111 | 111 | 111 | 0.21536 | 0.010768 | 0.053841 | 0 | 800 | 1 | 345000 | FALSE
line_111_123 | bus_GND_111 | bus_GND_123 | 111 | 123 | 50.4165 | 2.5208 | 12.6041 | 0 | 800 | 1 | 345000 | FALSE
line_111_111 | bus_GND_111 | bus_GND_111 | 111 | 111 | 0.31739 | 0.015869 | 0.079347 | 0 | 800 | 1 | 345000 | FALSE
line_111_111 | bus_GND_111 | bus_GND_111 | 111 | 111 | 0.35649 | 0.017824 | 0.089122 | 0 | 800 | 1 | 345000 | FALSE
line_111_111 | bus_GND_111 | bus_GND_111 | 111 | 111 | 0.072993 | 0.0036496 | 0.018248 | 0 | 800 | 1 | 345000 | FALSE
line_124_124 | bus_GND_124 | bus_GND_124 | 124 | 124 | 7.0174 | 0.35087 | 1.7544 | 0 | 800 | 1 | 345000 | FALSE
line_124_124 | bus_GND_124 | bus_GND_124 | 124 | 124 | 7.5348 | 0.37674 | 1.8837 | 0 | 800 | 1 | 345000 | FALSE
line_125_124 | bus_GND_125 | bus_GND_124 | 125 | 124 | 22.3918 | 1.1196 | 5.598 | 0 | 150 | 1 | 154000 | FALSE
line_111_111 | bus_GND_111 | bus_GND_111 | 111 | 111 | 0.16262 | 0.0081309 | 0.040655 | 0 | 800 | 1 | 345000 | FALSE
line_111_111 | bus_GND_111 | bus_GND_111 | 111 | 111 | 0.54161 | 0.027081 | 0.1354 | 0 | 800 | 1 | 345000 | FALSE
line_111_111 | bus_GND_111 | bus_GND_111 | 111 | 111 | 0.17042 | 0.008521 | 0.042605 | 0 | 800 | 1 | 345000 | FALSE
line_111_111 | bus_GND_111 | bus_GND_111 | 111 | 111 | 0.13994 | 0.0069972 | 0.034986 | 0 | 800 | 1 | 345000 | FALSE
line_111_111 | bus_GND_111 | bus_GND_111 | 111 | 111 | 0.13893 | 0.0069466 | 0.034733 | 0 | 800 | 1 | 345000 | FALSE
line_111_111 | bus_GND_111 | bus_GND_111 | 111 | 111 | 0.16158 | 0.008079 | 0.040395 | 0 | 800 | 1 | 345000 | FALSE
line_111_111 | bus_GND_111 | bus_GND_111 | 111 | 111 | 0.17983 | 0.0089916 | 0.044958 | 0 | 800 | 1 | 345000 | FALSE
line_111_111 | bus_GND_111 | bus_GND_111 | 111 | 111 | 0.1637 | 0.0081851 | 0.040925 | 0 | 800 | 1 | 345000 | FALSE
line_111_111 | bus_GND_111 | bus_GND_111 | 111 | 111 | 0.17785 | 0.0088924 | 0.044462 | 0 | 800 | 1 | 345000 | FALSE
line_126_123 | bus_GND_126 | bus_GND_123 | 126 | 123 | 67.3713 | 3.3686 | 16.8428 | 0 | 800 | 1 | 345000 | FALSE
line_123_123 | bus_GND_123 | bus_GND_123 | 123 | 123 | 0.17736 | 0.008868 | 0.04434 | 0 | 800 | 1 | 345000 | FALSE
line_123_123 | bus_GND_123 | bus_GND_123 | 123 | 123 | 0.32045 | 0.016022 | 0.080112 | 0 | 800 | 1 | 345000 | FALSE
line_123_123 | bus_GND_123 | bus_GND_123 | 123 | 123 | 0.23508 | 0.011754 | 0.058771 | 0 | 800 | 1 | 345000 | FALSE
line_123_123 | bus_GND_123 | bus_GND_123 | 123 | 123 | 0.25218 | 0.012609 | 0.063044 | 0 | 800 | 1 | 345000 | FALSE
line_123_123 | bus_GND_123 | bus_GND_123 | 123 | 123 | 0.15385 | 0.0076927 | 0.038463 | 0 | 800 | 1 | 345000 | FALSE
line_126_127 | bus_GND_126 | bus_GND_127 | 126 | 127 | 80.4079 | 4.0204 | 20.102 | 0 | 800 | 1 | 345000 | FALSE
line_123_123 | bus_GND_123 | bus_GND_123 | 123 | 123 | 0.29486 | 0.014743 | 0.073716 | 0 | 800 | 1 | 345000 | FALSE
line_128_123 | bus_GND_128 | bus_GND_123 | 128 | 123 | 17.8642 | 0.89321 | 4.466 | 0 | 150 | 1 | 154000 | FALSE
line_123_230 | bus_GND_123 | bus_GND_230 | 123 | 230 | 28.9505 | 1.4475 | 7.2376 | 0 | 800 | 1 | 345000 | FALSE
line_62_230 | bus_BSN_062 | bus_GND_230 | 62 | 230 | 41.5696 | 2.0785 | 10.3924 | 0 | 800 | 1 | 345000 | FALSE
line_129_63 | bus_GND_129 | bus_GND_063 | 129 | 63 | 21.4252 | 1.0713 | 5.3563 | 0 | 150 | 1 | 154000 | FALSE
line_111_130 | bus_GND_111 | bus_GND_130 | 111 | 130 | 57.0233 | 2.8512 | 14.2558 | 0 | 800 | 1 | 345000 | FALSE
line_62_62 | bus_BSN_062 | bus_BSN_062 | 62 | 62 | 0.12048 | 0.0060238 | 0.030119 | 0 | 800 | 1 | 345000 | FALSE
line_62_62 | bus_BSN_062 | bus_BSN_062 | 62 | 62 | 0.11239 | 0.0056197 | 0.028098 | 0 | 800 | 1 | 345000 | FALSE
line_63_131 | bus_GND_063 | bus_GND_131 | 63 | 131 | 19.849 | 0.99245 | 4.9622 | 0 | 150 | 1 | 154000 | FALSE
line_40_40 | bus_BSN_040 | bus_BSN_040 | 40 | 40 | 5.1565 | 0.25782 | 1.2891 | 0 | 800 | 1 | 345000 | FALSE
line_63_131 | bus_GND_063 | bus_GND_131 | 63 | 131 | 20.3689 | 1.0184 | 5.0922 | 0 | 150 | 1 | 154000 | FALSE
line_111_111 | bus_GND_111 | bus_GND_111 | 111 | 111 | 0.10817 | 0.0054087 | 0.027043 | 0 | 800 | 1 | 345000 | FALSE
line_124_124 | bus_GND_124 | bus_GND_124 | 124 | 124 | 0.12758 | 0.0063788 | 0.031894 | 0 | 800 | 1 | 345000 | FALSE
line_124_124 | bus_GND_124 | bus_GND_124 | 124 | 124 | 0.13288 | 0.0066442 | 0.033221 | 0 | 800 | 1 | 345000 | FALSE
line_40_40 | bus_BSN_040 | bus_BSN_040 | 40 | 40 | 0.075665 | 0.0037832 | 0.018916 | 0 | 800 | 1 | 345000 | FALSE
line_124_124 | bus_GND_124 | bus_GND_124 | 124 | 124 | 0.14411 | 0.0072053 | 0.036027 | 0 | 800 | 1 | 345000 | FALSE
line_124_124 | bus_GND_124 | bus_GND_124 | 124 | 124 | 0.14077 | 0.0070384 | 0.035192 | 0 | 800 | 1 | 345000 | FALSE
line_124_124 | bus_GND_124 | bus_GND_124 | 124 | 124 | 0.090913 | 0.0045456 | 0.022728 | 0 | 800 | 1 | 345000 | FALSE
line_40_40 | bus_BSN_040 | bus_BSN_040 | 40 | 40 | 0.083278 | 0.0041639 | 0.02082 | 0 | 800 | 1 | 345000 | FALSE
line_40_40 | bus_BSN_040 | bus_BSN_040 | 40 | 40 | 0.071915 | 0.0035958 | 0.017979 | 0 | 800 | 1 | 345000 | FALSE
line_111_111 | bus_GND_111 | bus_GND_111 | 111 | 111 | 0.10183 | 0.0050916 | 0.025458 | 0 | 800 | 1 | 345000 | FALSE
line_63_63 | bus_GND_063 | bus_GND_063 | 63 | 63 | 1.6908 | 0.08454 | 0.4227 | 0 | 150 | 1 | 154000 | FALSE
line_124_124 | bus_GND_124 | bus_GND_124 | 124 | 124 | 0.71263 | 0.035632 | 0.17816 | 0 | 800 | 1 | 345000 | FALSE
line_40_40 | bus_BSN_040 | bus_BSN_040 | 40 | 40 | 0.08054 | 0.004027 | 0.020135 | 0 | 800 | 1 | 345000 | FALSE
line_124_124 | bus_GND_124 | bus_GND_124 | 124 | 124 | 0.72739 | 0.036369 | 0.18185 | 0 | 800 | 1 | 345000 | FALSE
line_124_124 | bus_GND_124 | bus_GND_124 | 124 | 124 | 0.096633 | 0.0048317 | 0.024158 | 0 | 800 | 1 | 345000 | FALSE
line_230_124 | bus_GND_230 | bus_GND_124 | 230 | 124 | 1.6912 | 0.08456 | 0.4228 | 0 | 800 | 1 | 345000 | FALSE
line_124_124 | bus_GND_124 | bus_GND_124 | 124 | 124 | 0.18061 | 0.0090307 | 0.045153 | 0 | 800 | 1 | 345000 | FALSE
line_119_132 | bus_JBD_119 | bus_JND_132 | 119 | 132 | 54.9599 | 2.748 | 13.74 | 0 | 800 | 1 | 345000 | FALSE
line_43_43 | bus_GWJ_043 | bus_GWJ_043 | 43 | 43 | 0.038633 | 0.0019317 | 0.0096583 | 0 | 150 | 1 | 154000 | FALSE
line_43_43 | bus_GWJ_043 | bus_GWJ_043 | 43 | 43 | 0.069879 | 0.003494 | 0.01747 | 0 | 150 | 1 | 154000 | FALSE
line_43_43 | bus_GWJ_043 | bus_GWJ_043 | 43 | 43 | 0.046647 | 0.0023323 | 0.011662 | 0 | 150 | 1 | 154000 | FALSE
line_43_43 | bus_GWJ_043 | bus_GWJ_043 | 43 | 43 | 0.059813 | 0.0029906 | 0.014953 | 0 | 150 | 1 | 154000 | FALSE
line_43_43 | bus_GWJ_043 | bus_GWJ_043 | 43 | 43 | 0.047214 | 0.0023607 | 0.011803 | 0 | 150 | 1 | 154000 | FALSE
line_43_43 | bus_GWJ_043 | bus_GWJ_043 | 43 | 43 | 0.044084 | 0.0022042 | 0.011021 | 0 | 150 | 1 | 154000 | FALSE
line_43_43 | bus_GWJ_043 | bus_GWJ_043 | 43 | 43 | 0.090229 | 0.0045115 | 0.022557 | 0 | 150 | 1 | 154000 | FALSE
line_43_43 | bus_GWJ_043 | bus_GWJ_043 | 43 | 43 | 0.079863 | 0.0039931 | 0.019966 | 0 | 150 | 1 | 154000 | FALSE
line_43_43 | bus_GWJ_043 | bus_GWJ_043 | 43 | 43 | 0.052678 | 0.0026339 | 0.01317 | 0 | 150 | 1 | 154000 | FALSE
line_43_43 | bus_GWJ_043 | bus_GWJ_043 | 43 | 43 | 0.089513 | 0.0044757 | 0.022378 | 0 | 150 | 1 | 154000 | FALSE
line_43_133 | bus_GWJ_043 | bus_GWJ_133 | 43 | 133 | 15.0439 | 0.75219 | 3.761 | 0 | 150 | 1 | 154000 | FALSE
line_134_134 | bus_JND_134 | bus_JND_134 | 134 | 134 | 0.20097 | 0.010049 | 0.050243 | 0 | 800 | 1 | 345000 | FALSE
line_134_134 | bus_JND_134 | bus_JND_134 | 134 | 134 | 0.10924 | 0.0054619 | 0.027309 | 0 | 800 | 1 | 345000 | FALSE
line_119_119 | bus_JBD_119 | bus_JBD_119 | 119 | 119 | 0.07596 | 0.003798 | 0.01899 | 0 | 800 | 1 | 345000 | FALSE
line_119_119 | bus_JBD_119 | bus_JBD_119 | 119 | 119 | 0.09334 | 0.004667 | 0.023335 | 0 | 800 | 1 | 345000 | FALSE
line_119_119 | bus_JBD_119 | bus_JBD_119 | 119 | 119 | 0.07669 | 0.0038345 | 0.019172 | 0 | 800 | 1 | 345000 | FALSE
line_43_43 | bus_GWJ_043 | bus_GWJ_043 | 43 | 43 | 0.11614 | 0.0058068 | 0.029034 | 0 | 150 | 1 | 154000 | FALSE
line_134_134 | bus_JND_134 | bus_JND_134 | 134 | 134 | 0.20149 | 0.010074 | 0.050371 | 0 | 800 | 1 | 345000 | FALSE
line_134_134 | bus_JND_134 | bus_JND_134 | 134 | 134 | 0.10835 | 0.0054176 | 0.027088 | 0 | 800 | 1 | 345000 | FALSE
line_119_119 | bus_JBD_119 | bus_JBD_119 | 119 | 119 | 0.09956 | 0.004978 | 0.02489 | 0 | 800 | 1 | 345000 | FALSE
line_43_43 | bus_GWJ_043 | bus_GWJ_043 | 43 | 43 | 2.7623 | 0.13811 | 0.69057 | 0 | 150 | 1 | 154000 | FALSE
line_134_77 | bus_JND_134 | bus_JND_077 | 134 | 77 | 128.1295 | 6.4065 | 32.0324 | 0 | 800 | 1 | 345000 | FALSE
line_130_134 | bus_GND_130 | bus_JND_134 | 130 | 134 | 29.3172 | 1.4659 | 7.3293 | 0 | 800 | 1 | 345000 | FALSE
line_134_134 | bus_JND_134 | bus_JND_134 | 134 | 134 | 0.20662 | 0.010331 | 0.051655 | 0 | 800 | 1 | 345000 | FALSE
line_135_135 | bus_CND_135 | bus_CND_135 | 135 | 135 | 3.9947 | 0.19973 | 0.99866 | 0 | 150 | 1 | 154000 | FALSE
line_136_136 | bus_JND_136 | bus_JND_136 | 136 | 136 | 2.6923 | 0.13461 | 0.67307 | 0 | 150 | 1 | 154000 | FALSE
line_134_134 | bus_JND_134 | bus_JND_134 | 134 | 134 | 0.24408 | 0.012204 | 0.06102 | 0 | 800 | 1 | 345000 | FALSE
line_136_136 | bus_JND_136 | bus_JND_136 | 136 | 136 | 0.062043 | 0.0031022 | 0.015511 | 0 | 150 | 1 | 154000 | FALSE
line_136_136 | bus_JND_136 | bus_JND_136 | 136 | 136 | 0.067302 | 0.0033651 | 0.016826 | 0 | 150 | 1 | 154000 | FALSE
line_136_136 | bus_JND_136 | bus_JND_136 | 136 | 136 | 8.9864 | 0.44932 | 2.2466 | 0 | 150 | 1 | 154000 | FALSE
line_134_134 | bus_JND_134 | bus_JND_134 | 134 | 134 | 0.11372 | 0.005686 | 0.02843 | 0 | 800 | 1 | 345000 | FALSE
line_134_134 | bus_JND_134 | bus_JND_134 | 134 | 134 | 0.12575 | 0.0062876 | 0.031438 | 0 | 800 | 1 | 345000 | FALSE
line_134_134 | bus_JND_134 | bus_JND_134 | 134 | 134 | 0.11665 | 0.0058327 | 0.029163 | 0 | 800 | 1 | 345000 | FALSE
line_136_136 | bus_JND_136 | bus_JND_136 | 136 | 136 | 5.1203 | 0.25601 | 1.2801 | 0 | 150 | 1 | 154000 | FALSE
line_53_53 | bus_JBD_053 | bus_JBD_053 | 53 | 53 | 0.12872 | 0.006436 | 0.03218 | 0 | 800 | 1 | 345000 | FALSE
line_134_134 | bus_JND_134 | bus_JND_134 | 134 | 134 | 0.12874 | 0.0064368 | 0.032184 | 0 | 800 | 1 | 345000 | FALSE
line_134_134 | bus_JND_134 | bus_JND_134 | 134 | 134 | 0.13735 | 0.0068677 | 0.034338 | 0 | 800 | 1 | 345000 | FALSE
line_134_134 | bus_JND_134 | bus_JND_134 | 134 | 134 | 0.1224 | 0.0061199 | 0.030599 | 0 | 800 | 1 | 345000 | FALSE
line_53_53 | bus_JBD_053 | bus_JBD_053 | 53 | 53 | 0.13897 | 0.0069486 | 0.034743 | 0 | 800 | 1 | 345000 | FALSE
line_134_134 | bus_JND_134 | bus_JND_134 | 134 | 134 | 0.36047 | 0.018023 | 0.090117 | 0 | 800 | 1 | 345000 | FALSE
line_134_132 | bus_JND_134 | bus_JND_132 | 134 | 132 | 12.8608 | 0.64304 | 3.2152 | 0 | 800 | 1 | 345000 | FALSE
line_137_243 | bus_JND_137 | bus_JND_243 | 137 | 243 | 19.0016 | 0.95008 | 4.7504 | 0 | 150 | 1 | 154000 | FALSE
line_138_139 | bus_CBD_138 | bus_GBD_139 | 138 | 139 | 67.4021 | 3.3701 | 16.8505 | 0 | 150 | 1 | 154000 | FALSE
line_8_135 | bus_CND_008 | bus_CND_135 | 8 | 135 | 17.7413 | 0.88706 | 4.4353 | 0 | 150 | 1 | 154000 | FALSE
line_140_141 | bus_CND_140 | bus_SJN_141 | 140 | 141 | 17.5702 | 0.87851 | 4.3925 | 0 | 150 | 1 | 154000 | FALSE
line_132_142 | bus_JND_132 | bus_JND_142 | 132 | 142 | 43.6723 | 2.1836 | 10.9181 | 0 | 800 | 1 | 345000 | FALSE
line_132_143 | bus_JND_132 | bus_JND_143 | 132 | 143 | 33.057 | 1.6528 | 8.2642 | 0 | 150 | 1 | 154000 | FALSE
line_135_140 | bus_CND_135 | bus_CND_140 | 135 | 140 | 27.7028 | 1.3851 | 6.9257 | 0 | 150 | 1 | 154000 | FALSE
line_53_144 | bus_JBD_053 | bus_JBD_144 | 53 | 144 | 34.9761 | 1.7488 | 8.744 | 0 | 800 | 1 | 345000 | FALSE
line_124_124 | bus_GND_124 | bus_GND_124 | 124 | 124 | 3.8674 | 0.19337 | 0.96686 | 0 | 800 | 1 | 345000 | FALSE
line_124_124 | bus_GND_124 | bus_GND_124 | 124 | 124 | 3.2677 | 0.16338 | 0.81692 | 0 | 150 | 1 | 154000 | FALSE
line_111_145 | bus_GND_111 | bus_GND_145 | 111 | 145 | 46.4869 | 2.3243 | 11.6217 | 0 | 150 | 1 | 154000 | FALSE
line_124_124 | bus_GND_124 | bus_GND_124 | 124 | 124 | 0.061525 | 0.0030763 | 0.015381 | 0 | 150 | 1 | 154000 | FALSE
line_124_124 | bus_GND_124 | bus_GND_124 | 124 | 124 | 0.061211 | 0.0030606 | 0.015303 | 0 | 150 | 1 | 154000 | FALSE
line_124_124 | bus_GND_124 | bus_GND_124 | 124 | 124 | 0.070103 | 0.0035051 | 0.017526 | 0 | 150 | 1 | 154000 | FALSE
line_124_124 | bus_GND_124 | bus_GND_124 | 124 | 124 | 0.062142 | 0.0031071 | 0.015536 | 0 | 150 | 1 | 154000 | FALSE
line_124_124 | bus_GND_124 | bus_GND_124 | 124 | 124 | 0.080115 | 0.0040057 | 0.020029 | 0 | 150 | 1 | 154000 | FALSE
line_111_111 | bus_GND_111 | bus_GND_111 | 111 | 111 | 0.14621 | 0.0073106 | 0.036553 | 0 | 150 | 1 | 154000 | FALSE
line_128_128 | bus_GND_128 | bus_GND_128 | 128 | 128 | 0.098576 | 0.0049288 | 0.024644 | 0 | 150 | 1 | 154000 | FALSE
line_124_124 | bus_GND_124 | bus_GND_124 | 124 | 124 | 0.091247 | 0.0045623 | 0.022812 | 0 | 150 | 1 | 154000 | FALSE
line_124_124 | bus_GND_124 | bus_GND_124 | 124 | 124 | 0.058316 | 0.0029158 | 0.014579 | 0 | 150 | 1 | 154000 | FALSE
line_124_124 | bus_GND_124 | bus_GND_124 | 124 | 124 | 0.054076 | 0.0027038 | 0.013519 | 0 | 150 | 1 | 154000 | FALSE
line_124_124 | bus_GND_124 | bus_GND_124 | 124 | 124 | 0.064629 | 0.0032315 | 0.016157 | 0 | 150 | 1 | 154000 | FALSE
line_124_124 | bus_GND_124 | bus_GND_124 | 124 | 124 | 0.067781 | 0.003389 | 0.016945 | 0 | 150 | 1 | 154000 | FALSE
line_124_124 | bus_GND_124 | bus_GND_124 | 124 | 124 | 0.051794 | 0.0025897 | 0.012949 | 0 | 150 | 1 | 154000 | FALSE
line_124_124 | bus_GND_124 | bus_GND_124 | 124 | 124 | 6.6648 | 0.33324 | 1.6662 | 0 | 150 | 1 | 154000 | FALSE
line_146_147 | bus_JND_146 | bus_JND_147 | 146 | 147 | 7.6563 | 0.38281 | 1.9141 | 0 | 150 | 1 | 154000 | FALSE
line_134_134 | bus_JND_134 | bus_JND_134 | 134 | 134 | 0.17114 | 0.0085572 | 0.042786 | 0 | 150 | 1 | 154000 | FALSE
line_134_134 | bus_JND_134 | bus_JND_134 | 134 | 134 | 0.16343 | 0.0081714 | 0.040857 | 0 | 150 | 1 | 154000 | FALSE
line_134_134 | bus_JND_134 | bus_JND_134 | 134 | 134 | 0.16628 | 0.0083139 | 0.04157 | 0 | 150 | 1 | 154000 | FALSE
line_134_134 | bus_JND_134 | bus_JND_134 | 134 | 134 | 0.14948 | 0.0074742 | 0.037371 | 0 | 150 | 1 | 154000 | FALSE
line_134_134 | bus_JND_134 | bus_JND_134 | 134 | 134 | 0.16317 | 0.0081586 | 0.040793 | 0 | 150 | 1 | 154000 | FALSE
line_134_148 | bus_JND_134 | bus_GND_148 | 134 | 148 | 26.2623 | 1.3131 | 6.5656 | 0 | 150 | 1 | 154000 | FALSE
line_124_124 | bus_GND_124 | bus_GND_124 | 124 | 124 | 12.6018 | 0.63009 | 3.1505 | 0 | 150 | 1 | 154000 | FALSE
line_134_134 | bus_JND_134 | bus_JND_134 | 134 | 134 | 0.15446 | 0.007723 | 0.038615 | 0 | 150 | 1 | 154000 | FALSE
line_134_132 | bus_JND_134 | bus_JND_132 | 134 | 132 | 12.5495 | 0.62748 | 3.1374 | 0 | 150 | 1 | 154000 | FALSE
line_128_149 | bus_GND_128 | bus_GND_149 | 128 | 149 | 13.1172 | 0.65586 | 3.2793 | 0 | 150 | 1 | 154000 | FALSE
line_150_111 | bus_GND_150 | bus_GND_111 | 150 | 111 | 19.3062 | 0.96531 | 4.8266 | 0 | 150 | 1 | 154000 | FALSE
line_124_124 | bus_GND_124 | bus_GND_124 | 124 | 124 | 1.4912 | 0.074559 | 0.37279 | 0 | 150 | 1 | 154000 | FALSE
line_151_111 | bus_GND_151 | bus_GND_111 | 151 | 111 | 20.4804 | 1.024 | 5.1201 | 0 | 150 | 1 | 154000 | FALSE
line_124_124 | bus_GND_124 | bus_GND_124 | 124 | 124 | 1.7431 | 0.087154 | 0.43577 | 0 | 150 | 1 | 154000 | FALSE
line_152_316 | bus_GGD_152 | bus_GGD_316 | 152 | 316 | 4.9715 | 0.24858 | 1.2429 | 0 | 800 | 1 | 345000 | FALSE
line_152_152 | bus_GGD_152 | bus_GGD_152 | 152 | 152 | 3.084 | 0.1542 | 0.77099 | 0 | 150 | 1 | 154000 | FALSE
line_64_178 | bus_GGD_064 | bus_GGD_178 | 64 | 178 | 12.5487 | 0.62743 | 3.1372 | 0 | 150 | 1 | 154000 | FALSE
line_152_316 | bus_GGD_152 | bus_GGD_316 | 152 | 316 | 3.2376 | 0.16188 | 0.8094 | 0 | 150 | 1 | 154000 | FALSE
line_152_152 | bus_GGD_152 | bus_GGD_152 | 152 | 152 | 3.0772 | 0.15386 | 0.7693 | 0 | 150 | 1 | 154000 | FALSE
line_316_152 | bus_GGD_316 | bus_GGD_152 | 316 | 152 | 3.9155 | 0.19577 | 0.97887 | 0 | 800 | 1 | 345000 | FALSE
line_152_152 | bus_GGD_152 | bus_GGD_152 | 152 | 152 | 2.4123 | 0.12061 | 0.60307 | 0 | 150 | 1 | 154000 | FALSE
line_64_64 | bus_GGD_064 | bus_GGD_064 | 64 | 64 | 0.48238 | 0.024119 | 0.12059 | 0 | 150 | 1 | 154000 | FALSE
line_152_152 | bus_GGD_152 | bus_GGD_152 | 152 | 152 | 0.11907 | 0.0059534 | 0.029767 | 0 | 800 | 1 | 345000 | FALSE
line_316_316 | bus_GGD_316 | bus_GGD_316 | 316 | 316 | 0.10341 | 0.0051704 | 0.025852 | 0 | 800 | 1 | 345000 | FALSE
line_152_152 | bus_GGD_152 | bus_GGD_152 | 152 | 152 | 0.11707 | 0.0058537 | 0.029268 | 0 | 800 | 1 | 345000 | FALSE
line_316_316 | bus_GGD_316 | bus_GGD_316 | 316 | 316 | 0.086252 | 0.0043126 | 0.021563 | 0 | 800 | 1 | 345000 | FALSE
line_316_316 | bus_GGD_316 | bus_GGD_316 | 316 | 316 | 0.084118 | 0.0042059 | 0.021029 | 0 | 800 | 1 | 345000 | FALSE
line_64_64 | bus_GGD_064 | bus_GGD_064 | 64 | 64 | 0.21582 | 0.010791 | 0.053956 | 0 | 800 | 1 | 345000 | FALSE
line_316_316 | bus_GGD_316 | bus_GGD_316 | 316 | 316 | 0.091761 | 0.004588 | 0.02294 | 0 | 800 | 1 | 345000 | FALSE
line_64_64 | bus_GGD_064 | bus_GGD_064 | 64 | 64 | 0.48262 | 0.024131 | 0.12065 | 0 | 150 | 1 | 154000 | FALSE
line_178_178 | bus_GGD_178 | bus_GGD_178 | 178 | 178 | 0.072237 | 0.0036118 | 0.018059 | 0 | 800 | 1 | 345000 | FALSE
line_64_64 | bus_GGD_064 | bus_GGD_064 | 64 | 64 | 0.097002 | 0.0048501 | 0.024251 | 0 | 800 | 1 | 345000 | FALSE
line_64_64 | bus_GGD_064 | bus_GGD_064 | 64 | 64 | 0.1533 | 0.0076651 | 0.038326 | 0 | 800 | 1 | 345000 | FALSE
line_152_152 | bus_GGD_152 | bus_GGD_152 | 152 | 152 | 1.0155 | 0.050773 | 0.25387 | 0 | 800 | 1 | 345000 | FALSE
line_178_178 | bus_GGD_178 | bus_GGD_178 | 178 | 178 | 0.10375 | 0.0051874 | 0.025937 | 0 | 800 | 1 | 345000 | FALSE
line_64_64 | bus_GGD_064 | bus_GGD_064 | 64 | 64 | 0.0491 | 0.002455 | 0.012275 | 0 | 150 | 1 | 154000 | FALSE
line_64_64 | bus_GGD_064 | bus_GGD_064 | 64 | 64 | 0.049315 | 0.0024658 | 0.012329 | 0 | 150 | 1 | 154000 | FALSE
line_64_64 | bus_GGD_064 | bus_GGD_064 | 64 | 64 | 0.10189 | 0.0050947 | 0.025474 | 0 | 800 | 1 | 345000 | FALSE
line_64_64 | bus_GGD_064 | bus_GGD_064 | 64 | 64 | 0.1241 | 0.0062048 | 0.031024 | 0 | 800 | 1 | 345000 | FALSE
line_64_64 | bus_GGD_064 | bus_GGD_064 | 64 | 64 | 0.079872 | 0.0039936 | 0.019968 | 0 | 150 | 1 | 154000 | FALSE
line_152_152 | bus_GGD_152 | bus_GGD_152 | 152 | 152 | 1.0214 | 0.051068 | 0.25534 | 0 | 800 | 1 | 345000 | FALSE
line_64_64 | bus_GGD_064 | bus_GGD_064 | 64 | 64 | 0.085024 | 0.0042512 | 0.021256 | 0 | 150 | 1 | 154000 | FALSE
line_152_152 | bus_GGD_152 | bus_GGD_152 | 152 | 152 | 16.7152 | 0.83576 | 4.1788 | 0 | 150 | 1 | 154000 | FALSE
line_152_152 | bus_GGD_152 | bus_GGD_152 | 152 | 152 | 1.6606 | 0.083029 | 0.41515 | 0 | 800 | 1 | 345000 | FALSE
line_153_178 | bus_GGD_153 | bus_GGD_178 | 153 | 178 | 21.6008 | 1.08 | 5.4002 | 0 | 800 | 1 | 345000 | FALSE
line_64_64 | bus_GGD_064 | bus_GGD_064 | 64 | 64 | 0.47898 | 0.023949 | 0.11975 | 0 | 150 | 1 | 154000 | FALSE
line_322_64 | bus_GGD_322 | bus_GGD_064 | 322 | 64 | 11.6409 | 0.58205 | 2.9102 | 0 | 150 | 1 | 154000 | FALSE
line_38_38 | bus_USN_038 | bus_USN_038 | 38 | 38 | 2.9286 | 0.14643 | 0.73214 | 0 | 150 | 1 | 154000 | FALSE
line_316_316 | bus_GGD_316 | bus_GGD_316 | 316 | 316 | 4.547 | 0.22735 | 1.1367 | 0 | 150 | 1 | 154000 | FALSE
line_316_316 | bus_GGD_316 | bus_GGD_316 | 316 | 316 | 3.094 | 0.1547 | 0.77351 | 0 | 150 | 1 | 154000 | FALSE
line_27_27 | bus_CBD_027 | bus_CBD_027 | 27 | 27 | 0.11718 | 0.0058588 | 0.029294 | 0 | 800 | 1 | 345000 | FALSE
line_79_79 | bus_GND_079 | bus_GND_079 | 79 | 79 | 0.04243 | 0.0021215 | 0.010607 | 0 | 800 | 1 | 345000 | FALSE
line_27_27 | bus_CBD_027 | bus_CBD_027 | 27 | 27 | 0.13712 | 0.006856 | 0.03428 | 0 | 800 | 1 | 345000 | FALSE
line_27_27 | bus_CBD_027 | bus_CBD_027 | 27 | 27 | 0.20371 | 0.010185 | 0.050927 | 0 | 800 | 1 | 345000 | FALSE
line_27_27 | bus_CBD_027 | bus_CBD_027 | 27 | 27 | 0.12356 | 0.0061782 | 0.030891 | 0 | 800 | 1 | 345000 | FALSE
line_27_27 | bus_CBD_027 | bus_CBD_027 | 27 | 27 | 0.12372 | 0.0061861 | 0.030931 | 0 | 800 | 1 | 345000 | FALSE
line_79_79 | bus_GND_079 | bus_GND_079 | 79 | 79 | 0.043223 | 0.0021611 | 0.010806 | 0 | 800 | 1 | 345000 | FALSE
line_5_27 | bus_CBD_005 | bus_CBD_027 | 5 | 27 | 14.4634 | 0.72317 | 3.6158 | 0 | 800 | 1 | 345000 | FALSE
line_38_38 | bus_USN_038 | bus_USN_038 | 38 | 38 | 0.32355 | 0.016177 | 0.080887 | 0 | 150 | 1 | 154000 | FALSE
line_38_38 | bus_USN_038 | bus_USN_038 | 38 | 38 | 0.13521 | 0.0067606 | 0.033803 | 0 | 150 | 1 | 154000 | FALSE
line_38_38 | bus_USN_038 | bus_USN_038 | 38 | 38 | 0.16301 | 0.0081506 | 0.040753 | 0 | 800 | 1 | 345000 | FALSE
line_38_38 | bus_USN_038 | bus_USN_038 | 38 | 38 | 0.17862 | 0.0089312 | 0.044656 | 0 | 800 | 1 | 345000 | FALSE
line_38_38 | bus_USN_038 | bus_USN_038 | 38 | 38 | 0.57819 | 0.028909 | 0.14455 | 0 | 150 | 1 | 154000 | FALSE
line_38_38 | bus_USN_038 | bus_USN_038 | 38 | 38 | 0.84314 | 0.042157 | 0.21079 | 0 | 150 | 1 | 154000 | FALSE
line_38_38 | bus_USN_038 | bus_USN_038 | 38 | 38 | 0.67609 | 0.033804 | 0.16902 | 0 | 150 | 1 | 154000 | FALSE
line_38_38 | bus_USN_038 | bus_USN_038 | 38 | 38 | 0.23569 | 0.011785 | 0.058923 | 0 | 800 | 1 | 345000 | FALSE
line_316_316 | bus_GGD_316 | bus_GGD_316 | 316 | 316 | 0.59311 | 0.029655 | 0.14828 | 0 | 150 | 1 | 154000 | FALSE
line_38_38 | bus_USN_038 | bus_USN_038 | 38 | 38 | 0.38537 | 0.019269 | 0.096343 | 0 | 800 | 1 | 345000 | FALSE
line_38_38 | bus_USN_038 | bus_USN_038 | 38 | 38 | 0.38348 | 0.019174 | 0.09587 | 0 | 800 | 1 | 345000 | FALSE
line_65_154 | bus_CBD_065 | bus_CBD_154 | 65 | 154 | 13.6815 | 0.68408 | 3.4204 | 0 | 150 | 1 | 154000 | FALSE
line_10_10 | bus_CBD_010 | bus_CBD_010 | 10 | 10 | 18.2564 | 0.91282 | 4.5641 | 0 | 150 | 1 | 154000 | FALSE
line_116_116 | bus_CBD_116 | bus_CBD_116 | 116 | 116 | 0.16634 | 0.0083171 | 0.041586 | 0 | 150 | 1 | 154000 | FALSE
line_15_15 | bus_CND_015 | bus_CND_015 | 15 | 15 | 0.1146 | 0.0057302 | 0.028651 | 0 | 800 | 1 | 345000 | FALSE
line_15_15 | bus_CND_015 | bus_CND_015 | 15 | 15 | 0.10187 | 0.0050935 | 0.025468 | 0 | 800 | 1 | 345000 | FALSE
line_15_15 | bus_CND_015 | bus_CND_015 | 15 | 15 | 0.057682 | 0.0028841 | 0.01442 | 0 | 800 | 1 | 345000 | FALSE
line_116_116 | bus_CBD_116 | bus_CBD_116 | 116 | 116 | 0.049514 | 0.0024757 | 0.012379 | 0 | 150 | 1 | 154000 | FALSE
line_116_116 | bus_CBD_116 | bus_CBD_116 | 116 | 116 | 0.053508 | 0.0026754 | 0.013377 | 0 | 150 | 1 | 154000 | FALSE
line_116_116 | bus_CBD_116 | bus_CBD_116 | 116 | 116 | 0.045574 | 0.0022787 | 0.011394 | 0 | 150 | 1 | 154000 | FALSE
line_116_116 | bus_CBD_116 | bus_CBD_116 | 116 | 116 | 0.048157 | 0.0024078 | 0.012039 | 0 | 150 | 1 | 154000 | FALSE
line_15_15 | bus_CND_015 | bus_CND_015 | 15 | 15 | 0.07042 | 0.003521 | 0.017605 | 0 | 800 | 1 | 345000 | FALSE
line_116_116 | bus_CBD_116 | bus_CBD_116 | 116 | 116 | 0.17157 | 0.0085785 | 0.042892 | 0 | 150 | 1 | 154000 | FALSE
line_116_116 | bus_CBD_116 | bus_CBD_116 | 116 | 116 | 0.045843 | 0.0022922 | 0.011461 | 0 | 150 | 1 | 154000 | FALSE
line_116_116 | bus_CBD_116 | bus_CBD_116 | 116 | 116 | 0.054684 | 0.0027342 | 0.013671 | 0 | 150 | 1 | 154000 | FALSE
line_116_116 | bus_CBD_116 | bus_CBD_116 | 116 | 116 | 0.048489 | 0.0024244 | 0.012122 | 0 | 150 | 1 | 154000 | FALSE
line_116_116 | bus_CBD_116 | bus_CBD_116 | 116 | 116 | 0.046365 | 0.0023183 | 0.011591 | 0 | 150 | 1 | 154000 | FALSE
line_10_10 | bus_CBD_010 | bus_CBD_010 | 10 | 10 | 0.30378 | 0.015189 | 0.075944 | 0 | 150 | 1 | 154000 | FALSE
line_155_116 | bus_CBD_155 | bus_CBD_116 | 155 | 116 | 6.6988 | 0.33494 | 1.6747 | 0 | 150 | 1 | 154000 | FALSE
line_116_156 | bus_CBD_116 | bus_CBD_156 | 116 | 156 | 11.8456 | 0.59228 | 2.9614 | 0 | 150 | 1 | 154000 | FALSE
line_116_116 | bus_CBD_116 | bus_CBD_116 | 116 | 116 | 0.12574 | 0.0062868 | 0.031434 | 0 | 800 | 1 | 345000 | FALSE
line_116_116 | bus_CBD_116 | bus_CBD_116 | 116 | 116 | 0.28899 | 0.01445 | 0.072248 | 0 | 800 | 1 | 345000 | FALSE
line_116_116 | bus_CBD_116 | bus_CBD_116 | 116 | 116 | 0.65947 | 0.032973 | 0.16487 | 0 | 150 | 1 | 154000 | FALSE
line_116_116 | bus_CBD_116 | bus_CBD_116 | 116 | 116 | 0.28633 | 0.014317 | 0.071583 | 0 | 800 | 1 | 345000 | FALSE
line_10_10 | bus_CBD_010 | bus_CBD_010 | 10 | 10 | 11.7804 | 0.58902 | 2.9451 | 0 | 150 | 1 | 154000 | FALSE
line_116_116 | bus_CBD_116 | bus_CBD_116 | 116 | 116 | 0.15533 | 0.0077663 | 0.038832 | 0 | 800 | 1 | 345000 | FALSE
line_116_154 | bus_CBD_116 | bus_CBD_154 | 116 | 154 | 18.6714 | 0.93357 | 4.6679 | 0 | 150 | 1 | 154000 | FALSE
line_4_4 | bus_DJN_004 | bus_DJN_004 | 4 | 4 | 15.8342 | 0.79171 | 3.9585 | 0 | 150 | 1 | 154000 | FALSE
line_157_158 | bus_CND_157 | bus_CND_158 | 157 | 158 | 16.9537 | 0.84769 | 4.2384 | 0 | 800 | 1 | 345000 | FALSE
line_18_18 | bus_CND_018 | bus_CND_018 | 18 | 18 | 0.9059 | 0.045295 | 0.22647 | 0 | 150 | 1 | 154000 | FALSE
line_12_159 | bus_CND_012 | bus_CND_159 | 12 | 159 | 23.7648 | 1.1882 | 5.9412 | 0 | 800 | 1 | 345000 | FALSE
line_12_12 | bus_CND_012 | bus_CND_012 | 12 | 12 | 2.0006 | 0.10003 | 0.50014 | 0 | 800 | 1 | 345000 | FALSE
line_12_12 | bus_CND_012 | bus_CND_012 | 12 | 12 | 1.9355 | 0.096776 | 0.48388 | 0 | 800 | 1 | 345000 | FALSE
line_152_152 | bus_GGD_152 | bus_GGD_152 | 152 | 152 | 5.4622 | 0.27311 | 1.3656 | 0 | 150 | 1 | 154000 | FALSE
line_152_68 | bus_GGD_152 | bus_SEL_068 | 152 | 68 | 30.1747 | 1.5087 | 7.5437 | 0 | 800 | 1 | 345000 | FALSE
line_316_316 | bus_GGD_316 | bus_GGD_316 | 316 | 316 | 0.57388 | 0.028694 | 0.14347 | 0 | 150 | 1 | 154000 | FALSE
line_152_152 | bus_GGD_152 | bus_GGD_152 | 152 | 152 | 7.6974 | 0.38487 | 1.9244 | 0 | 150 | 1 | 154000 | FALSE
line_68_68 | bus_SEL_068 | bus_SEL_068 | 68 | 68 | 0.54945 | 0.027472 | 0.13736 | 0 | 800 | 1 | 345000 | FALSE
line_167_68 | bus_GGD_167 | bus_SEL_068 | 167 | 68 | 12.6042 | 0.63021 | 3.1511 | 0 | 150 | 1 | 154000 | FALSE
line_167_68 | bus_GGD_167 | bus_SEL_068 | 167 | 68 | 8.4067 | 0.42033 | 2.1017 | 0 | 150 | 1 | 154000 | FALSE
line_152_152 | bus_GGD_152 | bus_GGD_152 | 152 | 152 | 15.5998 | 0.77999 | 3.9 | 0 | 150 | 1 | 154000 | FALSE
line_234_234 | bus_GGD_234 | bus_GGD_234 | 234 | 234 | 3.025 | 0.15125 | 0.75624 | 0 | 800 | 1 | 345000 | FALSE
line_234_1 | bus_GGD_234 | bus_GGD_001 | 234 | 1 | 38.2135 | 1.9107 | 9.5534 | 0 | 800 | 1 | 345000 | FALSE
line_165_165 | bus_GGD_165 | bus_GGD_165 | 165 | 165 | 34.3536 | 1.7177 | 8.5884 | 0 | 800 | 1 | 345000 | FALSE
line_160_165 | bus_GGD_160 | bus_GGD_165 | 160 | 165 | 2.7401 | 0.13701 | 0.68503 | 0 | 150 | 1 | 154000 | FALSE
line_160_165 | bus_GGD_160 | bus_GGD_165 | 160 | 165 | 16.2616 | 0.81308 | 4.0654 | 0 | 800 | 1 | 345000 | FALSE
line_74_161 | bus_GBD_074 | bus_CBD_161 | 74 | 161 | 79.3999 | 3.97 | 19.85 | 0 | 800 | 1 | 345000 | FALSE
line_74_49 | bus_GBD_074 | bus_GBD_049 | 74 | 49 | 21.2313 | 1.0616 | 5.3078 | 0 | 800 | 1 | 345000 | FALSE
line_74_74 | bus_GBD_074 | bus_GBD_074 | 74 | 74 | 0.068017 | 0.0034008 | 0.017004 | 0 | 800 | 1 | 345000 | FALSE
line_74_74 | bus_GBD_074 | bus_GBD_074 | 74 | 74 | 0.2279 | 0.011395 | 0.056974 | 0 | 800 | 1 | 345000 | FALSE
line_74_74 | bus_GBD_074 | bus_GBD_074 | 74 | 74 | 0.22533 | 0.011266 | 0.056331 | 0 | 800 | 1 | 345000 | FALSE
line_74_74 | bus_GBD_074 | bus_GBD_074 | 74 | 74 | 0.067169 | 0.0033585 | 0.016792 | 0 | 800 | 1 | 345000 | FALSE
line_74_74 | bus_GBD_074 | bus_GBD_074 | 74 | 74 | 0.21956 | 0.010978 | 0.054889 | 0 | 800 | 1 | 345000 | FALSE
line_74_74 | bus_GBD_074 | bus_GBD_074 | 74 | 74 | 0.21719 | 0.01086 | 0.054298 | 0 | 800 | 1 | 345000 | FALSE
line_27_27 | bus_CBD_027 | bus_CBD_027 | 27 | 27 | 4.0721 | 0.20361 | 1.018 | 0 | 150 | 1 | 154000 | FALSE
line_162_103 | bus_CND_162 | bus_CND_103 | 162 | 103 | 10.0519 | 0.50259 | 2.513 | 0 | 150 | 1 | 154000 | FALSE
line_101_101 | bus_CND_101 | bus_CND_101 | 101 | 101 | 4.9191 | 0.24595 | 1.2298 | 0 | 150 | 1 | 154000 | FALSE
line_27_27 | bus_CBD_027 | bus_CBD_027 | 27 | 27 | 0.081159 | 0.004058 | 0.02029 | 0 | 150 | 1 | 154000 | FALSE
line_27_27 | bus_CBD_027 | bus_CBD_027 | 27 | 27 | 0.1045 | 0.0052249 | 0.026124 | 0 | 150 | 1 | 154000 | FALSE
line_11_11 | bus_CBD_011 | bus_CBD_011 | 11 | 11 | 0.029891 | 0.0014945 | 0.0074727 | 0 | 150 | 1 | 154000 | FALSE
line_11_11 | bus_CBD_011 | bus_CBD_011 | 11 | 11 | 0.023847 | 0.0011924 | 0.0059618 | 0 | 150 | 1 | 154000 | FALSE
line_27_27 | bus_CBD_027 | bus_CBD_027 | 27 | 27 | 0.087031 | 0.0043515 | 0.021758 | 0 | 150 | 1 | 154000 | FALSE
line_27_27 | bus_CBD_027 | bus_CBD_027 | 27 | 27 | 0.079343 | 0.0039671 | 0.019836 | 0 | 150 | 1 | 154000 | FALSE
line_65_65 | bus_CBD_065 | bus_CBD_065 | 65 | 65 | 0.040471 | 0.0020235 | 0.010118 | 0 | 150 | 1 | 154000 | FALSE
line_27_27 | bus_CBD_027 | bus_CBD_027 | 27 | 27 | 0.079151 | 0.0039576 | 0.019788 | 0 | 150 | 1 | 154000 | FALSE
line_27_27 | bus_CBD_027 | bus_CBD_027 | 27 | 27 | 0.078283 | 0.0039142 | 0.019571 | 0 | 150 | 1 | 154000 | FALSE
line_11_11 | bus_CBD_011 | bus_CBD_011 | 11 | 11 | 0.026097 | 0.0013048 | 0.0065242 | 0 | 150 | 1 | 154000 | FALSE
line_27_27 | bus_CBD_027 | bus_CBD_027 | 27 | 27 | 0.076704 | 0.0038352 | 0.019176 | 0 | 150 | 1 | 154000 | FALSE
line_11_11 | bus_CBD_011 | bus_CBD_011 | 11 | 11 | 0.032003 | 0.0016002 | 0.0080009 | 0 | 150 | 1 | 154000 | FALSE
line_65_65 | bus_CBD_065 | bus_CBD_065 | 65 | 65 | 0.037384 | 0.0018692 | 0.0093461 | 0 | 150 | 1 | 154000 | FALSE
line_27_27 | bus_CBD_027 | bus_CBD_027 | 27 | 27 | 0.076269 | 0.0038134 | 0.019067 | 0 | 150 | 1 | 154000 | FALSE
line_27_27 | bus_CBD_027 | bus_CBD_027 | 27 | 27 | 0.082392 | 0.0041196 | 0.020598 | 0 | 150 | 1 | 154000 | FALSE
line_101_103 | bus_CND_101 | bus_CND_103 | 101 | 103 | 14.7176 | 0.73588 | 3.6794 | 0 | 150 | 1 | 154000 | FALSE
line_27_11 | bus_CBD_027 | bus_CBD_011 | 27 | 11 | 7.9933 | 0.39966 | 1.9983 | 0 | 150 | 1 | 154000 | FALSE
line_101_163 | bus_CND_101 | bus_CND_163 | 101 | 163 | 7.731 | 0.38655 | 1.9328 | 0 | 150 | 1 | 154000 | FALSE
line_65_65 | bus_CBD_065 | bus_CBD_065 | 65 | 65 | 0.25564 | 0.012782 | 0.06391 | 0 | 150 | 1 | 154000 | FALSE
line_164_164 | bus_GBD_164 | bus_GBD_164 | 164 | 164 | 3.689 | 0.18445 | 0.92226 | 0 | 150 | 1 | 154000 | FALSE
line_68_165 | bus_SEL_068 | bus_GGD_165 | 68 | 165 | 7.6475 | 0.38238 | 1.9119 | 0 | 150 | 1 | 154000 | FALSE
line_165_165 | bus_GGD_165 | bus_GGD_165 | 165 | 165 | 13.9683 | 0.69842 | 3.4921 | 0 | 150 | 1 | 154000 | FALSE
line_30_30 | bus_GGD_030 | bus_GGD_030 | 30 | 30 | 2.3578 | 0.11789 | 0.58945 | 0 | 150 | 1 | 154000 | FALSE
line_165_164 | bus_GGD_165 | bus_GBD_164 | 165 | 164 | 9.1269 | 0.45635 | 2.2817 | 0 | 150 | 1 | 154000 | FALSE
line_165_165 | bus_GGD_165 | bus_GGD_165 | 165 | 165 | 0.87365 | 0.043683 | 0.21841 | 0 | 150 | 1 | 154000 | FALSE
line_165_165 | bus_GGD_165 | bus_GGD_165 | 165 | 165 | 15.4086 | 0.77043 | 3.8521 | 0 | 150 | 1 | 154000 | FALSE
line_164_164 | bus_GBD_164 | bus_GBD_164 | 164 | 164 | 2.8924 | 0.14462 | 0.72311 | 0 | 150 | 1 | 154000 | FALSE
line_166_167 | bus_GGD_166 | bus_GGD_167 | 166 | 167 | 22.3033 | 1.1152 | 5.5758 | 0 | 150 | 1 | 154000 | FALSE
line_1_1 | bus_GGD_001 | bus_GGD_001 | 1 | 1 | 0.45968 | 0.022984 | 0.11492 | 0 | 800 | 1 | 345000 | FALSE
line_1_1 | bus_GGD_001 | bus_GGD_001 | 1 | 1 | 0.38693 | 0.019346 | 0.096732 | 0 | 800 | 1 | 345000 | FALSE
line_1_1 | bus_GGD_001 | bus_GGD_001 | 1 | 1 | 0.16102 | 0.0080509 | 0.040255 | 0 | 800 | 1 | 345000 | FALSE
line_1_1 | bus_GGD_001 | bus_GGD_001 | 1 | 1 | 0.16036 | 0.0080178 | 0.040089 | 0 | 800 | 1 | 345000 | FALSE
line_1_1 | bus_GGD_001 | bus_GGD_001 | 1 | 1 | 0.21075 | 0.010537 | 0.052686 | 0 | 800 | 1 | 345000 | FALSE
line_1_1 | bus_GGD_001 | bus_GGD_001 | 1 | 1 | 0.20662 | 0.010331 | 0.051655 | 0 | 800 | 1 | 345000 | FALSE
line_168_1 | bus_GGD_168 | bus_GGD_001 | 168 | 1 | 40.9205 | 2.046 | 10.2301 | 0 | 800 | 1 | 345000 | FALSE
line_92_92 | bus_GBD_092 | bus_GBD_092 | 92 | 92 | 6.6091 | 0.33045 | 1.6523 | 0 | 150 | 1 | 154000 | FALSE
line_36_36 | bus_USN_036 | bus_USN_036 | 36 | 36 | 4.9961 | 0.2498 | 1.249 | 0 | 150 | 1 | 154000 | FALSE
line_114_2 | bus_GBD_114 | bus_GND_002 | 114 | 2 | 15.0511 | 0.75256 | 3.7628 | 0 | 150 | 1 | 154000 | FALSE
line_120_120 | bus_JND_120 | bus_JND_120 | 120 | 120 | 0.10833 | 0.0054165 | 0.027082 | 0 | 800 | 1 | 345000 | FALSE
line_120_120 | bus_JND_120 | bus_JND_120 | 120 | 120 | 0.14863 | 0.0074313 | 0.037157 | 0 | 800 | 1 | 345000 | FALSE
line_29_29 | bus_GGD_029 | bus_GGD_029 | 29 | 29 | 0.23622 | 0.011811 | 0.059055 | 0 | 150 | 1 | 154000 | FALSE
line_120_120 | bus_JND_120 | bus_JND_120 | 120 | 120 | 0.15628 | 0.0078142 | 0.039071 | 0 | 800 | 1 | 345000 | FALSE
line_120_120 | bus_JND_120 | bus_JND_120 | 120 | 120 | 0.12248 | 0.0061238 | 0.030619 | 0 | 800 | 1 | 345000 | FALSE
line_29_29 | bus_GGD_029 | bus_GGD_029 | 29 | 29 | 0.2445 | 0.012225 | 0.061125 | 0 | 150 | 1 | 154000 | FALSE
line_32_32 | bus_GGD_032 | bus_GGD_032 | 32 | 32 | 0.20989 | 0.010495 | 0.052474 | 0 | 800 | 1 | 345000 | FALSE
line_32_32 | bus_GGD_032 | bus_GGD_032 | 32 | 32 | 0.19056 | 0.009528 | 0.04764 | 0 | 800 | 1 | 345000 | FALSE
line_2_2 | bus_GND_002 | bus_GND_002 | 2 | 2 | 4.2256 | 0.21128 | 1.0564 | 0 | 150 | 1 | 154000 | FALSE
line_169_92 | bus_GBD_169 | bus_GBD_092 | 169 | 92 | 9.016 | 0.4508 | 2.254 | 0 | 150 | 1 | 154000 | FALSE
line_2_114 | bus_GND_002 | bus_GBD_114 | 2 | 114 | 14.3138 | 0.71569 | 3.5785 | 0 | 150 | 1 | 154000 | FALSE
line_29_170 | bus_GGD_029 | bus_GWD_170 | 29 | 170 | 17.5637 | 0.87819 | 4.3909 | 0 | 150 | 1 | 154000 | FALSE
line_77_120 | bus_JND_077 | bus_JND_120 | 77 | 120 | 40.6139 | 2.0307 | 10.1535 | 0 | 800 | 1 | 345000 | FALSE
line_32_32 | bus_GGD_032 | bus_GGD_032 | 32 | 32 | 0.55056 | 0.027528 | 0.13764 | 0 | 150 | 1 | 154000 | FALSE
line_161_161 | bus_CBD_161 | bus_CBD_161 | 161 | 161 | 7.2836 | 0.36418 | 1.8209 | 0 | 800 | 1 | 345000 | FALSE
line_161_171 | bus_CBD_161 | bus_GWD_171 | 161 | 171 | 112.5291 | 5.6265 | 28.1323 | 0 | 800 | 1 | 345000 | FALSE
line_171_171 | bus_GWD_171 | bus_GWD_171 | 171 | 171 | 1.4701 | 0.073506 | 0.36753 | 0 | 800 | 1 | 345000 | FALSE
line_172_171 | bus_GWD_172 | bus_GWD_171 | 172 | 171 | 27.5982 | 1.3799 | 6.8995 | 0 | 150 | 1 | 154000 | FALSE
line_234_234 | bus_GGD_234 | bus_GGD_234 | 234 | 234 | 4.5884 | 0.22942 | 1.1471 | 0 | 150 | 1 | 154000 | FALSE
line_167_167 | bus_GGD_167 | bus_GGD_167 | 167 | 167 | 14.7837 | 0.73919 | 3.6959 | 0 | 150 | 1 | 154000 | FALSE
line_167_167 | bus_GGD_167 | bus_GGD_167 | 167 | 167 | 0.47439 | 0.023719 | 0.1186 | 0 | 150 | 1 | 154000 | FALSE
line_68_68 | bus_SEL_068 | bus_SEL_068 | 68 | 68 | 3.4018 | 0.17009 | 0.85046 | 0 | 150 | 1 | 154000 | FALSE
line_167_167 | bus_GGD_167 | bus_GGD_167 | 167 | 167 | 1.9949 | 0.099744 | 0.49872 | 0 | 150 | 1 | 154000 | FALSE
line_174_174 | bus_GGD_174 | bus_GGD_174 | 174 | 174 | 3.2251 | 0.16126 | 0.80628 | 0 | 150 | 1 | 154000 | FALSE
line_173_174 | bus_GGD_173 | bus_GGD_174 | 173 | 174 | 8.3779 | 0.41889 | 2.0945 | 0 | 150 | 1 | 154000 | FALSE
line_174_175 | bus_GGD_174 | bus_GWD_175 | 174 | 175 | 66.1638 | 3.3082 | 16.5409 | 0 | 800 | 1 | 345000 | FALSE
line_175_161 | bus_GWD_175 | bus_CBD_161 | 175 | 161 | 54.8174 | 2.7409 | 13.7043 | 0 | 800 | 1 | 345000 | FALSE
line_68_174 | bus_SEL_068 | bus_GGD_174 | 68 | 174 | 28.0688 | 1.4034 | 7.0172 | 0 | 800 | 1 | 345000 | FALSE
line_171_171 | bus_GWD_171 | bus_GWD_171 | 171 | 171 | 5.6092 | 0.28046 | 1.4023 | 0 | 150 | 1 | 154000 | FALSE
line_160_23 | bus_GGD_160 | bus_GGD_023 | 160 | 23 | 6.1525 | 0.30762 | 1.5381 | 0 | 150 | 1 | 154000 | FALSE
line_23_160 | bus_GGD_023 | bus_GGD_160 | 23 | 160 | 6.6196 | 0.33098 | 1.6549 | 0 | 800 | 1 | 345000 | FALSE
line_23_23 | bus_GGD_023 | bus_GGD_023 | 23 | 23 | 0.08007 | 0.0040035 | 0.020018 | 0 | 150 | 1 | 154000 | FALSE
line_171_171 | bus_GWD_171 | bus_GWD_171 | 171 | 171 | 0.044933 | 0.0022467 | 0.011233 | 0 | 800 | 1 | 345000 | FALSE
line_165_165 | bus_GGD_165 | bus_GGD_165 | 165 | 165 | 0.1274 | 0.00637 | 0.03185 | 0 | 150 | 1 | 154000 | FALSE
line_171_171 | bus_GWD_171 | bus_GWD_171 | 171 | 171 | 0.060762 | 0.0030381 | 0.015191 | 0 | 800 | 1 | 345000 | FALSE
line_23_23 | bus_GGD_023 | bus_GGD_023 | 23 | 23 | 0.080059 | 0.0040029 | 0.020015 | 0 | 150 | 1 | 154000 | FALSE
line_55_55 | bus_GWD_055 | bus_GWD_055 | 55 | 55 | 0.086234 | 0.0043117 | 0.021559 | 0 | 800 | 1 | 345000 | FALSE
line_165_165 | bus_GGD_165 | bus_GGD_165 | 165 | 165 | 0.15636 | 0.007818 | 0.03909 | 0 | 150 | 1 | 154000 | FALSE
line_164_164 | bus_GBD_164 | bus_GBD_164 | 164 | 164 | 0.15175 | 0.0075876 | 0.037938 | 0 | 150 | 1 | 154000 | FALSE
line_171_171 | bus_GWD_171 | bus_GWD_171 | 171 | 171 | 0.05279 | 0.0026395 | 0.013198 | 0 | 800 | 1 | 345000 | FALSE
line_176_177 | bus_GWD_176 | bus_GWD_177 | 176 | 177 | 6.7566 | 0.33783 | 1.6891 | 0 | 800 | 1 | 345000 | FALSE
line_23_23 | bus_GGD_023 | bus_GGD_023 | 23 | 23 | 0.079377 | 0.0039688 | 0.019844 | 0 | 150 | 1 | 154000 | FALSE
line_55_55 | bus_GWD_055 | bus_GWD_055 | 55 | 55 | 0.071779 | 0.0035889 | 0.017945 | 0 | 800 | 1 | 345000 | FALSE
line_164_164 | bus_GBD_164 | bus_GBD_164 | 164 | 164 | 0.15837 | 0.0079183 | 0.039592 | 0 | 150 | 1 | 154000 | FALSE
line_23_23 | bus_GGD_023 | bus_GGD_023 | 23 | 23 | 0.082052 | 0.0041026 | 0.020513 | 0 | 150 | 1 | 154000 | FALSE
line_171_171 | bus_GWD_171 | bus_GWD_171 | 171 | 171 | 0.068525 | 0.0034263 | 0.017131 | 0 | 800 | 1 | 345000 | FALSE
line_171_171 | bus_GWD_171 | bus_GWD_171 | 171 | 171 | 0.051786 | 0.0025893 | 0.012946 | 0 | 800 | 1 | 345000 | FALSE
line_171_171 | bus_GWD_171 | bus_GWD_171 | 171 | 171 | 0.048963 | 0.0024481 | 0.012241 | 0 | 800 | 1 | 345000 | FALSE
line_152_152 | bus_GGD_152 | bus_GGD_152 | 152 | 152 | 5.416 | 0.2708 | 1.354 | 0 | 150 | 1 | 154000 | FALSE
line_1_1 | bus_GGD_001 | bus_GGD_001 | 1 | 1 | 0.20072 | 0.010036 | 0.050181 | 0 | 3500 | 1 | 765000 | FALSE
line_1_1 | bus_GGD_001 | bus_GGD_001 | 1 | 1 | 0.22144 | 0.011072 | 0.05536 | 0 | 3500 | 1 | 765000 | FALSE
line_160_160 | bus_GGD_160 | bus_GGD_160 | 160 | 160 | 10.3667 | 0.51834 | 2.5917 | 0 | 150 | 1 | 154000 | FALSE
line_165_165 | bus_GGD_165 | bus_GGD_165 | 165 | 165 | 9.4785 | 0.47393 | 2.3696 | 0 | 150 | 1 | 154000 | FALSE
line_171_177 | bus_GWD_171 | bus_GWD_177 | 171 | 177 | 25.1201 | 1.256 | 6.28 | 0 | 800 | 1 | 345000 | FALSE
line_160_23 | bus_GGD_160 | bus_GGD_023 | 160 | 23 | 14.9959 | 0.7498 | 3.749 | 0 | 150 | 1 | 154000 | FALSE
line_160_23 | bus_GGD_160 | bus_GGD_023 | 160 | 23 | 20.3141 | 1.0157 | 5.0785 | 0 | 150 | 1 | 154000 | FALSE
line_160_160 | bus_GGD_160 | bus_GGD_160 | 160 | 160 | 2.2205 | 0.11102 | 0.55512 | 0 | 800 | 1 | 345000 | FALSE
line_23_23 | bus_GGD_023 | bus_GGD_023 | 23 | 23 | 2.0276 | 0.10138 | 0.5069 | 0 | 800 | 1 | 345000 | FALSE
line_160_160 | bus_GGD_160 | bus_GGD_160 | 160 | 160 | 2.8488 | 0.14244 | 0.71219 | 0 | 800 | 1 | 345000 | FALSE
line_178_178 | bus_GGD_178 | bus_GGD_178 | 178 | 178 | 10.0351 | 0.50176 | 2.5088 | 0 | 150 | 1 | 154000 | FALSE
line_178_178 | bus_GGD_178 | bus_GGD_178 | 178 | 178 | 5.5363 | 0.27681 | 1.3841 | 0 | 150 | 1 | 154000 | FALSE
line_178_178 | bus_GGD_178 | bus_GGD_178 | 178 | 178 | 5.9367 | 0.29683 | 1.4842 | 0 | 150 | 1 | 154000 | FALSE
line_178_178 | bus_GGD_178 | bus_GGD_178 | 178 | 178 | 0.63499 | 0.031749 | 0.15875 | 0 | 150 | 1 | 154000 | FALSE
line_64_179 | bus_GGD_064 | bus_ICN_179 | 64 | 179 | 7.6659 | 0.38329 | 1.9165 | 0 | 150 | 1 | 154000 | FALSE
line_64_64 | bus_GGD_064 | bus_GGD_064 | 64 | 64 | 3.3098 | 0.16549 | 0.82746 | 0 | 150 | 1 | 154000 | FALSE
line_178_178 | bus_GGD_178 | bus_GGD_178 | 178 | 178 | 1.4712 | 0.073561 | 0.36781 | 0 | 150 | 1 | 154000 | FALSE
line_4_4 | bus_DJN_004 | bus_DJN_004 | 4 | 4 | 10.8774 | 0.54387 | 2.7194 | 0 | 150 | 1 | 154000 | FALSE
line_4_50 | bus_DJN_004 | bus_DJN_050 | 4 | 50 | 17.5726 | 0.87863 | 4.3932 | 0 | 150 | 1 | 154000 | FALSE
line_180_180 | bus_GND_180 | bus_GND_180 | 180 | 180 | 5.021 | 0.25105 | 1.2553 | 0 | 150 | 1 | 154000 | FALSE
line_181_182 | bus_GND_181 | bus_GND_182 | 181 | 182 | 6.091 | 0.30455 | 1.5227 | 0 | 150 | 1 | 154000 | FALSE
line_183_183 | bus_DGU_183 | bus_DGU_183 | 183 | 183 | 0.03773 | 0.0018865 | 0.0094324 | 0 | 150 | 1 | 154000 | FALSE
line_183_183 | bus_DGU_183 | bus_DGU_183 | 183 | 183 | 0.07677 | 0.0038385 | 0.019192 | 0 | 150 | 1 | 154000 | FALSE
line_183_183 | bus_DGU_183 | bus_DGU_183 | 183 | 183 | 0.11253 | 0.0056264 | 0.028132 | 0 | 150 | 1 | 154000 | FALSE
line_183_183 | bus_DGU_183 | bus_DGU_183 | 183 | 183 | 0.035588 | 0.0017794 | 0.0088971 | 0 | 150 | 1 | 154000 | FALSE
line_184_184 | bus_GND_184 | bus_GND_184 | 184 | 184 | 0.043859 | 0.002193 | 0.010965 | 0 | 150 | 1 | 154000 | FALSE
line_184_184 | bus_GND_184 | bus_GND_184 | 184 | 184 | 0.058109 | 0.0029055 | 0.014527 | 0 | 150 | 1 | 154000 | FALSE
line_183_183 | bus_DGU_183 | bus_DGU_183 | 183 | 183 | 0.072238 | 0.0036119 | 0.018059 | 0 | 150 | 1 | 154000 | FALSE
line_184_184 | bus_GND_184 | bus_GND_184 | 184 | 184 | 0.044529 | 0.0022264 | 0.011132 | 0 | 150 | 1 | 154000 | FALSE
line_183_183 | bus_DGU_183 | bus_DGU_183 | 183 | 183 | 0.033954 | 0.0016977 | 0.0084886 | 0 | 150 | 1 | 154000 | FALSE
line_183_183 | bus_DGU_183 | bus_DGU_183 | 183 | 183 | 0.060645 | 0.0030322 | 0.015161 | 0 | 150 | 1 | 154000 | FALSE
line_183_183 | bus_DGU_183 | bus_DGU_183 | 183 | 183 | 0.036082 | 0.0018041 | 0.0090205 | 0 | 150 | 1 | 154000 | FALSE
line_183_183 | bus_DGU_183 | bus_DGU_183 | 183 | 183 | 0.099846 | 0.0049923 | 0.024962 | 0 | 150 | 1 | 154000 | FALSE
line_183_183 | bus_DGU_183 | bus_DGU_183 | 183 | 183 | 0.060098 | 0.0030049 | 0.015025 | 0 | 150 | 1 | 154000 | FALSE
line_183_183 | bus_DGU_183 | bus_DGU_183 | 183 | 183 | 0.078084 | 0.0039042 | 0.019521 | 0 | 150 | 1 | 154000 | FALSE
line_184_184 | bus_GND_184 | bus_GND_184 | 184 | 184 | 0.055527 | 0.0027764 | 0.013882 | 0 | 150 | 1 | 154000 | FALSE
line_183_183 | bus_DGU_183 | bus_DGU_183 | 183 | 183 | 0.066708 | 0.0033354 | 0.016677 | 0 | 150 | 1 | 154000 | FALSE
line_183_97 | bus_DGU_183 | bus_GBD_097 | 183 | 97 | 7.9843 | 0.39921 | 1.9961 | 0 | 150 | 1 | 154000 | FALSE
line_183_183 | bus_DGU_183 | bus_DGU_183 | 183 | 183 | 9.3894 | 0.46947 | 2.3474 | 0 | 150 | 1 | 154000 | FALSE
line_123_181 | bus_GND_123 | bus_GND_181 | 123 | 181 | 9.2078 | 0.46039 | 2.3019 | 0 | 150 | 1 | 154000 | FALSE
line_3_183 | bus_DGU_003 | bus_DGU_183 | 3 | 183 | 13.1636 | 0.65818 | 3.2909 | 0 | 150 | 1 | 154000 | FALSE
line_181_184 | bus_GND_181 | bus_GND_184 | 181 | 184 | 12.0097 | 0.60048 | 3.0024 | 0 | 150 | 1 | 154000 | FALSE
line_180_183 | bus_GND_180 | bus_DGU_183 | 180 | 183 | 12.8658 | 0.64329 | 3.2164 | 0 | 150 | 1 | 154000 | FALSE
line_123_185 | bus_GND_123 | bus_GND_185 | 123 | 185 | 13.9935 | 0.69967 | 3.4984 | 0 | 150 | 1 | 154000 | FALSE
line_97_94 | bus_GBD_097 | bus_GBD_094 | 97 | 94 | 18.9999 | 0.95 | 4.75 | 0 | 150 | 1 | 154000 | FALSE
line_94_94 | bus_GBD_094 | bus_GBD_094 | 94 | 94 | 0.74863 | 0.037431 | 0.18716 | 0 | 150 | 1 | 154000 | FALSE
line_184_180 | bus_GND_184 | bus_GND_180 | 184 | 180 | 18.794 | 0.9397 | 4.6985 | 0 | 150 | 1 | 154000 | FALSE
line_183_183 | bus_DGU_183 | bus_DGU_183 | 183 | 183 | 1.9544 | 0.097718 | 0.48859 | 0 | 150 | 1 | 154000 | FALSE
line_3_94 | bus_DGU_003 | bus_GBD_094 | 3 | 94 | 3.4546 | 0.17273 | 0.86365 | 0 | 150 | 1 | 154000 | FALSE
line_30_30 | bus_GGD_030 | bus_GGD_030 | 30 | 30 | 4.3229 | 0.21614 | 1.0807 | 0 | 150 | 1 | 154000 | FALSE
line_30_30 | bus_GGD_030 | bus_GGD_030 | 30 | 30 | 0.20135 | 0.010068 | 0.050338 | 0 | 150 | 1 | 154000 | FALSE
line_30_30 | bus_GGD_030 | bus_GGD_030 | 30 | 30 | 0.077623 | 0.0038812 | 0.019406 | 0 | 800 | 1 | 345000 | FALSE
line_30_30 | bus_GGD_030 | bus_GGD_030 | 30 | 30 | 0.068546 | 0.0034273 | 0.017136 | 0 | 800 | 1 | 345000 | FALSE
line_30_30 | bus_GGD_030 | bus_GGD_030 | 30 | 30 | 0.20406 | 0.010203 | 0.051014 | 0 | 150 | 1 | 154000 | FALSE
line_186_30 | bus_GWD_186 | bus_GGD_030 | 186 | 30 | 55.8575 | 2.7929 | 13.9644 | 0 | 800 | 1 | 345000 | FALSE
line_30_30 | bus_GGD_030 | bus_GGD_030 | 30 | 30 | 0.98248 | 0.049124 | 0.24562 | 0 | 150 | 1 | 154000 | FALSE
line_166_166 | bus_GGD_166 | bus_GGD_166 | 166 | 166 | 0.24757 | 0.012379 | 0.061893 | 0 | 150 | 1 | 154000 | FALSE
line_166_166 | bus_GGD_166 | bus_GGD_166 | 166 | 166 | 0.23538 | 0.011769 | 0.058846 | 0 | 150 | 1 | 154000 | FALSE
line_30_30 | bus_GGD_030 | bus_GGD_030 | 30 | 30 | 0.94148 | 0.047074 | 0.23537 | 0 | 800 | 1 | 345000 | FALSE
line_30_187 | bus_GGD_030 | bus_GGD_187 | 30 | 187 | 14.482 | 0.7241 | 3.6205 | 0 | 150 | 1 | 154000 | FALSE
line_186_412 | bus_GWD_186 | bus_GWD_412 | 186 | 412 | 20.8113 | 1.0406 | 5.2028 | 0 | 150 | 1 | 154000 | FALSE
line_189_30 | bus_GGD_189 | bus_GGD_030 | 189 | 30 | 14.8916 | 0.74458 | 3.7229 | 0 | 800 | 1 | 345000 | FALSE
line_68_68 | bus_SEL_068 | bus_SEL_068 | 68 | 68 | 2.8446 | 0.14223 | 0.71115 | 0 | 150 | 1 | 154000 | FALSE
line_174_174 | bus_GGD_174 | bus_GGD_174 | 174 | 174 | 0.055174 | 0.0027587 | 0.013794 | 0 | 800 | 1 | 345000 | FALSE
line_68_68 | bus_SEL_068 | bus_SEL_068 | 68 | 68 | 0.10158 | 0.0050788 | 0.025394 | 0 | 800 | 1 | 345000 | FALSE
line_68_68 | bus_SEL_068 | bus_SEL_068 | 68 | 68 | 0.10093 | 0.0050464 | 0.025232 | 0 | 800 | 1 | 345000 | FALSE
line_174_174 | bus_GGD_174 | bus_GGD_174 | 174 | 174 | 0.06715 | 0.0033575 | 0.016787 | 0 | 150 | 1 | 154000 | FALSE
line_174_174 | bus_GGD_174 | bus_GGD_174 | 174 | 174 | 0.060423 | 0.0030211 | 0.015106 | 0 | 800 | 1 | 345000 | FALSE
line_68_68 | bus_SEL_068 | bus_SEL_068 | 68 | 68 | 0.095894 | 0.0047947 | 0.023973 | 0 | 800 | 1 | 345000 | FALSE
line_68_68 | bus_SEL_068 | bus_SEL_068 | 68 | 68 | 0.33784 | 0.016892 | 0.084461 | 0 | 800 | 1 | 345000 | FALSE
line_174_174 | bus_GGD_174 | bus_GGD_174 | 174 | 174 | 0.069198 | 0.0034599 | 0.0173 | 0 | 150 | 1 | 154000 | FALSE
line_68_68 | bus_SEL_068 | bus_SEL_068 | 68 | 68 | 0.090858 | 0.0045429 | 0.022715 | 0 | 800 | 1 | 345000 | FALSE
line_174_174 | bus_GGD_174 | bus_GGD_174 | 174 | 174 | 0.04625 | 0.0023125 | 0.011563 | 0 | 800 | 1 | 345000 | FALSE
line_234_234 | bus_GGD_234 | bus_GGD_234 | 234 | 234 | 0.13947 | 0.0069734 | 0.034867 | 0 | 800 | 1 | 345000 | FALSE
line_174_174 | bus_GGD_174 | bus_GGD_174 | 174 | 174 | 0.065422 | 0.0032711 | 0.016355 | 0 | 150 | 1 | 154000 | FALSE
line_234_234 | bus_GGD_234 | bus_GGD_234 | 234 | 234 | 0.14379 | 0.0071893 | 0.035946 | 0 | 800 | 1 | 345000 | FALSE
line_234_234 | bus_GGD_234 | bus_GGD_234 | 234 | 234 | 0.056326 | 0.0028163 | 0.014081 | 0 | 800 | 1 | 345000 | FALSE
line_174_174 | bus_GGD_174 | bus_GGD_174 | 174 | 174 | 0.068153 | 0.0034077 | 0.017038 | 0 | 150 | 1 | 154000 | FALSE
line_174_174 | bus_GGD_174 | bus_GGD_174 | 174 | 174 | 0.041847 | 0.0020924 | 0.010462 | 0 | 800 | 1 | 345000 | FALSE
line_68_68 | bus_SEL_068 | bus_SEL_068 | 68 | 68 | 0.241 | 0.01205 | 0.06025 | 0 | 800 | 1 | 345000 | FALSE
line_234_234 | bus_GGD_234 | bus_GGD_234 | 234 | 234 | 0.055702 | 0.0027851 | 0.013926 | 0 | 800 | 1 | 345000 | FALSE
line_292_64 | bus_ICN_292 | bus_GGD_064 | 292 | 64 | 17.1875 | 0.85938 | 4.2969 | 0 | 800 | 1 | 345000 | FALSE
line_190_190 | bus_BSN_190 | bus_BSN_190 | 190 | 190 | 3.7697 | 0.18848 | 0.94242 | 0 | 150 | 1 | 154000 | FALSE
line_190_190 | bus_BSN_190 | bus_BSN_190 | 190 | 190 | 9.6701 | 0.4835 | 2.4175 | 0 | 150 | 1 | 154000 | FALSE
line_62_190 | bus_BSN_062 | bus_BSN_190 | 62 | 190 | 6.4357 | 0.32178 | 1.6089 | 0 | 150 | 1 | 154000 | FALSE
line_63_109 | bus_GND_063 | bus_USN_109 | 63 | 109 | 24.2353 | 1.2118 | 6.0588 | 0 | 150 | 1 | 154000 | FALSE
line_63_63 | bus_GND_063 | bus_GND_063 | 63 | 63 | 0.52532 | 0.026266 | 0.13133 | 0 | 150 | 1 | 154000 | FALSE
line_63_63 | bus_GND_063 | bus_GND_063 | 63 | 63 | 0.97097 | 0.048549 | 0.24274 | 0 | 150 | 1 | 154000 | FALSE
line_40_40 | bus_BSN_040 | bus_BSN_040 | 40 | 40 | 3.3528 | 0.16764 | 0.83821 | 0 | 150 | 1 | 154000 | FALSE
line_80_191 | bus_JBD_080 | bus_JBD_191 | 80 | 191 | 25.5211 | 1.2761 | 6.3803 | 0 | 150 | 1 | 154000 | FALSE
line_40_40 | bus_BSN_040 | bus_BSN_040 | 40 | 40 | 0.047676 | 0.0023838 | 0.011919 | 0 | 150 | 1 | 154000 | FALSE
line_40_40 | bus_BSN_040 | bus_BSN_040 | 40 | 40 | 0.064791 | 0.0032395 | 0.016198 | 0 | 150 | 1 | 154000 | FALSE
line_80_104 | bus_JBD_080 | bus_JBD_104 | 80 | 104 | 11.7712 | 0.58856 | 2.9428 | 0 | 150 | 1 | 154000 | FALSE
line_40_40 | bus_BSN_040 | bus_BSN_040 | 40 | 40 | 0.40837 | 0.020418 | 0.10209 | 0 | 150 | 1 | 154000 | FALSE
line_80_80 | bus_JBD_080 | bus_JBD_080 | 80 | 80 | 0.1147 | 0.005735 | 0.028675 | 0 | 800 | 1 | 345000 | FALSE
line_80_80 | bus_JBD_080 | bus_JBD_080 | 80 | 80 | 0.12843 | 0.0064217 | 0.032108 | 0 | 800 | 1 | 345000 | FALSE
line_80_80 | bus_JBD_080 | bus_JBD_080 | 80 | 80 | 0.10391 | 0.0051955 | 0.025978 | 0 | 800 | 1 | 345000 | FALSE
line_80_80 | bus_JBD_080 | bus_JBD_080 | 80 | 80 | 0.11419 | 0.0057097 | 0.028548 | 0 | 800 | 1 | 345000 | FALSE
line_40_40 | bus_BSN_040 | bus_BSN_040 | 40 | 40 | 0.68425 | 0.034212 | 0.17106 | 0 | 800 | 1 | 345000 | FALSE
line_133_133 | bus_GWJ_133 | bus_GWJ_133 | 133 | 133 | 0.21133 | 0.010567 | 0.052833 | 0 | 150 | 1 | 154000 | FALSE
line_80_80 | bus_JBD_080 | bus_JBD_080 | 80 | 80 | 2.1223 | 0.10611 | 0.53057 | 0 | 800 | 1 | 345000 | FALSE
line_133_143 | bus_GWJ_133 | bus_JND_143 | 133 | 143 | 39.124 | 1.9562 | 9.781 | 0 | 150 | 1 | 154000 | FALSE
line_2_2 | bus_GND_002 | bus_GND_002 | 2 | 2 | 0.35937 | 0.017969 | 0.089843 | 0 | 150 | 1 | 154000 | FALSE
line_2_2 | bus_GND_002 | bus_GND_002 | 2 | 2 | 0.36101 | 0.01805 | 0.090252 | 0 | 150 | 1 | 154000 | FALSE
line_2_2 | bus_GND_002 | bus_GND_002 | 2 | 2 | 0.32697 | 0.016348 | 0.081741 | 0 | 150 | 1 | 154000 | FALSE
line_2_2 | bus_GND_002 | bus_GND_002 | 2 | 2 | 0.20125 | 0.010063 | 0.050313 | 0 | 150 | 1 | 154000 | FALSE
line_165_165 | bus_GGD_165 | bus_GGD_165 | 165 | 165 | 0.042937 | 0.0021469 | 0.010734 | 0 | 150 | 1 | 154000 | FALSE
line_165_165 | bus_GGD_165 | bus_GGD_165 | 165 | 165 | 0.062521 | 0.003126 | 0.01563 | 0 | 150 | 1 | 154000 | FALSE
line_2_2 | bus_GND_002 | bus_GND_002 | 2 | 2 | 0.038424 | 0.0019212 | 0.0096059 | 0 | 150 | 1 | 154000 | FALSE
line_165_165 | bus_GGD_165 | bus_GGD_165 | 165 | 165 | 0.039017 | 0.0019508 | 0.0097542 | 0 | 150 | 1 | 154000 | FALSE
line_165_165 | bus_GGD_165 | bus_GGD_165 | 165 | 165 | 0.043757 | 0.0021879 | 0.010939 | 0 | 150 | 1 | 154000 | FALSE
line_165_165 | bus_GGD_165 | bus_GGD_165 | 165 | 165 | 0.048552 | 0.0024276 | 0.012138 | 0 | 150 | 1 | 154000 | FALSE
line_165_165 | bus_GGD_165 | bus_GGD_165 | 165 | 165 | 0.05064 | 0.002532 | 0.01266 | 0 | 150 | 1 | 154000 | FALSE
line_165_165 | bus_GGD_165 | bus_GGD_165 | 165 | 165 | 0.051473 | 0.0025736 | 0.012868 | 0 | 150 | 1 | 154000 | FALSE
line_165_165 | bus_GGD_165 | bus_GGD_165 | 165 | 165 | 0.066233 | 0.0033116 | 0.016558 | 0 | 150 | 1 | 154000 | FALSE
line_165_165 | bus_GGD_165 | bus_GGD_165 | 165 | 165 | 0.042509 | 0.0021254 | 0.010627 | 0 | 150 | 1 | 154000 | FALSE
line_165_165 | bus_GGD_165 | bus_GGD_165 | 165 | 165 | 0.047565 | 0.0023783 | 0.011891 | 0 | 150 | 1 | 154000 | FALSE
line_165_165 | bus_GGD_165 | bus_GGD_165 | 165 | 165 | 0.041462 | 0.0020731 | 0.010365 | 0 | 150 | 1 | 154000 | FALSE
line_165_165 | bus_GGD_165 | bus_GGD_165 | 165 | 165 | 0.040142 | 0.0020071 | 0.010035 | 0 | 150 | 1 | 154000 | FALSE
line_165_165 | bus_GGD_165 | bus_GGD_165 | 165 | 165 | 0.13273 | 0.0066365 | 0.033183 | 0 | 800 | 1 | 345000 | FALSE
line_165_165 | bus_GGD_165 | bus_GGD_165 | 165 | 165 | 0.10079 | 0.0050396 | 0.025198 | 0 | 800 | 1 | 345000 | FALSE
line_165_165 | bus_GGD_165 | bus_GGD_165 | 165 | 165 | 0.11983 | 0.0059916 | 0.029958 | 0 | 800 | 1 | 345000 | FALSE
line_165_165 | bus_GGD_165 | bus_GGD_165 | 165 | 165 | 0.11648 | 0.0058238 | 0.029119 | 0 | 800 | 1 | 345000 | FALSE
line_192_2 | bus_GBD_192 | bus_GND_002 | 192 | 2 | 22.6055 | 1.1303 | 5.6514 | 0 | 150 | 1 | 154000 | FALSE
line_2_2 | bus_GND_002 | bus_GND_002 | 2 | 2 | 0.096042 | 0.0048021 | 0.024011 | 0 | 150 | 1 | 154000 | FALSE
line_2_2 | bus_GND_002 | bus_GND_002 | 2 | 2 | 0.10707 | 0.0053533 | 0.026766 | 0 | 150 | 1 | 154000 | FALSE
line_2_2 | bus_GND_002 | bus_GND_002 | 2 | 2 | 0.056319 | 0.0028159 | 0.01408 | 0 | 150 | 1 | 154000 | FALSE
line_2_2 | bus_GND_002 | bus_GND_002 | 2 | 2 | 0.14744 | 0.0073718 | 0.036859 | 0 | 150 | 1 | 154000 | FALSE
line_2_2 | bus_GND_002 | bus_GND_002 | 2 | 2 | 0.1065 | 0.0053251 | 0.026626 | 0 | 150 | 1 | 154000 | FALSE
line_2_2 | bus_GND_002 | bus_GND_002 | 2 | 2 | 0.084875 | 0.0042438 | 0.021219 | 0 | 150 | 1 | 154000 | FALSE
line_2_2 | bus_GND_002 | bus_GND_002 | 2 | 2 | 0.11671 | 0.0058353 | 0.029177 | 0 | 150 | 1 | 154000 | FALSE
line_2_2 | bus_GND_002 | bus_GND_002 | 2 | 2 | 0.096272 | 0.0048136 | 0.024068 | 0 | 150 | 1 | 154000 | FALSE
line_2_2 | bus_GND_002 | bus_GND_002 | 2 | 2 | 0.12239 | 0.0061196 | 0.030598 | 0 | 150 | 1 | 154000 | FALSE
line_2_2 | bus_GND_002 | bus_GND_002 | 2 | 2 | 0.13842 | 0.0069209 | 0.034604 | 0 | 150 | 1 | 154000 | FALSE
line_2_2 | bus_GND_002 | bus_GND_002 | 2 | 2 | 0.12431 | 0.0062157 | 0.031079 | 0 | 150 | 1 | 154000 | FALSE
line_2_2 | bus_GND_002 | bus_GND_002 | 2 | 2 | 0.10167 | 0.0050837 | 0.025419 | 0 | 150 | 1 | 154000 | FALSE
line_2_2 | bus_GND_002 | bus_GND_002 | 2 | 2 | 0.12192 | 0.0060962 | 0.030481 | 0 | 150 | 1 | 154000 | FALSE
line_2_2 | bus_GND_002 | bus_GND_002 | 2 | 2 | 1.7729 | 0.088645 | 0.44323 | 0 | 150 | 1 | 154000 | FALSE
line_2_2 | bus_GND_002 | bus_GND_002 | 2 | 2 | 1.8659 | 0.093295 | 0.46648 | 0 | 150 | 1 | 154000 | FALSE
line_38_38 | bus_USN_038 | bus_USN_038 | 38 | 38 | 2.363 | 0.11815 | 0.59074 | 0 | 150 | 1 | 154000 | FALSE
line_38_38 | bus_USN_038 | bus_USN_038 | 38 | 38 | 1.6207 | 0.081036 | 0.40518 | 0 | 800 | 1 | 345000 | FALSE
line_38_38 | bus_USN_038 | bus_USN_038 | 38 | 38 | 1.9421 | 0.097107 | 0.48553 | 0 | 150 | 1 | 154000 | FALSE
line_38_38 | bus_USN_038 | bus_USN_038 | 38 | 38 | 0.1829 | 0.0091449 | 0.045725 | 0 | 150 | 1 | 154000 | FALSE
line_38_38 | bus_USN_038 | bus_USN_038 | 38 | 38 | 0.23514 | 0.011757 | 0.058785 | 0 | 150 | 1 | 154000 | FALSE
line_38_38 | bus_USN_038 | bus_USN_038 | 38 | 38 | 1.0029 | 0.050147 | 0.25074 | 0 | 150 | 1 | 154000 | FALSE
line_39_38 | bus_USN_039 | bus_USN_038 | 39 | 38 | 5.7841 | 0.2892 | 1.446 | 0 | 150 | 1 | 154000 | FALSE
line_38_38 | bus_USN_038 | bus_USN_038 | 38 | 38 | 6.3662 | 0.31831 | 1.5915 | 0 | 150 | 1 | 154000 | FALSE
line_107_107 | bus_USN_107 | bus_USN_107 | 107 | 107 | 5.932 | 0.2966 | 1.483 | 0 | 150 | 1 | 154000 | FALSE
line_38_38 | bus_USN_038 | bus_USN_038 | 38 | 38 | 3.9843 | 0.19921 | 0.99607 | 0 | 150 | 1 | 154000 | FALSE
line_38_38 | bus_USN_038 | bus_USN_038 | 38 | 38 | 0.28361 | 0.01418 | 0.070902 | 0 | 150 | 1 | 154000 | FALSE
line_38_38 | bus_USN_038 | bus_USN_038 | 38 | 38 | 0.11646 | 0.0058232 | 0.029116 | 0 | 150 | 1 | 154000 | FALSE
line_38_38 | bus_USN_038 | bus_USN_038 | 38 | 38 | 0.56606 | 0.028303 | 0.14152 | 0 | 150 | 1 | 154000 | FALSE
line_38_38 | bus_USN_038 | bus_USN_038 | 38 | 38 | 1.8275 | 0.091375 | 0.45688 | 0 | 150 | 1 | 154000 | FALSE
line_172_171 | bus_GWD_172 | bus_GWD_171 | 172 | 171 | 27.0867 | 1.3543 | 6.7717 | 0 | 150 | 1 | 154000 | FALSE
line_172_172 | bus_GWD_172 | bus_GWD_172 | 172 | 172 | 0.75523 | 0.037761 | 0.18881 | 0 | 150 | 1 | 154000 | FALSE
line_193_194 | bus_GWD_193 | bus_GWD_194 | 193 | 194 | 23.6844 | 1.1842 | 5.9211 | 0 | 150 | 1 | 154000 | FALSE
line_193_193 | bus_GWD_193 | bus_GWD_193 | 193 | 193 | 1.1008 | 0.055039 | 0.2752 | 0 | 150 | 1 | 154000 | FALSE
line_193_172 | bus_GWD_193 | bus_GWD_172 | 193 | 172 | 19.4383 | 0.97191 | 4.8596 | 0 | 150 | 1 | 154000 | FALSE
line_7_28 | bus_GGD_007 | bus_GGD_028 | 7 | 28 | 16.7342 | 0.83671 | 4.1836 | 0 | 150 | 1 | 154000 | FALSE
line_195_316 | bus_GGD_195 | bus_GGD_316 | 195 | 316 | 7.398 | 0.3699 | 1.8495 | 0 | 150 | 1 | 154000 | FALSE
line_7_19 | bus_GGD_007 | bus_CND_019 | 7 | 19 | 11.975 | 0.59875 | 2.9938 | 0 | 150 | 1 | 154000 | FALSE
line_7_195 | bus_GGD_007 | bus_GGD_195 | 7 | 195 | 16.5782 | 0.82891 | 4.1446 | 0 | 150 | 1 | 154000 | FALSE
line_195_153 | bus_GGD_195 | bus_GGD_153 | 195 | 153 | 7.0153 | 0.35076 | 1.7538 | 0 | 150 | 1 | 154000 | FALSE
line_152_21 | bus_GGD_152 | bus_GGD_021 | 152 | 21 | 11.0217 | 0.55108 | 2.7554 | 0 | 150 | 1 | 154000 | FALSE
line_64_64 | bus_GGD_064 | bus_GGD_064 | 64 | 64 | 2.7309 | 0.13654 | 0.68271 | 0 | 150 | 1 | 154000 | FALSE
line_67_67 | bus_CBD_067 | bus_CBD_067 | 67 | 67 | 3.6262 | 0.18131 | 0.90655 | 0 | 150 | 1 | 154000 | FALSE
line_178_178 | bus_GGD_178 | bus_GGD_178 | 178 | 178 | 0.028275 | 0.0014138 | 0.0070688 | 0 | 150 | 1 | 154000 | FALSE
line_67_67 | bus_CBD_067 | bus_CBD_067 | 67 | 67 | 0.026952 | 0.0013476 | 0.006738 | 0 | 150 | 1 | 154000 | FALSE
line_178_178 | bus_GGD_178 | bus_GGD_178 | 178 | 178 | 0.058401 | 0.00292 | 0.0146 | 0 | 150 | 1 | 154000 | FALSE
line_67_67 | bus_CBD_067 | bus_CBD_067 | 67 | 67 | 0.081196 | 0.0040598 | 0.020299 | 0 | 150 | 1 | 154000 | FALSE
line_178_178 | bus_GGD_178 | bus_GGD_178 | 178 | 178 | 0.058269 | 0.0029134 | 0.014567 | 0 | 150 | 1 | 154000 | FALSE
line_178_178 | bus_GGD_178 | bus_GGD_178 | 178 | 178 | 0.031057 | 0.0015528 | 0.0077642 | 0 | 150 | 1 | 154000 | FALSE
line_178_178 | bus_GGD_178 | bus_GGD_178 | 178 | 178 | 0.076003 | 0.0038002 | 0.019001 | 0 | 150 | 1 | 154000 | FALSE
line_67_67 | bus_CBD_067 | bus_CBD_067 | 67 | 67 | 0.029105 | 0.0014552 | 0.0072762 | 0 | 150 | 1 | 154000 | FALSE
line_178_178 | bus_GGD_178 | bus_GGD_178 | 178 | 178 | 0.069428 | 0.0034714 | 0.017357 | 0 | 150 | 1 | 154000 | FALSE
line_67_67 | bus_CBD_067 | bus_CBD_067 | 67 | 67 | 0.087536 | 0.0043768 | 0.021884 | 0 | 150 | 1 | 154000 | FALSE
line_67_67 | bus_CBD_067 | bus_CBD_067 | 67 | 67 | 0.03241 | 0.0016205 | 0.0081024 | 0 | 150 | 1 | 154000 | FALSE
line_178_178 | bus_GGD_178 | bus_GGD_178 | 178 | 178 | 0.063897 | 0.0031949 | 0.015974 | 0 | 150 | 1 | 154000 | FALSE
line_67_67 | bus_CBD_067 | bus_CBD_067 | 67 | 67 | 0.030115 | 0.0015057 | 0.0075287 | 0 | 150 | 1 | 154000 | FALSE
line_178_178 | bus_GGD_178 | bus_GGD_178 | 178 | 178 | 0.061424 | 0.0030712 | 0.015356 | 0 | 150 | 1 | 154000 | FALSE
line_316_7 | bus_GGD_316 | bus_GGD_007 | 316 | 7 | 5.8094 | 0.29047 | 1.4524 | 0 | 150 | 1 | 154000 | FALSE
line_5_67 | bus_CBD_005 | bus_CBD_067 | 5 | 67 | 10.2402 | 0.51201 | 2.56 | 0 | 150 | 1 | 154000 | FALSE
line_5_5 | bus_CBD_005 | bus_CBD_005 | 5 | 5 | 0.8657 | 0.043285 | 0.21643 | 0 | 800 | 1 | 345000 | FALSE
line_152_152 | bus_GGD_152 | bus_GGD_152 | 152 | 152 | 0.69778 | 0.034889 | 0.17445 | 0 | 150 | 1 | 154000 | FALSE
line_64_64 | bus_GGD_064 | bus_GGD_064 | 64 | 64 | 0.44971 | 0.022486 | 0.11243 | 0 | 150 | 1 | 154000 | FALSE
line_64_64 | bus_GGD_064 | bus_GGD_064 | 64 | 64 | 1.1659 | 0.058296 | 0.29148 | 0 | 150 | 1 | 154000 | FALSE
line_53_104 | bus_JBD_053 | bus_JBD_104 | 53 | 104 | 19.9364 | 0.99682 | 4.9841 | 0 | 150 | 1 | 154000 | FALSE
line_257_257 | bus_SJN_257 | bus_SJN_257 | 257 | 257 | 0.049627 | 0.0024813 | 0.012407 | 0 | 150 | 1 | 154000 | FALSE
line_257_257 | bus_SJN_257 | bus_SJN_257 | 257 | 257 | 0.07491 | 0.0037455 | 0.018728 | 0 | 150 | 1 | 154000 | FALSE
line_257_257 | bus_SJN_257 | bus_SJN_257 | 257 | 257 | 0.051529 | 0.0025764 | 0.012882 | 0 | 150 | 1 | 154000 | FALSE
line_257_257 | bus_SJN_257 | bus_SJN_257 | 257 | 257 | 0.069014 | 0.0034507 | 0.017254 | 0 | 150 | 1 | 154000 | FALSE
line_257_257 | bus_SJN_257 | bus_SJN_257 | 257 | 257 | 4.6838 | 0.23419 | 1.171 | 0 | 150 | 1 | 154000 | FALSE
line_4_156 | bus_DJN_004 | bus_CBD_156 | 4 | 156 | 12.4109 | 0.62055 | 3.1027 | 0 | 150 | 1 | 154000 | FALSE
line_4_4 | bus_DJN_004 | bus_DJN_004 | 4 | 4 | 1.9898 | 0.099491 | 0.49745 | 0 | 150 | 1 | 154000 | FALSE
line_61_61 | bus_GWD_061 | bus_GWD_061 | 61 | 61 | 0.033937 | 0.0016969 | 0.0084843 | 0 | 150 | 1 | 154000 | FALSE
line_61_61 | bus_GWD_061 | bus_GWD_061 | 61 | 61 | 0.28585 | 0.014292 | 0.071462 | 0 | 150 | 1 | 154000 | FALSE
line_61_61 | bus_GWD_061 | bus_GWD_061 | 61 | 61 | 0.27855 | 0.013928 | 0.069638 | 0 | 150 | 1 | 154000 | FALSE
line_61_61 | bus_GWD_061 | bus_GWD_061 | 61 | 61 | 0.03591 | 0.0017955 | 0.0089775 | 0 | 150 | 1 | 154000 | FALSE
line_61_61 | bus_GWD_061 | bus_GWD_061 | 61 | 61 | 0.038051 | 0.0019026 | 0.0095129 | 0 | 150 | 1 | 154000 | FALSE
line_61_61 | bus_GWD_061 | bus_GWD_061 | 61 | 61 | 0.034768 | 0.0017384 | 0.0086921 | 0 | 150 | 1 | 154000 | FALSE
line_61_196 | bus_GWD_061 | bus_GWD_196 | 61 | 196 | 9.2548 | 0.46274 | 2.3137 | 0 | 150 | 1 | 154000 | FALSE
line_61_61 | bus_GWD_061 | bus_GWD_061 | 61 | 61 | 0.36697 | 0.018349 | 0.091744 | 0 | 150 | 1 | 154000 | FALSE
line_92_92 | bus_GBD_092 | bus_GBD_092 | 92 | 92 | 2.4348 | 0.12174 | 0.60871 | 0 | 150 | 1 | 154000 | FALSE
line_113_113 | bus_GBD_113 | bus_GBD_113 | 113 | 113 | 6.5719 | 0.3286 | 1.643 | 0 | 150 | 1 | 154000 | FALSE
line_131_131 | bus_GND_131 | bus_GND_131 | 131 | 131 | 0.078163 | 0.0039081 | 0.019541 | 0 | 150 | 1 | 154000 | FALSE
line_93_93 | bus_GBD_093 | bus_GBD_093 | 93 | 93 | 0.054317 | 0.0027158 | 0.013579 | 0 | 150 | 1 | 154000 | FALSE
line_131_131 | bus_GND_131 | bus_GND_131 | 131 | 131 | 0.068697 | 0.0034348 | 0.017174 | 0 | 150 | 1 | 154000 | FALSE
line_92_92 | bus_GBD_092 | bus_GBD_092 | 92 | 92 | 0.32625 | 0.016313 | 0.081563 | 0 | 800 | 1 | 345000 | FALSE
line_93_93 | bus_GBD_093 | bus_GBD_093 | 93 | 93 | 0.054368 | 0.0027184 | 0.013592 | 0 | 150 | 1 | 154000 | FALSE
line_40_40 | bus_BSN_040 | bus_BSN_040 | 40 | 40 | 0.058986 | 0.0029493 | 0.014747 | 0 | 800 | 1 | 345000 | FALSE
line_93_93 | bus_GBD_093 | bus_GBD_093 | 93 | 93 | 0.05549 | 0.0027745 | 0.013872 | 0 | 150 | 1 | 154000 | FALSE
line_131_131 | bus_GND_131 | bus_GND_131 | 131 | 131 | 0.065609 | 0.0032804 | 0.016402 | 0 | 150 | 1 | 154000 | FALSE
line_40_40 | bus_BSN_040 | bus_BSN_040 | 40 | 40 | 0.063707 | 0.0031853 | 0.015927 | 0 | 800 | 1 | 345000 | FALSE
line_93_93 | bus_GBD_093 | bus_GBD_093 | 93 | 93 | 0.05553 | 0.0027765 | 0.013883 | 0 | 150 | 1 | 154000 | FALSE
line_105_106 | bus_GBD_105 | bus_GBD_106 | 105 | 106 | 11.0352 | 0.55176 | 2.7588 | 0 | 150 | 1 | 154000 | FALSE
line_106_92 | bus_GBD_106 | bus_GBD_092 | 106 | 92 | 10.8796 | 0.54398 | 2.7199 | 0 | 800 | 1 | 345000 | FALSE
line_93_105 | bus_GBD_093 | bus_GBD_105 | 93 | 105 | 13.2807 | 0.66404 | 3.3202 | 0 | 150 | 1 | 154000 | FALSE
line_92_92 | bus_GBD_092 | bus_GBD_092 | 92 | 92 | 0.19635 | 0.0098176 | 0.049088 | 0 | 150 | 1 | 154000 | FALSE
line_105_93 | bus_GBD_105 | bus_GBD_093 | 105 | 93 | 14.7583 | 0.73791 | 3.6896 | 0 | 800 | 1 | 345000 | FALSE
line_113_197 | bus_GBD_113 | bus_GND_197 | 113 | 197 | 25.4653 | 1.2733 | 6.3663 | 0 | 150 | 1 | 154000 | FALSE
line_93_93 | bus_GBD_093 | bus_GBD_093 | 93 | 93 | 2.2557 | 0.11279 | 0.56393 | 0 | 150 | 1 | 154000 | FALSE
line_105_105 | bus_GBD_105 | bus_GBD_105 | 105 | 105 | 3.4685 | 0.17343 | 0.86713 | 0 | 800 | 1 | 345000 | FALSE
line_32_32 | bus_GGD_032 | bus_GGD_032 | 32 | 32 | 3.7803 | 0.18902 | 0.94508 | 0 | 150 | 1 | 154000 | FALSE
line_32_198 | bus_GGD_032 | bus_GBD_198 | 32 | 198 | 8.3241 | 0.4162 | 2.081 | 0 | 150 | 1 | 154000 | FALSE
line_109_108 | bus_USN_109 | bus_USN_108 | 109 | 108 | 10.1035 | 0.50517 | 2.5259 | 0 | 150 | 1 | 154000 | FALSE
line_36_36 | bus_USN_036 | bus_USN_036 | 36 | 36 | 1.0254 | 0.051272 | 0.25636 | 0 | 800 | 1 | 345000 | FALSE
line_108_36 | bus_USN_108 | bus_USN_036 | 108 | 36 | 15.3077 | 0.76539 | 3.8269 | 0 | 800 | 1 | 345000 | FALSE
line_109_109 | bus_USN_109 | bus_USN_109 | 109 | 109 | 0.92406 | 0.046203 | 0.23101 | 0 | 150 | 1 | 154000 | FALSE
line_36_36 | bus_USN_036 | bus_USN_036 | 36 | 36 | 1.4087 | 0.070437 | 0.35218 | 0 | 150 | 1 | 154000 | FALSE
line_199_199 | bus_GND_199 | bus_GND_199 | 199 | 199 | 0.050059 | 0.0025029 | 0.012515 | 0 | 150 | 1 | 154000 | FALSE
line_199_199 | bus_GND_199 | bus_GND_199 | 199 | 199 | 0.058194 | 0.0029097 | 0.014549 | 0 | 150 | 1 | 154000 | FALSE
line_199_199 | bus_GND_199 | bus_GND_199 | 199 | 199 | 0.04459 | 0.0022295 | 0.011147 | 0 | 150 | 1 | 154000 | FALSE
line_199_199 | bus_GND_199 | bus_GND_199 | 199 | 199 | 0.059883 | 0.0029941 | 0.014971 | 0 | 150 | 1 | 154000 | FALSE
line_199_199 | bus_GND_199 | bus_GND_199 | 199 | 199 | 0.065314 | 0.0032657 | 0.016329 | 0 | 150 | 1 | 154000 | FALSE
line_199_199 | bus_GND_199 | bus_GND_199 | 199 | 199 | 0.063544 | 0.0031772 | 0.015886 | 0 | 150 | 1 | 154000 | FALSE
line_199_199 | bus_GND_199 | bus_GND_199 | 199 | 199 | 0.060089 | 0.0030045 | 0.015022 | 0 | 150 | 1 | 154000 | FALSE
line_199_199 | bus_GND_199 | bus_GND_199 | 199 | 199 | 0.062065 | 0.0031032 | 0.015516 | 0 | 150 | 1 | 154000 | FALSE
line_200_148 | bus_GND_200 | bus_GND_148 | 200 | 148 | 28.2775 | 1.4139 | 7.0694 | 0 | 150 | 1 | 154000 | FALSE
line_145_201 | bus_GND_145 | bus_GND_201 | 145 | 201 | 23.604 | 1.1802 | 5.901 | 0 | 150 | 1 | 154000 | FALSE
line_202_202 | bus_GND_202 | bus_GND_202 | 202 | 202 | 4.2269 | 0.21134 | 1.0567 | 0 | 150 | 1 | 154000 | FALSE
line_202_202 | bus_GND_202 | bus_GND_202 | 202 | 202 | 5.0567 | 0.25283 | 1.2642 | 0 | 150 | 1 | 154000 | FALSE
line_202_202 | bus_GND_202 | bus_GND_202 | 202 | 202 | 0.86933 | 0.043467 | 0.21733 | 0 | 150 | 1 | 154000 | FALSE
line_76_76 | bus_GND_076 | bus_GND_076 | 76 | 76 | 1.4143 | 0.070717 | 0.35358 | 0 | 150 | 1 | 154000 | FALSE
line_149_202 | bus_GND_149 | bus_GND_202 | 149 | 202 | 31.3176 | 1.5659 | 7.8294 | 0 | 150 | 1 | 154000 | FALSE
line_149_149 | bus_GND_149 | bus_GND_149 | 149 | 149 | 1.4461 | 0.072304 | 0.36152 | 0 | 150 | 1 | 154000 | FALSE
line_74_203 | bus_GBD_074 | bus_GBD_203 | 74 | 203 | 46.7436 | 2.3372 | 11.6859 | 0 | 150 | 1 | 154000 | FALSE
line_204_78 | bus_JND_204 | bus_JND_078 | 204 | 78 | 5.7559 | 0.28779 | 1.439 | 0 | 150 | 1 | 154000 | FALSE
line_205_205 | bus_GBD_205 | bus_GBD_205 | 205 | 205 | 0.58165 | 0.029083 | 0.14541 | 0 | 150 | 1 | 154000 | FALSE
line_204_204 | bus_JND_204 | bus_JND_204 | 204 | 204 | 0.064287 | 0.0032143 | 0.016072 | 0 | 150 | 1 | 154000 | FALSE
line_204_204 | bus_JND_204 | bus_JND_204 | 204 | 204 | 0.22911 | 0.011455 | 0.057277 | 0 | 150 | 1 | 154000 | FALSE
line_204_204 | bus_JND_204 | bus_JND_204 | 204 | 204 | 0.061954 | 0.0030977 | 0.015489 | 0 | 150 | 1 | 154000 | FALSE
line_78_206 | bus_JND_078 | bus_JND_206 | 78 | 206 | 18.9581 | 0.9479 | 4.7395 | 0 | 150 | 1 | 154000 | FALSE
line_204_204 | bus_JND_204 | bus_JND_204 | 204 | 204 | 0.06599 | 0.0032995 | 0.016498 | 0 | 150 | 1 | 154000 | FALSE
line_204_204 | bus_JND_204 | bus_JND_204 | 204 | 204 | 0.21887 | 0.010944 | 0.054719 | 0 | 150 | 1 | 154000 | FALSE
line_204_204 | bus_JND_204 | bus_JND_204 | 204 | 204 | 0.064146 | 0.0032073 | 0.016037 | 0 | 150 | 1 | 154000 | FALSE
line_77_207 | bus_JND_077 | bus_JND_207 | 77 | 207 | 7.759 | 0.38795 | 1.9398 | 0 | 150 | 1 | 154000 | FALSE
line_78_78 | bus_JND_078 | bus_JND_078 | 78 | 78 | 0.081028 | 0.0040514 | 0.020257 | 0 | 150 | 1 | 154000 | FALSE
line_78_78 | bus_JND_078 | bus_JND_078 | 78 | 78 | 0.077002 | 0.0038501 | 0.01925 | 0 | 150 | 1 | 154000 | FALSE
line_78_78 | bus_JND_078 | bus_JND_078 | 78 | 78 | 0.11952 | 0.005976 | 0.02988 | 0 | 150 | 1 | 154000 | FALSE
line_78_78 | bus_JND_078 | bus_JND_078 | 78 | 78 | 0.78662 | 0.039331 | 0.19666 | 0 | 150 | 1 | 154000 | FALSE
line_74_208 | bus_GBD_074 | bus_GBD_208 | 74 | 208 | 27.519 | 1.376 | 6.8798 | 0 | 150 | 1 | 154000 | FALSE
line_78_209 | bus_JND_078 | bus_JND_209 | 78 | 209 | 20.6927 | 1.0346 | 5.1732 | 0 | 150 | 1 | 154000 | FALSE
line_209_207 | bus_JND_209 | bus_JND_207 | 209 | 207 | 29.3824 | 1.4691 | 7.3456 | 0 | 150 | 1 | 154000 | FALSE
line_114_2 | bus_GBD_114 | bus_GND_002 | 114 | 2 | 12.8684 | 0.64342 | 3.2171 | 0 | 150 | 1 | 154000 | FALSE
line_171_171 | bus_GWD_171 | bus_GWD_171 | 171 | 171 | 0.88709 | 0.044355 | 0.22177 | 0 | 150 | 1 | 154000 | FALSE
line_234_210 | bus_GGD_234 | bus_GGD_210 | 234 | 210 | 27.5627 | 1.3781 | 6.8907 | 0 | 150 | 1 | 154000 | FALSE
line_1_1 | bus_GGD_001 | bus_GGD_001 | 1 | 1 | 1.7671 | 0.088356 | 0.44178 | 0 | 800 | 1 | 345000 | FALSE
line_152_68 | bus_GGD_152 | bus_SEL_068 | 152 | 68 | 3.0593 | 0.15297 | 0.76483 | 0 | 800 | 1 | 345000 | FALSE
line_152_68 | bus_GGD_152 | bus_SEL_068 | 152 | 68 | 6.5601 | 0.32801 | 1.64 | 0 | 800 | 1 | 345000 | FALSE
line_68_68 | bus_SEL_068 | bus_SEL_068 | 68 | 68 | 1.5223 | 0.076114 | 0.38057 | 0 | 150 | 1 | 154000 | FALSE
line_211_212 | bus_JND_211 | bus_GWJ_212 | 211 | 212 | 8.3591 | 0.41795 | 2.0898 | 0 | 150 | 1 | 154000 | FALSE
line_211_211 | bus_JND_211 | bus_JND_211 | 211 | 211 | 0.17246 | 0.0086232 | 0.043116 | 0 | 150 | 1 | 154000 | FALSE
line_211_211 | bus_JND_211 | bus_JND_211 | 211 | 211 | 0.087403 | 0.0043702 | 0.021851 | 0 | 150 | 1 | 154000 | FALSE
line_211_211 | bus_JND_211 | bus_JND_211 | 211 | 211 | 0.083734 | 0.0041867 | 0.020934 | 0 | 150 | 1 | 154000 | FALSE
line_211_211 | bus_JND_211 | bus_JND_211 | 211 | 211 | 0.087144 | 0.0043572 | 0.021786 | 0 | 150 | 1 | 154000 | FALSE
line_211_211 | bus_JND_211 | bus_JND_211 | 211 | 211 | 0.082352 | 0.0041176 | 0.020588 | 0 | 150 | 1 | 154000 | FALSE
line_211_211 | bus_JND_211 | bus_JND_211 | 211 | 211 | 0.11058 | 0.005529 | 0.027645 | 0 | 150 | 1 | 154000 | FALSE
line_211_211 | bus_JND_211 | bus_JND_211 | 211 | 211 | 0.10534 | 0.0052668 | 0.026334 | 0 | 150 | 1 | 154000 | FALSE
line_211_45 | bus_JND_211 | bus_JND_045 | 211 | 45 | 36.879 | 1.8439 | 9.2197 | 0 | 150 | 1 | 154000 | FALSE
line_211_211 | bus_JND_211 | bus_JND_211 | 211 | 211 | 3.9752 | 0.19876 | 0.99379 | 0 | 150 | 1 | 154000 | FALSE
line_213_32 | bus_GBD_213 | bus_GGD_032 | 213 | 32 | 5.8743 | 0.29371 | 1.4686 | 0 | 150 | 1 | 154000 | FALSE
line_123_123 | bus_GND_123 | bus_GND_123 | 123 | 123 | 2.0653 | 0.10327 | 0.51633 | 0 | 150 | 1 | 154000 | FALSE
line_74_214 | bus_GBD_074 | bus_GBD_214 | 74 | 214 | 18.3933 | 0.91966 | 4.5983 | 0 | 800 | 1 | 345000 | FALSE
line_215_216 | bus_CBD_215 | bus_CBD_216 | 215 | 216 | 15.2284 | 0.76142 | 3.8071 | 0 | 150 | 1 | 154000 | FALSE
line_215_175 | bus_CBD_215 | bus_GWD_175 | 215 | 175 | 23.0791 | 1.154 | 5.7698 | 0 | 800 | 1 | 345000 | FALSE
line_216_217 | bus_CBD_216 | bus_CBD_217 | 216 | 217 | 8.0554 | 0.40277 | 2.0139 | 0 | 150 | 1 | 154000 | FALSE
line_152_152 | bus_GGD_152 | bus_GGD_152 | 152 | 152 | 1.3666 | 0.06833 | 0.34165 | 0 | 150 | 1 | 154000 | FALSE
line_68_68 | bus_SEL_068 | bus_SEL_068 | 68 | 68 | 1.4607 | 0.073036 | 0.36518 | 0 | 150 | 1 | 154000 | FALSE
line_28_28 | bus_GGD_028 | bus_GGD_028 | 28 | 28 | 5.194 | 0.2597 | 1.2985 | 0 | 150 | 1 | 154000 | FALSE
line_218_219 | bus_CBD_218 | bus_CBD_219 | 218 | 219 | 8.0849 | 0.40425 | 2.0212 | 0 | 150 | 1 | 154000 | FALSE
line_120_220 | bus_JND_120 | bus_JND_220 | 120 | 220 | 13.6988 | 0.68494 | 3.4247 | 0 | 150 | 1 | 154000 | FALSE
line_220_221 | bus_JND_220 | bus_JND_221 | 220 | 221 | 8.7159 | 0.43579 | 2.179 | 0 | 150 | 1 | 154000 | FALSE
line_217_218 | bus_CBD_217 | bus_CBD_218 | 217 | 218 | 12.483 | 0.62415 | 3.1207 | 0 | 150 | 1 | 154000 | FALSE
line_218_222 | bus_CBD_218 | bus_CBD_222 | 218 | 222 | 15.0749 | 0.75375 | 3.7687 | 0 | 150 | 1 | 154000 | FALSE
line_120_120 | bus_JND_120 | bus_JND_120 | 120 | 120 | 1.7952 | 0.08976 | 0.4488 | 0 | 150 | 1 | 154000 | FALSE
line_220_133 | bus_JND_220 | bus_GWJ_133 | 220 | 133 | 22.6027 | 1.1301 | 5.6507 | 0 | 150 | 1 | 154000 | FALSE
line_120_133 | bus_JND_120 | bus_GWJ_133 | 120 | 133 | 19.9825 | 0.99913 | 4.9956 | 0 | 150 | 1 | 154000 | FALSE
line_223_224 | bus_CBD_223 | bus_CBD_224 | 223 | 224 | 12.2881 | 0.6144 | 3.072 | 0 | 150 | 1 | 154000 | FALSE
line_349_92 | bus_GBD_349 | bus_GBD_092 | 349 | 92 | 6.8567 | 0.34284 | 1.7142 | 0 | 150 | 1 | 154000 | FALSE
line_221_221 | bus_JND_221 | bus_JND_221 | 221 | 221 | 2.5065 | 0.12533 | 0.62663 | 0 | 150 | 1 | 154000 | FALSE
line_221_221 | bus_JND_221 | bus_JND_221 | 221 | 221 | 2.3874 | 0.11937 | 0.59684 | 0 | 150 | 1 | 154000 | FALSE
line_221_221 | bus_JND_221 | bus_JND_221 | 221 | 221 | 4.6558 | 0.23279 | 1.1639 | 0 | 150 | 1 | 154000 | FALSE
line_221_225 | bus_JND_221 | bus_JND_225 | 221 | 225 | 41.4393 | 2.072 | 10.3598 | 0 | 150 | 1 | 154000 | FALSE
line_225_225 | bus_JND_225 | bus_JND_225 | 225 | 225 | 7.0217 | 0.35109 | 1.7554 | 0 | 150 | 1 | 154000 | FALSE
line_221_226 | bus_JND_221 | bus_JND_226 | 221 | 226 | 23.4694 | 1.1735 | 5.8673 | 0 | 150 | 1 | 154000 | FALSE
line_227_80 | bus_JBD_227 | bus_JBD_080 | 227 | 80 | 26.8502 | 1.3425 | 6.7126 | 0 | 150 | 1 | 154000 | FALSE
line_228_229 | bus_JND_228 | bus_JND_229 | 228 | 229 | 10.3701 | 0.5185 | 2.5925 | 0 | 150 | 1 | 154000 | FALSE
line_221_221 | bus_JND_221 | bus_JND_221 | 221 | 221 | 1.7264 | 0.08632 | 0.4316 | 0 | 150 | 1 | 154000 | FALSE
line_211_43 | bus_JND_211 | bus_GWJ_043 | 211 | 43 | 23.35 | 1.1675 | 5.8375 | 0 | 150 | 1 | 154000 | FALSE
line_225_228 | bus_JND_225 | bus_JND_228 | 225 | 228 | 30.502 | 1.5251 | 7.6255 | 0 | 150 | 1 | 154000 | FALSE
line_68_68 | bus_SEL_068 | bus_SEL_068 | 68 | 68 | 1.778 | 0.088902 | 0.44451 | 0 | 150 | 1 | 154000 | FALSE
line_292_292 | bus_ICN_292 | bus_ICN_292 | 292 | 292 | 4.232 | 0.2116 | 1.058 | 0 | 150 | 1 | 154000 | FALSE
line_180_41 | bus_GND_180 | bus_BSN_041 | 180 | 41 | 104.0779 | 5.2039 | 26.0195 | 0 | 3500 | 1 | 765000 | FALSE
line_23_23 | bus_GGD_023 | bus_GGD_023 | 23 | 23 | 3.3404 | 0.16702 | 0.8351 | 0 | 150 | 1 | 154000 | FALSE
line_74_74 | bus_GBD_074 | bus_GBD_074 | 74 | 74 | 0.2176 | 0.01088 | 0.054399 | 0 | 800 | 1 | 345000 | FALSE
line_124_129 | bus_GND_124 | bus_GND_129 | 124 | 129 | 15.627 | 0.78135 | 3.9068 | 0 | 800 | 1 | 345000 | FALSE
line_124_129 | bus_GND_124 | bus_GND_129 | 124 | 129 | 4.5403 | 0.22701 | 1.1351 | 0 | 150 | 1 | 154000 | FALSE
line_230_124 | bus_GND_230 | bus_GND_124 | 230 | 124 | 11.1591 | 0.55796 | 2.7898 | 0 | 150 | 1 | 154000 | FALSE
line_129_129 | bus_GND_129 | bus_GND_129 | 129 | 129 | 2.3165 | 0.11582 | 0.57912 | 0 | 150 | 1 | 154000 | FALSE
line_127_127 | bus_GND_127 | bus_GND_127 | 127 | 127 | 9.3364 | 0.46682 | 2.3341 | 0 | 150 | 1 | 154000 | FALSE
line_124_127 | bus_GND_124 | bus_GND_127 | 124 | 127 | 6.9977 | 0.34989 | 1.7494 | 0 | 150 | 1 | 154000 | FALSE
line_28_153 | bus_GGD_028 | bus_GGD_153 | 28 | 153 | 15.0182 | 0.75091 | 3.7545 | 0 | 800 | 1 | 345000 | FALSE
line_153_9 | bus_GGD_153 | bus_CND_009 | 153 | 9 | 39.0248 | 1.9512 | 9.7562 | 0 | 800 | 1 | 345000 | FALSE
line_153_153 | bus_GGD_153 | bus_GGD_153 | 153 | 153 | 2.0257 | 0.10128 | 0.50642 | 0 | 150 | 1 | 154000 | FALSE
line_68_68 | bus_SEL_068 | bus_SEL_068 | 68 | 68 | 2.3616 | 0.11808 | 0.59041 | 0 | 150 | 1 | 154000 | FALSE
line_231_231 | bus_GGD_231 | bus_GGD_231 | 231 | 231 | 2.0581 | 0.10291 | 0.51454 | 0 | 150 | 1 | 154000 | FALSE
line_231_231 | bus_GGD_231 | bus_GGD_231 | 231 | 231 | 0.053193 | 0.0026596 | 0.013298 | 0 | 150 | 1 | 154000 | FALSE
line_231_231 | bus_GGD_231 | bus_GGD_231 | 231 | 231 | 0.05776 | 0.002888 | 0.01444 | 0 | 150 | 1 | 154000 | FALSE
line_231_232 | bus_GGD_231 | bus_GWD_232 | 231 | 232 | 14.5729 | 0.72864 | 3.6432 | 0 | 150 | 1 | 154000 | FALSE
line_231_233 | bus_GGD_231 | bus_CBD_233 | 231 | 233 | 17.9788 | 0.89894 | 4.4947 | 0 | 150 | 1 | 154000 | FALSE
line_234_234 | bus_GGD_234 | bus_GGD_234 | 234 | 234 | 19.4986 | 0.97493 | 4.8747 | 0 | 800 | 1 | 345000 | FALSE
line_234_234 | bus_GGD_234 | bus_GGD_234 | 234 | 234 | 7.8067 | 0.39034 | 1.9517 | 0 | 150 | 1 | 154000 | FALSE
line_123_235 | bus_GND_123 | bus_GND_235 | 123 | 235 | 19.1965 | 0.95983 | 4.7991 | 0 | 150 | 1 | 154000 | FALSE
line_127_185 | bus_GND_127 | bus_GND_185 | 127 | 185 | 17.628 | 0.8814 | 4.407 | 0 | 150 | 1 | 154000 | FALSE
line_128_123 | bus_GND_128 | bus_GND_123 | 128 | 123 | 8.369 | 0.41845 | 2.0923 | 0 | 150 | 1 | 154000 | FALSE
line_236_236 | bus_JBD_236 | bus_JBD_236 | 236 | 236 | 2.0052 | 0.10026 | 0.50131 | 0 | 150 | 1 | 154000 | FALSE
line_76_202 | bus_GND_076 | bus_GND_202 | 76 | 202 | 29.6524 | 1.4826 | 7.4131 | 0 | 150 | 1 | 154000 | FALSE
line_152_152 | bus_GGD_152 | bus_GGD_152 | 152 | 152 | 0.68766 | 0.034383 | 0.17191 | 0 | 800 | 1 | 345000 | FALSE
line_178_178 | bus_GGD_178 | bus_GGD_178 | 178 | 178 | 0.61886 | 0.030943 | 0.15471 | 0 | 150 | 1 | 154000 | FALSE
line_160_160 | bus_GGD_160 | bus_GGD_160 | 160 | 160 | 3.8704 | 0.19352 | 0.9676 | 0 | 800 | 1 | 345000 | FALSE
line_19_9 | bus_CND_019 | bus_CND_009 | 19 | 9 | 9.1993 | 0.45996 | 2.2998 | 0 | 150 | 1 | 154000 | FALSE
line_7_7 | bus_GGD_007 | bus_GGD_007 | 7 | 7 | 9.4435 | 0.47217 | 2.3609 | 0 | 150 | 1 | 154000 | FALSE
line_92_92 | bus_GBD_092 | bus_GBD_092 | 92 | 92 | 0.47989 | 0.023995 | 0.11997 | 0 | 150 | 1 | 154000 | FALSE
line_237_238 | bus_JND_237 | bus_JND_238 | 237 | 238 | 33.6325 | 1.6816 | 8.4081 | 0 | 150 | 1 | 154000 | FALSE
line_159_239 | bus_CND_159 | bus_CND_239 | 159 | 239 | 26.3179 | 1.3159 | 6.5795 | 0 | 800 | 1 | 345000 | FALSE
line_240_159 | bus_CND_240 | bus_CND_159 | 240 | 159 | 32.915 | 1.6458 | 8.2288 | 0 | 800 | 1 | 345000 | FALSE
line_159_158 | bus_CND_159 | bus_CND_158 | 159 | 158 | 13.9145 | 0.69572 | 3.4786 | 0 | 800 | 1 | 345000 | FALSE
line_68_165 | bus_SEL_068 | bus_GGD_165 | 68 | 165 | 6.4285 | 0.32143 | 1.6071 | 0 | 150 | 1 | 154000 | FALSE
line_147_134 | bus_JND_147 | bus_JND_134 | 147 | 134 | 16.3383 | 0.81692 | 4.0846 | 0 | 800 | 1 | 345000 | FALSE
line_241_242 | bus_GWD_241 | bus_GWD_242 | 241 | 242 | 32.2885 | 1.6144 | 8.0721 | 0 | 150 | 1 | 154000 | FALSE
line_243_237 | bus_JND_243 | bus_JND_237 | 243 | 237 | 19.1999 | 0.96 | 4.8 | 0 | 150 | 1 | 154000 | FALSE
line_243_143 | bus_JND_243 | bus_JND_143 | 243 | 143 | 34.3233 | 1.7162 | 8.5808 | 0 | 150 | 1 | 154000 | FALSE
line_243_243 | bus_JND_243 | bus_JND_243 | 243 | 243 | 1.5555 | 0.077776 | 0.38888 | 0 | 150 | 1 | 154000 | FALSE
line_237_244 | bus_JND_237 | bus_JND_244 | 237 | 244 | 36.8512 | 1.8426 | 9.2128 | 0 | 150 | 1 | 154000 | FALSE
line_136_243 | bus_JND_136 | bus_JND_243 | 136 | 243 | 1.688 | 0.084401 | 0.422 | 0 | 150 | 1 | 154000 | FALSE
line_238_245 | bus_JND_238 | bus_JND_245 | 238 | 245 | 22.2531 | 1.1127 | 5.5633 | 0 | 150 | 1 | 154000 | FALSE
line_245_245 | bus_JND_245 | bus_JND_245 | 245 | 245 | 0.24321 | 0.012161 | 0.060803 | 0 | 150 | 1 | 154000 | FALSE
line_92_92 | bus_GBD_092 | bus_GBD_092 | 92 | 92 | 0.63803 | 0.031901 | 0.15951 | 0 | 150 | 1 | 154000 | FALSE
line_161_161 | bus_CBD_161 | bus_CBD_161 | 161 | 161 | 8.5045 | 0.42523 | 2.1261 | 0 | 150 | 1 | 154000 | FALSE
line_246_161 | bus_GWD_246 | bus_CBD_161 | 246 | 161 | 37.4851 | 1.8743 | 9.3713 | 0 | 150 | 1 | 154000 | FALSE
line_25_18 | bus_CND_025 | bus_CND_018 | 25 | 18 | 11.6963 | 0.58481 | 2.9241 | 0 | 150 | 1 | 154000 | FALSE
line_64_64 | bus_GGD_064 | bus_GGD_064 | 64 | 64 | 0.064164 | 0.0032082 | 0.016041 | 0 | 150 | 1 | 154000 | FALSE
line_64_64 | bus_GGD_064 | bus_GGD_064 | 64 | 64 | 0.067316 | 0.0033658 | 0.016829 | 0 | 150 | 1 | 154000 | FALSE
line_64_179 | bus_GGD_064 | bus_ICN_179 | 64 | 179 | 5.2574 | 0.26287 | 1.3144 | 0 | 150 | 1 | 154000 | FALSE
line_247_248 | bus_JND_247 | bus_JND_248 | 247 | 248 | 30.8075 | 1.5404 | 7.7019 | 0 | 150 | 1 | 154000 | FALSE
line_245_207 | bus_JND_245 | bus_JND_207 | 245 | 207 | 19.906 | 0.9953 | 4.9765 | 0 | 150 | 1 | 154000 | FALSE
line_207_207 | bus_JND_207 | bus_JND_207 | 207 | 207 | 1.7117 | 0.085584 | 0.42792 | 0 | 150 | 1 | 154000 | FALSE
line_249_70 | bus_GWD_249 | bus_GWD_070 | 249 | 70 | 24.9109 | 1.2455 | 6.2277 | 0 | 150 | 1 | 154000 | FALSE
line_221_212 | bus_JND_221 | bus_GWJ_212 | 221 | 212 | 36.9225 | 1.8461 | 9.2306 | 0 | 150 | 1 | 154000 | FALSE
line_68_68 | bus_SEL_068 | bus_SEL_068 | 68 | 68 | 2.6661 | 0.13331 | 0.66653 | 0 | 150 | 1 | 154000 | FALSE
line_23_23 | bus_GGD_023 | bus_GGD_023 | 23 | 23 | 1.6591 | 0.082957 | 0.41479 | 0 | 800 | 1 | 345000 | FALSE
line_38_38 | bus_USN_038 | bus_USN_038 | 38 | 38 | 4.9181 | 0.2459 | 1.2295 | 0 | 800 | 1 | 345000 | FALSE
line_38_38 | bus_USN_038 | bus_USN_038 | 38 | 38 | 1.372 | 0.068599 | 0.34299 | 0 | 150 | 1 | 154000 | FALSE
line_211_211 | bus_JND_211 | bus_JND_211 | 211 | 211 | 0.64562 | 0.032281 | 0.16141 | 0 | 150 | 1 | 154000 | FALSE
line_250_250 | bus_CBD_250 | bus_CBD_250 | 250 | 250 | 3.1373 | 0.15687 | 0.78433 | 0 | 150 | 1 | 154000 | FALSE
line_38_38 | bus_USN_038 | bus_USN_038 | 38 | 38 | 2.5687 | 0.12843 | 0.64217 | 0 | 150 | 1 | 154000 | FALSE
line_38_39 | bus_USN_038 | bus_USN_039 | 38 | 39 | 0.25315 | 0.012658 | 0.063288 | 0 | 150 | 1 | 154000 | FALSE
line_15_15 | bus_CND_015 | bus_CND_015 | 15 | 15 | 4.1062 | 0.20531 | 1.0265 | 0 | 150 | 1 | 154000 | FALSE
line_251_251 | bus_GBD_251 | bus_GBD_251 | 251 | 251 | 0.6713 | 0.033565 | 0.16782 | 0 | 150 | 1 | 154000 | FALSE
line_95_114 | bus_GBD_095 | bus_GBD_114 | 95 | 114 | 10.779 | 0.53895 | 2.6947 | 0 | 800 | 1 | 345000 | FALSE
line_248_252 | bus_JND_248 | bus_JND_252 | 248 | 252 | 21.9896 | 1.0995 | 5.4974 | 0 | 150 | 1 | 154000 | FALSE
line_253_254 | bus_JND_253 | bus_JND_254 | 253 | 254 | 24.4081 | 1.2204 | 6.102 | 0 | 150 | 1 | 154000 | FALSE
line_255_253 | bus_JND_255 | bus_JND_253 | 255 | 253 | 6.4641 | 0.32321 | 1.616 | 0 | 150 | 1 | 154000 | FALSE
line_253_253 | bus_JND_253 | bus_JND_253 | 253 | 253 | 1.5783 | 0.078915 | 0.39457 | 0 | 150 | 1 | 154000 | FALSE
line_253_256 | bus_JND_253 | bus_JND_256 | 253 | 256 | 7.4053 | 0.37027 | 1.8513 | 0 | 150 | 1 | 154000 | FALSE
line_253_253 | bus_JND_253 | bus_JND_253 | 253 | 253 | 0.064526 | 0.0032263 | 0.016131 | 0 | 150 | 1 | 154000 | FALSE
line_253_253 | bus_JND_253 | bus_JND_253 | 253 | 253 | 0.33225 | 0.016612 | 0.083061 | 0 | 150 | 1 | 154000 | FALSE
line_253_253 | bus_JND_253 | bus_JND_253 | 253 | 253 | 4.4294 | 0.22147 | 1.1074 | 0 | 150 | 1 | 154000 | FALSE
line_255_252 | bus_JND_255 | bus_JND_252 | 255 | 252 | 16.55 | 0.8275 | 4.1375 | 0 | 150 | 1 | 154000 | FALSE
line_24_24 | bus_SJN_024 | bus_SJN_024 | 24 | 24 | 0.070384 | 0.0035192 | 0.017596 | 0 | 150 | 1 | 154000 | FALSE
line_24_257 | bus_SJN_024 | bus_SJN_257 | 24 | 257 | 17.2603 | 0.86302 | 4.3151 | 0 | 150 | 1 | 154000 | FALSE
line_21_21 | bus_GGD_021 | bus_GGD_021 | 21 | 21 | 0.079573 | 0.0039786 | 0.019893 | 0 | 800 | 1 | 345000 | FALSE
line_21_21 | bus_GGD_021 | bus_GGD_021 | 21 | 21 | 0.1074 | 0.0053699 | 0.026849 | 0 | 800 | 1 | 345000 | FALSE
line_21_21 | bus_GGD_021 | bus_GGD_021 | 21 | 21 | 4.0317 | 0.20158 | 1.0079 | 0 | 800 | 1 | 345000 | FALSE
line_21_21 | bus_GGD_021 | bus_GGD_021 | 21 | 21 | 2.412 | 0.1206 | 0.60301 | 0 | 800 | 1 | 345000 | FALSE
line_258_259 | bus_GWD_258 | bus_GBD_259 | 258 | 259 | 40.1959 | 2.0098 | 10.049 | 0 | 150 | 1 | 154000 | FALSE
line_260_258 | bus_GWD_260 | bus_GWD_258 | 260 | 258 | 59.7843 | 2.9892 | 14.9461 | 0 | 150 | 1 | 154000 | FALSE
line_260_260 | bus_GWD_260 | bus_GWD_260 | 260 | 260 | 1.561 | 0.078051 | 0.39025 | 0 | 150 | 1 | 154000 | FALSE
line_92_92 | bus_GBD_092 | bus_GBD_092 | 92 | 92 | 0.31414 | 0.015707 | 0.078536 | 0 | 150 | 1 | 154000 | FALSE
line_92_261 | bus_GBD_092 | bus_GBD_261 | 92 | 261 | 7.4976 | 0.37488 | 1.8744 | 0 | 150 | 1 | 154000 | FALSE
line_7_7 | bus_GGD_007 | bus_GGD_007 | 7 | 7 | 1.2824 | 0.064122 | 0.32061 | 0 | 150 | 1 | 154000 | FALSE
line_58_59 | bus_ICN_058 | bus_GGD_059 | 58 | 59 | 14.3698 | 0.71849 | 3.5924 | 0 | 800 | 1 | 345000 | FALSE
line_262_262 | bus_GWD_262 | bus_GWD_262 | 262 | 262 | 0.084017 | 0.0042009 | 0.021004 | 0 | 150 | 1 | 154000 | FALSE
line_59_64 | bus_GGD_059 | bus_GGD_064 | 59 | 64 | 19.8508 | 0.99254 | 4.9627 | 0 | 800 | 1 | 345000 | FALSE
line_263_264 | bus_GBD_263 | bus_GBD_264 | 263 | 264 | 37.3785 | 1.8689 | 9.3446 | 0 | 150 | 1 | 154000 | FALSE
line_263_265 | bus_GBD_263 | bus_GBD_265 | 263 | 265 | 31.1636 | 1.5582 | 7.7909 | 0 | 150 | 1 | 154000 | FALSE
line_263_266 | bus_GBD_263 | bus_GBD_266 | 263 | 266 | 35.8758 | 1.7938 | 8.969 | 0 | 150 | 1 | 154000 | FALSE
line_39_39 | bus_USN_039 | bus_USN_039 | 39 | 39 | 3.859 | 0.19295 | 0.96475 | 0 | 150 | 1 | 154000 | FALSE
line_39_39 | bus_USN_039 | bus_USN_039 | 39 | 39 | 2.3578 | 0.11789 | 0.58944 | 0 | 150 | 1 | 154000 | FALSE
line_41_108 | bus_BSN_041 | bus_USN_108 | 41 | 108 | 34.4643 | 1.7232 | 8.6161 | 0 | 800 | 1 | 345000 | FALSE
line_41_41 | bus_BSN_041 | bus_BSN_041 | 41 | 41 | 0.088165 | 0.0044082 | 0.022041 | 0 | 800 | 1 | 345000 | FALSE
line_41_41 | bus_BSN_041 | bus_BSN_041 | 41 | 41 | 0.08668 | 0.004334 | 0.02167 | 0 | 800 | 1 | 345000 | FALSE
line_41_41 | bus_BSN_041 | bus_BSN_041 | 41 | 41 | 0.084561 | 0.004228 | 0.02114 | 0 | 800 | 1 | 345000 | FALSE
line_41_41 | bus_BSN_041 | bus_BSN_041 | 41 | 41 | 0.092582 | 0.0046291 | 0.023145 | 0 | 800 | 1 | 345000 | FALSE
line_179_292 | bus_ICN_179 | bus_ICN_292 | 179 | 292 | 1.8822 | 0.094111 | 0.47056 | 0 | 150 | 1 | 154000 | FALSE
line_292_292 | bus_ICN_292 | bus_ICN_292 | 292 | 292 | 5.5332 | 0.27666 | 1.3833 | 0 | 800 | 1 | 345000 | FALSE
line_34_34 | bus_GBD_034 | bus_GBD_034 | 34 | 34 | 7.6396 | 0.38198 | 1.9099 | 0 | 150 | 1 | 154000 | FALSE
line_9_9 | bus_CND_009 | bus_CND_009 | 9 | 9 | 2.3397 | 0.11699 | 0.58493 | 0 | 150 | 1 | 154000 | FALSE
line_19_19 | bus_CND_019 | bus_CND_019 | 19 | 19 | 6.9263 | 0.34632 | 1.7316 | 0 | 150 | 1 | 154000 | FALSE
line_9_9 | bus_CND_009 | bus_CND_009 | 9 | 9 | 3.7637 | 0.18819 | 0.94093 | 0 | 150 | 1 | 154000 | FALSE
line_18_9 | bus_CND_018 | bus_CND_009 | 18 | 9 | 9.8794 | 0.49397 | 2.4699 | 0 | 800 | 1 | 345000 | FALSE
line_254_209 | bus_JND_254 | bus_JND_209 | 254 | 209 | 40.3943 | 2.0197 | 10.0986 | 0 | 150 | 1 | 154000 | FALSE
line_267_268 | bus_CND_267 | bus_CND_268 | 267 | 268 | 13.7863 | 0.68932 | 3.4466 | 0 | 150 | 1 | 154000 | FALSE
line_269_269 | bus_JBD_269 | bus_JBD_269 | 269 | 269 | 0.21463 | 0.010732 | 0.053658 | 0 | 150 | 1 | 154000 | FALSE
line_269_121 | bus_JBD_269 | bus_JBD_121 | 269 | 121 | 49.5016 | 2.4751 | 12.3754 | 0 | 150 | 1 | 154000 | FALSE
line_269_270 | bus_JBD_269 | bus_JBD_270 | 269 | 270 | 11.1201 | 0.55601 | 2.78 | 0 | 150 | 1 | 154000 | FALSE
line_271_272 | bus_JBD_271 | bus_CND_272 | 271 | 272 | 16.1626 | 0.80813 | 4.0407 | 0 | 150 | 1 | 154000 | FALSE
line_64_64 | bus_GGD_064 | bus_GGD_064 | 64 | 64 | 3.9508 | 0.19754 | 0.98769 | 0 | 150 | 1 | 154000 | FALSE
line_152_152 | bus_GGD_152 | bus_GGD_152 | 152 | 152 | 12.1338 | 0.60669 | 3.0335 | 0 | 150 | 1 | 154000 | FALSE
line_41_41 | bus_BSN_041 | bus_BSN_041 | 41 | 41 | 1.5796 | 0.078981 | 0.39491 | 0 | 3500 | 1 | 765000 | FALSE
line_210_273 | bus_GGD_210 | bus_GGD_273 | 210 | 273 | 13.6432 | 0.68216 | 3.4108 | 0 | 150 | 1 | 154000 | FALSE
line_68_68 | bus_SEL_068 | bus_SEL_068 | 68 | 68 | 2.7803 | 0.13902 | 0.69508 | 0 | 150 | 1 | 154000 | FALSE
line_86_86 | bus_JJD_086 | bus_JJD_086 | 86 | 86 | 3.8636 | 0.19318 | 0.96589 | 0 | 150 | 1 | 154000 | FALSE
line_88_88 | bus_JJD_088 | bus_JJD_088 | 88 | 88 | 0.31389 | 0.015695 | 0.078473 | 0 | 150 | 1 | 154000 | FALSE
line_87_87 | bus_JJD_087 | bus_JJD_087 | 87 | 87 | 4.6982 | 0.23491 | 1.1746 | 0 | 150 | 1 | 154000 | FALSE
line_87_87 | bus_JJD_087 | bus_JJD_087 | 87 | 87 | 2.7999 | 0.14 | 0.69998 | 0 | 150 | 1 | 154000 | FALSE
line_274_274 | bus_CBD_274 | bus_CBD_274 | 274 | 274 | 0.6984 | 0.03492 | 0.1746 | 0 | 150 | 1 | 154000 | FALSE
line_274_275 | bus_CBD_274 | bus_CBD_275 | 274 | 275 | 13.6969 | 0.68484 | 3.4242 | 0 | 150 | 1 | 154000 | FALSE
line_219_275 | bus_CBD_219 | bus_CBD_275 | 219 | 275 | 14.1156 | 0.70578 | 3.5289 | 0 | 150 | 1 | 154000 | FALSE
line_276_274 | bus_CBD_276 | bus_CBD_274 | 276 | 274 | 18.9432 | 0.94716 | 4.7358 | 0 | 150 | 1 | 154000 | FALSE
line_152_152 | bus_GGD_152 | bus_GGD_152 | 152 | 152 | 0.31009 | 0.015505 | 0.077523 | 0 | 150 | 1 | 154000 | FALSE
line_11_116 | bus_CBD_011 | bus_CBD_116 | 11 | 116 | 25.3725 | 1.2686 | 6.3431 | 0 | 800 | 1 | 345000 | FALSE
line_11_11 | bus_CBD_011 | bus_CBD_011 | 11 | 11 | 2.5932 | 0.12966 | 0.6483 | 0 | 800 | 1 | 345000 | FALSE
line_9_178 | bus_CND_009 | bus_GGD_178 | 9 | 178 | 59.3418 | 2.9671 | 14.8355 | 0 | 800 | 1 | 345000 | FALSE
line_277_278 | bus_JBD_277 | bus_JBD_278 | 277 | 278 | 11.5765 | 0.57883 | 2.8941 | 0 | 150 | 1 | 154000 | FALSE
line_7_7 | bus_GGD_007 | bus_GGD_007 | 7 | 7 | 5.9185 | 0.29593 | 1.4796 | 0 | 150 | 1 | 154000 | FALSE
line_279_280 | bus_GWD_279 | bus_GWD_280 | 279 | 280 | 17.5967 | 0.87983 | 4.3992 | 0 | 150 | 1 | 154000 | FALSE
line_281_258 | bus_GBD_281 | bus_GWD_258 | 281 | 258 | 12.1173 | 0.60587 | 3.0293 | 0 | 150 | 1 | 154000 | FALSE
line_147_147 | bus_JND_147 | bus_JND_147 | 147 | 147 | 2.8471 | 0.14236 | 0.71178 | 0 | 150 | 1 | 154000 | FALSE
line_234_234 | bus_GGD_234 | bus_GGD_234 | 234 | 234 | 2.3926 | 0.11963 | 0.59816 | 0 | 800 | 1 | 345000 | FALSE
line_316_316 | bus_GGD_316 | bus_GGD_316 | 316 | 316 | 0.081157 | 0.0040579 | 0.020289 | 0 | 150 | 1 | 154000 | FALSE
line_178_64 | bus_GGD_178 | bus_GGD_064 | 178 | 64 | 8.7676 | 0.43838 | 2.1919 | 0 | 800 | 1 | 345000 | FALSE
line_178_322 | bus_GGD_178 | bus_GGD_322 | 178 | 322 | 4.3044 | 0.21522 | 1.0761 | 0 | 150 | 1 | 154000 | FALSE
line_84_282 | bus_JJD_084 | bus_JJD_282 | 84 | 282 | 5.9132 | 0.29566 | 1.4783 | 0 | 150 | 1 | 154000 | FALSE
line_28_153 | bus_GGD_028 | bus_GGD_153 | 28 | 153 | 19.4052 | 0.97026 | 4.8513 | 0 | 800 | 1 | 345000 | FALSE
line_47_264 | bus_GBD_047 | bus_GBD_264 | 47 | 264 | 47.6605 | 2.383 | 11.9151 | 0 | 150 | 1 | 154000 | FALSE
line_283_74 | bus_GBD_283 | bus_GBD_074 | 283 | 74 | 8.3346 | 0.41673 | 2.0836 | 0 | 150 | 1 | 154000 | FALSE
line_284_283 | bus_GBD_284 | bus_GBD_283 | 284 | 283 | 26.8988 | 1.3449 | 6.7247 | 0 | 150 | 1 | 154000 | FALSE
line_284_285 | bus_GBD_284 | bus_GBD_285 | 284 | 285 | 61.8735 | 3.0937 | 15.4684 | 0 | 150 | 1 | 154000 | FALSE
line_284_286 | bus_GBD_284 | bus_GBD_286 | 284 | 286 | 8.9609 | 0.44804 | 2.2402 | 0 | 150 | 1 | 154000 | FALSE
line_21_21 | bus_GGD_021 | bus_GGD_021 | 21 | 21 | 4.1354 | 0.20677 | 1.0338 | 0 | 150 | 1 | 154000 | FALSE
line_95_192 | bus_GBD_095 | bus_GBD_192 | 95 | 192 | 26.7159 | 1.3358 | 6.679 | 0 | 800 | 1 | 345000 | FALSE
line_144_144 | bus_JBD_144 | bus_JBD_144 | 144 | 144 | 8.8043 | 0.44022 | 2.2011 | 0 | 150 | 1 | 154000 | FALSE
line_234_168 | bus_GGD_234 | bus_GGD_168 | 234 | 168 | 17.3598 | 0.86799 | 4.34 | 0 | 800 | 1 | 345000 | FALSE
line_234_187 | bus_GGD_234 | bus_GGD_187 | 234 | 187 | 24.2346 | 1.2117 | 6.0587 | 0 | 150 | 1 | 154000 | FALSE
line_187_164 | bus_GGD_187 | bus_GBD_164 | 187 | 164 | 8.9353 | 0.44677 | 2.2338 | 0 | 150 | 1 | 154000 | FALSE
line_165_165 | bus_GGD_165 | bus_GGD_165 | 165 | 165 | 0.052927 | 0.0026463 | 0.013232 | 0 | 150 | 1 | 154000 | FALSE
line_287_288 | bus_JBD_287 | bus_JBD_288 | 287 | 288 | 18.9073 | 0.94537 | 4.7268 | 0 | 150 | 1 | 154000 | FALSE
line_43_43 | bus_GWJ_043 | bus_GWJ_043 | 43 | 43 | 0.40962 | 0.020481 | 0.10241 | 0 | 150 | 1 | 154000 | FALSE
line_43_43 | bus_GWJ_043 | bus_GWJ_043 | 43 | 43 | 0.32878 | 0.016439 | 0.082196 | 0 | 150 | 1 | 154000 | FALSE
line_144_53 | bus_JBD_144 | bus_JBD_053 | 144 | 53 | 13.1738 | 0.65869 | 3.2935 | 0 | 150 | 1 | 154000 | FALSE
line_192_192 | bus_GBD_192 | bus_GBD_192 | 192 | 192 | 0.11802 | 0.0059009 | 0.029505 | 0 | 800 | 1 | 345000 | FALSE
line_192_192 | bus_GBD_192 | bus_GBD_192 | 192 | 192 | 0.094701 | 0.004735 | 0.023675 | 0 | 800 | 1 | 345000 | FALSE
line_92_92 | bus_GBD_092 | bus_GBD_092 | 92 | 92 | 4.2461 | 0.2123 | 1.0615 | 0 | 150 | 1 | 154000 | FALSE
line_92_92 | bus_GBD_092 | bus_GBD_092 | 92 | 92 | 3.4461 | 0.17231 | 0.86153 | 0 | 150 | 1 | 154000 | FALSE
line_171_260 | bus_GWD_171 | bus_GWD_260 | 171 | 260 | 92.5402 | 4.627 | 23.1351 | 0 | 150 | 1 | 154000 | FALSE
line_289_289 | bus_GWD_289 | bus_GWD_289 | 289 | 289 | 1.7571 | 0.087853 | 0.43926 | 0 | 150 | 1 | 154000 | FALSE
line_0_0 | bus_GWD_000 | bus_GWD_000 | 0 | 0 | 0.34944 | 0.017472 | 0.087361 | 0 | 800 | 1 | 345000 | FALSE
line_21_21 | bus_GGD_021 | bus_GGD_021 | 21 | 21 | 5.7712 | 0.28856 | 1.4428 | 0 | 150 | 1 | 154000 | FALSE
line_112_180 | bus_GBD_112 | bus_GND_180 | 112 | 180 | 16.1214 | 0.80607 | 4.0303 | 0 | 800 | 1 | 345000 | FALSE
line_4_116 | bus_DJN_004 | bus_CBD_116 | 4 | 116 | 14.7428 | 0.73714 | 3.6857 | 0 | 800 | 1 | 345000 | FALSE
line_161_290 | bus_CBD_161 | bus_CBD_290 | 161 | 290 | 19.5706 | 0.97853 | 4.8927 | 0 | 150 | 1 | 154000 | FALSE
line_161_161 | bus_CBD_161 | bus_CBD_161 | 161 | 161 | 2.8237 | 0.14118 | 0.70592 | 0 | 150 | 1 | 154000 | FALSE
line_73_73 | bus_GBD_073 | bus_GBD_073 | 73 | 73 | 0.38832 | 0.019416 | 0.097081 | 0 | 800 | 1 | 345000 | FALSE
line_192_192 | bus_GBD_192 | bus_GBD_192 | 192 | 192 | 3.9167 | 0.19583 | 0.97917 | 0 | 150 | 1 | 154000 | FALSE
line_192_192 | bus_GBD_192 | bus_GBD_192 | 192 | 192 | 2.8456 | 0.14228 | 0.71141 | 0 | 150 | 1 | 154000 | FALSE
line_192_192 | bus_GBD_192 | bus_GBD_192 | 192 | 192 | 0.10674 | 0.0053371 | 0.026686 | 0 | 150 | 1 | 154000 | FALSE
line_192_192 | bus_GBD_192 | bus_GBD_192 | 192 | 192 | 0.1177 | 0.0058849 | 0.029424 | 0 | 150 | 1 | 154000 | FALSE
line_95_291 | bus_GBD_095 | bus_GBD_291 | 95 | 291 | 49.453 | 2.4726 | 12.3632 | 0 | 150 | 1 | 154000 | FALSE
line_187_30 | bus_GGD_187 | bus_GGD_030 | 187 | 30 | 7.8942 | 0.39471 | 1.9736 | 0 | 800 | 1 | 345000 | FALSE
line_27_11 | bus_CBD_027 | bus_CBD_011 | 27 | 11 | 7.3657 | 0.36828 | 1.8414 | 0 | 800 | 1 | 345000 | FALSE
line_47_47 | bus_GBD_047 | bus_GBD_047 | 47 | 47 | 0.99434 | 0.049717 | 0.24858 | 0 | 800 | 1 | 345000 | FALSE
line_47_47 | bus_GBD_047 | bus_GBD_047 | 47 | 47 | 0.17664 | 0.0088318 | 0.044159 | 0 | 3500 | 1 | 765000 | FALSE
line_47_47 | bus_GBD_047 | bus_GBD_047 | 47 | 47 | 0.2049 | 0.010245 | 0.051225 | 0 | 3500 | 1 | 765000 | FALSE
line_47_47 | bus_GBD_047 | bus_GBD_047 | 47 | 47 | 0.98354 | 0.049177 | 0.24589 | 0 | 800 | 1 | 345000 | FALSE
line_1_1 | bus_GGD_001 | bus_GGD_001 | 1 | 1 | 0.24604 | 0.012302 | 0.06151 | 0 | 800 | 1 | 345000 | FALSE
line_1_1 | bus_GGD_001 | bus_GGD_001 | 1 | 1 | 0.25459 | 0.01273 | 0.063648 | 0 | 800 | 1 | 345000 | FALSE
line_30_30 | bus_GGD_030 | bus_GGD_030 | 30 | 30 | 0.080144 | 0.0040072 | 0.020036 | 0 | 800 | 1 | 345000 | FALSE
line_30_30 | bus_GGD_030 | bus_GGD_030 | 30 | 30 | 0.079547 | 0.0039773 | 0.019887 | 0 | 800 | 1 | 345000 | FALSE
line_30_30 | bus_GGD_030 | bus_GGD_030 | 30 | 30 | 0.080364 | 0.0040182 | 0.020091 | 0 | 800 | 1 | 345000 | FALSE
line_30_30 | bus_GGD_030 | bus_GGD_030 | 30 | 30 | 0.081399 | 0.0040699 | 0.02035 | 0 | 800 | 1 | 345000 | FALSE
line_30_30 | bus_GGD_030 | bus_GGD_030 | 30 | 30 | 4.6788 | 0.23394 | 1.1697 | 0 | 800 | 1 | 345000 | FALSE
line_324_292 | bus_ICN_324 | bus_ICN_292 | 324 | 292 | 13.8948 | 0.69474 | 3.4737 | 0 | 800 | 1 | 345000 | FALSE
line_292_292 | bus_ICN_292 | bus_ICN_292 | 292 | 292 | 3.6292 | 0.18146 | 0.9073 | 0 | 150 | 1 | 154000 | FALSE
line_293_111 | bus_GND_293 | bus_GND_111 | 293 | 111 | 44.8205 | 2.241 | 11.2051 | 0 | 800 | 1 | 345000 | FALSE
line_294_295 | bus_GBD_294 | bus_GBD_295 | 294 | 295 | 20.7979 | 1.0399 | 5.1995 | 0 | 800 | 1 | 345000 | FALSE
line_294_294 | bus_GBD_294 | bus_GBD_294 | 294 | 294 | 0.13269 | 0.0066347 | 0.033174 | 0 | 800 | 1 | 345000 | FALSE
line_294_294 | bus_GBD_294 | bus_GBD_294 | 294 | 294 | 0.13285 | 0.0066424 | 0.033212 | 0 | 800 | 1 | 345000 | FALSE
line_2_2 | bus_GND_002 | bus_GND_002 | 2 | 2 | 0.051795 | 0.0025897 | 0.012949 | 0 | 150 | 1 | 154000 | FALSE
line_2_2 | bus_GND_002 | bus_GND_002 | 2 | 2 | 0.83956 | 0.041978 | 0.20989 | 0 | 150 | 1 | 154000 | FALSE
line_2_114 | bus_GND_002 | bus_GBD_114 | 2 | 114 | 13.5682 | 0.67841 | 3.392 | 0 | 800 | 1 | 345000 | FALSE
line_33_35 | bus_GBD_033 | bus_GBD_035 | 33 | 35 | 15.3515 | 0.76757 | 3.8379 | 0 | 800 | 1 | 345000 | FALSE
line_39_35 | bus_USN_039 | bus_GBD_035 | 39 | 35 | 12.8559 | 0.64279 | 3.214 | 0 | 800 | 1 | 345000 | FALSE
line_38_38 | bus_USN_038 | bus_USN_038 | 38 | 38 | 2.9911 | 0.14955 | 0.74777 | 0 | 800 | 1 | 345000 | FALSE
line_127_127 | bus_GND_127 | bus_GND_127 | 127 | 127 | 1.7674 | 0.088371 | 0.44185 | 0 | 800 | 1 | 345000 | FALSE
line_124_127 | bus_GND_124 | bus_GND_127 | 124 | 127 | 19.1174 | 0.95587 | 4.7794 | 0 | 800 | 1 | 345000 | FALSE
line_124_124 | bus_GND_124 | bus_GND_124 | 124 | 124 | 3.431 | 0.17155 | 0.85775 | 0 | 800 | 1 | 345000 | FALSE
line_190_190 | bus_BSN_190 | bus_BSN_190 | 190 | 190 | 0.09123 | 0.0045615 | 0.022808 | 0 | 150 | 1 | 154000 | FALSE
line_190_190 | bus_BSN_190 | bus_BSN_190 | 190 | 190 | 2.2072 | 0.11036 | 0.5518 | 0 | 150 | 1 | 154000 | FALSE
line_10_98 | bus_CBD_010 | bus_CBD_098 | 10 | 98 | 35.7705 | 1.7885 | 8.9426 | 0 | 800 | 1 | 345000 | FALSE
line_180_99 | bus_GND_180 | bus_GBD_099 | 180 | 99 | 45.607 | 2.2804 | 11.4018 | 0 | 800 | 1 | 345000 | FALSE
line_93_112 | bus_GBD_093 | bus_GBD_112 | 93 | 112 | 9.73 | 0.4865 | 2.4325 | 0 | 800 | 1 | 345000 | FALSE
line_296_98 | bus_JBD_296 | bus_CBD_098 | 296 | 98 | 23.8525 | 1.1926 | 5.9631 | 0 | 800 | 1 | 345000 | FALSE
line_297_297 | bus_GND_297 | bus_GND_297 | 297 | 297 | 0.94761 | 0.047381 | 0.2369 | 0 | 150 | 1 | 154000 | FALSE
line_298_298 | bus_GND_298 | bus_GND_298 | 298 | 298 | 2.3839 | 0.1192 | 0.59598 | 0 | 150 | 1 | 154000 | FALSE
line_298_298 | bus_GND_298 | bus_GND_298 | 298 | 298 | 0.45704 | 0.022852 | 0.11426 | 0 | 150 | 1 | 154000 | FALSE
line_298_298 | bus_GND_298 | bus_GND_298 | 298 | 298 | 0.43085 | 0.021542 | 0.10771 | 0 | 150 | 1 | 154000 | FALSE
line_297_297 | bus_GND_297 | bus_GND_297 | 297 | 297 | 2.9083 | 0.14541 | 0.72707 | 0 | 150 | 1 | 154000 | FALSE
line_297_298 | bus_GND_297 | bus_GND_298 | 297 | 298 | 27.5105 | 1.3755 | 6.8776 | 0 | 150 | 1 | 154000 | FALSE
line_126_297 | bus_GND_126 | bus_GND_297 | 126 | 297 | 21.5222 | 1.0761 | 5.3806 | 0 | 150 | 1 | 154000 | FALSE
line_99_102 | bus_GBD_099 | bus_GBD_102 | 99 | 102 | 16.3936 | 0.81968 | 4.0984 | 0 | 800 | 1 | 345000 | FALSE
line_6_21 | bus_GGD_006 | bus_GGD_021 | 6 | 21 | 9.2074 | 0.46037 | 2.3018 | 0 | 150 | 1 | 154000 | FALSE
line_153_153 | bus_GGD_153 | bus_GGD_153 | 153 | 153 | 0.96646 | 0.048323 | 0.24162 | 0 | 800 | 1 | 345000 | FALSE
line_324_292 | bus_ICN_324 | bus_ICN_292 | 324 | 292 | 7.4409 | 0.37205 | 1.8602 | 0 | 150 | 1 | 154000 | FALSE
line_160_160 | bus_GGD_160 | bus_GGD_160 | 160 | 160 | 9.8947 | 0.49474 | 2.4737 | 0 | 800 | 1 | 345000 | FALSE
line_23_299 | bus_GGD_023 | bus_GGD_299 | 23 | 299 | 22.0295 | 1.1015 | 5.5074 | 0 | 800 | 1 | 345000 | FALSE
line_300_300 | bus_GGD_300 | bus_GGD_300 | 300 | 300 | 0.14876 | 0.0074379 | 0.03719 | 0 | 150 | 1 | 154000 | FALSE
line_300_300 | bus_GGD_300 | bus_GGD_300 | 300 | 300 | 0.54909 | 0.027454 | 0.13727 | 0 | 150 | 1 | 154000 | FALSE
line_23_23 | bus_GGD_023 | bus_GGD_023 | 23 | 23 | 2.4768 | 0.12384 | 0.61919 | 0 | 800 | 1 | 345000 | FALSE
line_23_23 | bus_GGD_023 | bus_GGD_023 | 23 | 23 | 3.8254 | 0.19127 | 0.95636 | 0 | 150 | 1 | 154000 | FALSE
line_152_152 | bus_GGD_152 | bus_GGD_152 | 152 | 152 | 2.0676 | 0.10338 | 0.51691 | 0 | 800 | 1 | 345000 | FALSE
line_152_152 | bus_GGD_152 | bus_GGD_152 | 152 | 152 | 2.8218 | 0.14109 | 0.70545 | 0 | 800 | 1 | 345000 | FALSE
line_21_21 | bus_GGD_021 | bus_GGD_021 | 21 | 21 | 4.4422 | 0.22211 | 1.1105 | 0 | 150 | 1 | 154000 | FALSE
line_21_21 | bus_GGD_021 | bus_GGD_021 | 21 | 21 | 0.83598 | 0.041799 | 0.209 | 0 | 800 | 1 | 345000 | FALSE
line_189_301 | bus_GGD_189 | bus_GGD_301 | 189 | 301 | 15.1585 | 0.75792 | 3.7896 | 0 | 150 | 1 | 154000 | FALSE
line_301_301 | bus_GGD_301 | bus_GGD_301 | 301 | 301 | 0.20613 | 0.010307 | 0.051534 | 0 | 150 | 1 | 154000 | FALSE
line_301_301 | bus_GGD_301 | bus_GGD_301 | 301 | 301 | 0.17223 | 0.0086114 | 0.043057 | 0 | 150 | 1 | 154000 | FALSE
line_316_316 | bus_GGD_316 | bus_GGD_316 | 316 | 316 | 1.7733 | 0.088663 | 0.44331 | 0 | 150 | 1 | 154000 | FALSE
line_302_303 | bus_CND_302 | bus_CND_303 | 302 | 303 | 8.7718 | 0.43859 | 2.193 | 0 | 150 | 1 | 154000 | FALSE
line_304_12 | bus_CND_304 | bus_CND_012 | 304 | 12 | 16.0741 | 0.8037 | 4.0185 | 0 | 150 | 1 | 154000 | FALSE
line_305_52 | bus_CND_305 | bus_CND_052 | 305 | 52 | 13.7671 | 0.68836 | 3.4418 | 0 | 150 | 1 | 154000 | FALSE
line_135_135 | bus_CND_135 | bus_CND_135 | 135 | 135 | 0.182 | 0.0091002 | 0.045501 | 0 | 150 | 1 | 154000 | FALSE
line_8_302 | bus_CND_008 | bus_CND_302 | 8 | 302 | 21.3283 | 1.0664 | 5.3321 | 0 | 150 | 1 | 154000 | FALSE
line_302_304 | bus_CND_302 | bus_CND_304 | 302 | 304 | 7.146 | 0.3573 | 1.7865 | 0 | 150 | 1 | 154000 | FALSE
line_304_304 | bus_CND_304 | bus_CND_304 | 304 | 304 | 3.3922 | 0.16961 | 0.84805 | 0 | 150 | 1 | 154000 | FALSE
line_304_304 | bus_CND_304 | bus_CND_304 | 304 | 304 | 0.30949 | 0.015475 | 0.077374 | 0 | 150 | 1 | 154000 | FALSE
line_304_304 | bus_CND_304 | bus_CND_304 | 304 | 304 | 0.32421 | 0.016211 | 0.081053 | 0 | 150 | 1 | 154000 | FALSE
line_25_25 | bus_CND_025 | bus_CND_025 | 25 | 25 | 3.9453 | 0.19727 | 0.98634 | 0 | 150 | 1 | 154000 | FALSE
line_249_249 | bus_GWD_249 | bus_GWD_249 | 249 | 249 | 0.94259 | 0.047129 | 0.23565 | 0 | 150 | 1 | 154000 | FALSE
line_70_70 | bus_GWD_070 | bus_GWD_070 | 70 | 70 | 1.6037 | 0.080183 | 0.40092 | 0 | 150 | 1 | 154000 | FALSE
line_306_196 | bus_GWD_306 | bus_GWD_196 | 306 | 196 | 42.8703 | 2.1435 | 10.7176 | 0 | 150 | 1 | 154000 | FALSE
line_55_306 | bus_GWD_055 | bus_GWD_306 | 55 | 306 | 50.8503 | 2.5425 | 12.7126 | 0 | 150 | 1 | 154000 | FALSE
line_306_306 | bus_GWD_306 | bus_GWD_306 | 306 | 306 | 2.4354 | 0.12177 | 0.60885 | 0 | 150 | 1 | 154000 | FALSE
line_307_308 | bus_GWD_307 | bus_GWD_308 | 307 | 308 | 50.0023 | 2.5001 | 12.5006 | 0 | 150 | 1 | 154000 | FALSE
line_309_279 | bus_GWD_309 | bus_GWD_279 | 309 | 279 | 38.7261 | 1.9363 | 9.6815 | 0 | 150 | 1 | 154000 | FALSE
line_306_309 | bus_GWD_306 | bus_GWD_309 | 306 | 309 | 20.4873 | 1.0244 | 5.1218 | 0 | 150 | 1 | 154000 | FALSE
line_306_308 | bus_GWD_306 | bus_GWD_308 | 306 | 308 | 37.5609 | 1.878 | 9.3902 | 0 | 150 | 1 | 154000 | FALSE
line_232_232 | bus_GWD_232 | bus_GWD_232 | 232 | 232 | 2.0762 | 0.10381 | 0.51906 | 0 | 150 | 1 | 154000 | FALSE
line_152_152 | bus_GGD_152 | bus_GGD_152 | 152 | 152 | 4.7663 | 0.23832 | 1.1916 | 0 | 150 | 1 | 154000 | FALSE
line_152_152 | bus_GGD_152 | bus_GGD_152 | 152 | 152 | 0.11379 | 0.0056897 | 0.028448 | 0 | 150 | 1 | 154000 | FALSE
line_152_152 | bus_GGD_152 | bus_GGD_152 | 152 | 152 | 2.8158 | 0.14079 | 0.70394 | 0 | 150 | 1 | 154000 | FALSE
line_292_292 | bus_ICN_292 | bus_ICN_292 | 292 | 292 | 3.297 | 0.16485 | 0.82424 | 0 | 150 | 1 | 154000 | FALSE
line_31_31 | bus_GGD_031 | bus_GGD_031 | 31 | 31 | 0.79302 | 0.039651 | 0.19825 | 0 | 150 | 1 | 154000 | FALSE
line_193_69 | bus_GWD_193 | bus_GWD_069 | 193 | 69 | 10.516 | 0.5258 | 2.629 | 0 | 150 | 1 | 154000 | FALSE
line_69_69 | bus_GWD_069 | bus_GWD_069 | 69 | 69 | 2.5932 | 0.12966 | 0.64829 | 0 | 150 | 1 | 154000 | FALSE
line_280_170 | bus_GWD_280 | bus_GWD_170 | 280 | 170 | 39.2943 | 1.9647 | 9.8236 | 0 | 150 | 1 | 154000 | FALSE
line_280_280 | bus_GWD_280 | bus_GWD_280 | 280 | 280 | 0.213 | 0.01065 | 0.053251 | 0 | 150 | 1 | 154000 | FALSE
line_280_280 | bus_GWD_280 | bus_GWD_280 | 280 | 280 | 0.20813 | 0.010407 | 0.052034 | 0 | 150 | 1 | 154000 | FALSE
line_280_280 | bus_GWD_280 | bus_GWD_280 | 280 | 280 | 1.5759 | 0.078794 | 0.39397 | 0 | 150 | 1 | 154000 | FALSE
line_310_188 | bus_GWD_310 | bus_GWD_188 | 310 | 188 | 4.0188 | 0.20094 | 1.0047 | 0 | 150 | 1 | 154000 | FALSE
line_188_188 | bus_GWD_188 | bus_GWD_188 | 188 | 188 | 5.131 | 0.25655 | 1.2828 | 0 | 150 | 1 | 154000 | FALSE
line_310_310 | bus_GWD_310 | bus_GWD_310 | 310 | 310 | 7.8683 | 0.39341 | 1.9671 | 0 | 150 | 1 | 154000 | FALSE
line_188_311 | bus_GWD_188 | bus_GWD_311 | 188 | 311 | 13.5311 | 0.67655 | 3.3828 | 0 | 150 | 1 | 154000 | FALSE
line_312_186 | bus_GWD_312 | bus_GWD_186 | 312 | 186 | 7.0518 | 0.35259 | 1.7629 | 0 | 800 | 1 | 345000 | FALSE
line_166_186 | bus_GGD_166 | bus_GWD_186 | 166 | 186 | 8.0638 | 0.40319 | 2.0159 | 0 | 150 | 1 | 154000 | FALSE
line_313_310 | bus_GWD_313 | bus_GWD_310 | 313 | 310 | 18.2456 | 0.91228 | 4.5614 | 0 | 150 | 1 | 154000 | FALSE
line_188_412 | bus_GWD_188 | bus_GWD_412 | 188 | 412 | 4.613 | 0.23065 | 1.1533 | 0 | 150 | 1 | 154000 | FALSE
line_1_312 | bus_GGD_001 | bus_GWD_312 | 1 | 312 | 10.659 | 0.53295 | 2.6648 | 0 | 800 | 1 | 345000 | FALSE
line_312_312 | bus_GWD_312 | bus_GWD_312 | 312 | 312 | 3.0098 | 0.15049 | 0.75245 | 0 | 150 | 1 | 154000 | FALSE
line_313_307 | bus_GWD_313 | bus_GWD_307 | 313 | 307 | 6.55 | 0.3275 | 1.6375 | 0 | 150 | 1 | 154000 | FALSE
line_188_188 | bus_GWD_188 | bus_GWD_188 | 188 | 188 | 4.1141 | 0.20571 | 1.0285 | 0 | 150 | 1 | 154000 | FALSE
line_313_188 | bus_GWD_313 | bus_GWD_188 | 313 | 188 | 19.5972 | 0.97986 | 4.8993 | 0 | 150 | 1 | 154000 | FALSE
line_314_314 | bus_GGD_314 | bus_GGD_314 | 314 | 314 | 0.27929 | 0.013964 | 0.069822 | 0 | 150 | 1 | 154000 | FALSE
line_314_314 | bus_GGD_314 | bus_GGD_314 | 314 | 314 | 0.305 | 0.01525 | 0.07625 | 0 | 150 | 1 | 154000 | FALSE
line_314_314 | bus_GGD_314 | bus_GGD_314 | 314 | 314 | 1.4706 | 0.073528 | 0.36764 | 0 | 150 | 1 | 154000 | FALSE
line_168_315 | bus_GGD_168 | bus_GGD_315 | 168 | 315 | 8.075 | 0.40375 | 2.0187 | 0 | 150 | 1 | 154000 | FALSE
line_315_315 | bus_GGD_315 | bus_GGD_315 | 315 | 315 | 0.13607 | 0.0068034 | 0.034017 | 0 | 150 | 1 | 154000 | FALSE
line_315_315 | bus_GGD_315 | bus_GGD_315 | 315 | 315 | 0.13033 | 0.0065163 | 0.032582 | 0 | 150 | 1 | 154000 | FALSE
line_187_31 | bus_GGD_187 | bus_GGD_031 | 187 | 31 | 16.2244 | 0.81122 | 4.0561 | 0 | 150 | 1 | 154000 | FALSE
line_195_195 | bus_GGD_195 | bus_GGD_195 | 195 | 195 | 0.36772 | 0.018386 | 0.09193 | 0 | 150 | 1 | 154000 | FALSE
line_316_178 | bus_GGD_316 | bus_GGD_178 | 316 | 178 | 7.379 | 0.36895 | 1.8447 | 0 | 150 | 1 | 154000 | FALSE
line_153_153 | bus_GGD_153 | bus_GGD_153 | 153 | 153 | 2.6427 | 0.13213 | 0.66067 | 0 | 150 | 1 | 154000 | FALSE
line_153_153 | bus_GGD_153 | bus_GGD_153 | 153 | 153 | 1.684 | 0.084201 | 0.42101 | 0 | 800 | 1 | 345000 | FALSE
line_322_153 | bus_GGD_322 | bus_GGD_153 | 322 | 153 | 4.9363 | 0.24682 | 1.2341 | 0 | 150 | 1 | 154000 | FALSE
line_317_153 | bus_GGD_317 | bus_GGD_153 | 317 | 153 | 24.9928 | 1.2496 | 6.2482 | 0 | 150 | 1 | 154000 | FALSE
line_153_153 | bus_GGD_153 | bus_GGD_153 | 153 | 153 | 7.2954 | 0.36477 | 1.8239 | 0 | 150 | 1 | 154000 | FALSE
line_64_64 | bus_GGD_064 | bus_GGD_064 | 64 | 64 | 1.4729 | 0.073643 | 0.36822 | 0 | 150 | 1 | 154000 | FALSE
line_64_64 | bus_GGD_064 | bus_GGD_064 | 64 | 64 | 0.76005 | 0.038002 | 0.19001 | 0 | 150 | 1 | 154000 | FALSE
line_318_319 | bus_CND_318 | bus_CND_319 | 318 | 319 | 22.9177 | 1.1459 | 5.7294 | 0 | 150 | 1 | 154000 | FALSE
line_318_318 | bus_CND_318 | bus_CND_318 | 318 | 318 | 0.096429 | 0.0048214 | 0.024107 | 0 | 150 | 1 | 154000 | FALSE
line_318_318 | bus_CND_318 | bus_CND_318 | 318 | 318 | 0.10814 | 0.0054072 | 0.027036 | 0 | 150 | 1 | 154000 | FALSE
line_320_159 | bus_CND_320 | bus_CND_159 | 320 | 159 | 17.0409 | 0.85204 | 4.2602 | 0 | 150 | 1 | 154000 | FALSE
line_12_321 | bus_CND_012 | bus_CND_321 | 12 | 321 | 12.629 | 0.63145 | 3.1572 | 0 | 150 | 1 | 154000 | FALSE
line_12_159 | bus_CND_012 | bus_CND_159 | 12 | 159 | 26.819 | 1.3409 | 6.7047 | 0 | 150 | 1 | 154000 | FALSE
line_317_317 | bus_GGD_317 | bus_GGD_317 | 317 | 317 | 0.15564 | 0.0077822 | 0.038911 | 0 | 150 | 1 | 154000 | FALSE
line_317_317 | bus_GGD_317 | bus_GGD_317 | 317 | 317 | 0.15588 | 0.0077938 | 0.038969 | 0 | 150 | 1 | 154000 | FALSE
line_322_317 | bus_GGD_322 | bus_GGD_317 | 322 | 317 | 11.3518 | 0.56759 | 2.8379 | 0 | 150 | 1 | 154000 | FALSE
line_153_64 | bus_GGD_153 | bus_GGD_064 | 153 | 64 | 24.5659 | 1.2283 | 6.1415 | 0 | 800 | 1 | 345000 | FALSE
line_323_324 | bus_ICN_323 | bus_ICN_324 | 323 | 324 | 11.8316 | 0.59158 | 2.9579 | 0 | 150 | 1 | 154000 | FALSE
line_7_7 | bus_GGD_007 | bus_GGD_007 | 7 | 7 | 2.2664 | 0.11332 | 0.56661 | 0 | 150 | 1 | 154000 | FALSE
line_28_28 | bus_GGD_028 | bus_GGD_028 | 28 | 28 | 1.6639 | 0.083194 | 0.41597 | 0 | 150 | 1 | 154000 | FALSE
line_160_160 | bus_GGD_160 | bus_GGD_160 | 160 | 160 | 0.21029 | 0.010515 | 0.052573 | 0 | 150 | 1 | 154000 | FALSE
line_160_160 | bus_GGD_160 | bus_GGD_160 | 160 | 160 | 0.20422 | 0.010211 | 0.051056 | 0 | 150 | 1 | 154000 | FALSE
line_160_160 | bus_GGD_160 | bus_GGD_160 | 160 | 160 | 1.6584 | 0.082922 | 0.41461 | 0 | 150 | 1 | 154000 | FALSE
line_160_160 | bus_GGD_160 | bus_GGD_160 | 160 | 160 | 1.954 | 0.097699 | 0.48849 | 0 | 150 | 1 | 154000 | FALSE
line_325_174 | bus_GGD_325 | bus_GGD_174 | 325 | 174 | 27.4463 | 1.3723 | 6.8616 | 0 | 150 | 1 | 154000 | FALSE
line_325_326 | bus_GGD_325 | bus_GGD_326 | 325 | 326 | 16.3201 | 0.816 | 4.08 | 0 | 150 | 1 | 154000 | FALSE
line_234_234 | bus_GGD_234 | bus_GGD_234 | 234 | 234 | 2.4576 | 0.12288 | 0.61441 | 0 | 150 | 1 | 154000 | FALSE
line_265_327 | bus_GBD_265 | bus_GBD_327 | 265 | 327 | 24.8073 | 1.2404 | 6.2018 | 0 | 150 | 1 | 154000 | FALSE
line_208_208 | bus_GBD_208 | bus_GBD_208 | 208 | 208 | 5.8641 | 0.29321 | 1.466 | 0 | 150 | 1 | 154000 | FALSE
line_328_208 | bus_GBD_328 | bus_GBD_208 | 328 | 208 | 11.4117 | 0.57058 | 2.8529 | 0 | 150 | 1 | 154000 | FALSE
line_208_208 | bus_GBD_208 | bus_GBD_208 | 208 | 208 | 3.858 | 0.1929 | 0.9645 | 0 | 150 | 1 | 154000 | FALSE
line_173_152 | bus_GGD_173 | bus_GGD_152 | 173 | 152 | 17.7878 | 0.88939 | 4.4469 | 0 | 150 | 1 | 154000 | FALSE
line_178_178 | bus_GGD_178 | bus_GGD_178 | 178 | 178 | 3.0609 | 0.15305 | 0.76523 | 0 | 150 | 1 | 154000 | FALSE
line_178_178 | bus_GGD_178 | bus_GGD_178 | 178 | 178 | 5.3836 | 0.26918 | 1.3459 | 0 | 150 | 1 | 154000 | FALSE
line_173_173 | bus_GGD_173 | bus_GGD_173 | 173 | 173 | 5.6758 | 0.28379 | 1.4189 | 0 | 150 | 1 | 154000 | FALSE
line_68_68 | bus_SEL_068 | bus_SEL_068 | 68 | 68 | 0.89646 | 0.044823 | 0.22411 | 0 | 150 | 1 | 154000 | FALSE
line_25_25 | bus_CND_025 | bus_CND_025 | 25 | 25 | 2.4798 | 0.12399 | 0.61994 | 0 | 150 | 1 | 154000 | FALSE
line_20_20 | bus_CND_020 | bus_CND_020 | 20 | 20 | 1.1887 | 0.059435 | 0.29718 | 0 | 150 | 1 | 154000 | FALSE
line_20_15 | bus_CND_020 | bus_CND_015 | 20 | 15 | 9.5265 | 0.47633 | 2.3816 | 0 | 150 | 1 | 154000 | FALSE
line_167_167 | bus_GGD_167 | bus_GGD_167 | 167 | 167 | 3.6142 | 0.18071 | 0.90354 | 0 | 150 | 1 | 154000 | FALSE
line_158_158 | bus_CND_158 | bus_CND_158 | 158 | 158 | 4.3516 | 0.21758 | 1.0879 | 0 | 800 | 1 | 345000 | FALSE
line_268_268 | bus_CND_268 | bus_CND_268 | 268 | 268 | 0.32902 | 0.016451 | 0.082256 | 0 | 150 | 1 | 154000 | FALSE
line_268_329 | bus_CND_268 | bus_CND_329 | 268 | 329 | 9.7988 | 0.48994 | 2.4497 | 0 | 150 | 1 | 154000 | FALSE
line_330_330 | bus_CND_330 | bus_CND_330 | 330 | 330 | 0.17799 | 0.0088995 | 0.044497 | 0 | 150 | 1 | 154000 | FALSE
line_330_330 | bus_CND_330 | bus_CND_330 | 330 | 330 | 0.16744 | 0.0083718 | 0.041859 | 0 | 150 | 1 | 154000 | FALSE
line_330_268 | bus_CND_330 | bus_CND_268 | 330 | 268 | 11.9792 | 0.59896 | 2.9948 | 0 | 150 | 1 | 154000 | FALSE
line_331_330 | bus_CND_331 | bus_CND_330 | 331 | 330 | 7.8168 | 0.39084 | 1.9542 | 0 | 800 | 1 | 345000 | FALSE
line_15_157 | bus_CND_015 | bus_CND_157 | 15 | 157 | 19.7227 | 0.98614 | 4.9307 | 0 | 800 | 1 | 345000 | FALSE
line_72_159 | bus_CND_072 | bus_CND_159 | 72 | 159 | 23.7023 | 1.1851 | 5.9256 | 0 | 150 | 1 | 154000 | FALSE
line_159_72 | bus_CND_159 | bus_CND_072 | 159 | 72 | 24.2832 | 1.2142 | 6.0708 | 0 | 150 | 1 | 154000 | FALSE
line_72_332 | bus_CND_072 | bus_CND_332 | 72 | 332 | 7.6364 | 0.38182 | 1.9091 | 0 | 150 | 1 | 154000 | FALSE
line_72_72 | bus_CND_072 | bus_CND_072 | 72 | 72 | 3.9683 | 0.19841 | 0.99207 | 0 | 150 | 1 | 154000 | FALSE
line_72_72 | bus_CND_072 | bus_CND_072 | 72 | 72 | 3.3466 | 0.16733 | 0.83665 | 0 | 150 | 1 | 154000 | FALSE
line_127_127 | bus_GND_127 | bus_GND_127 | 127 | 127 | 4.3776 | 0.21888 | 1.0944 | 0 | 150 | 1 | 154000 | FALSE
line_127_127 | bus_GND_127 | bus_GND_127 | 127 | 127 | 3.4114 | 0.17057 | 0.85285 | 0 | 150 | 1 | 154000 | FALSE
line_185_185 | bus_GND_185 | bus_GND_185 | 185 | 185 | 1.2652 | 0.06326 | 0.3163 | 0 | 150 | 1 | 154000 | FALSE
line_185_185 | bus_GND_185 | bus_GND_185 | 185 | 185 | 4.1392 | 0.20696 | 1.0348 | 0 | 150 | 1 | 154000 | FALSE
line_185_185 | bus_GND_185 | bus_GND_185 | 185 | 185 | 3.6124 | 0.18062 | 0.9031 | 0 | 150 | 1 | 154000 | FALSE
line_127_127 | bus_GND_127 | bus_GND_127 | 127 | 127 | 0.45 | 0.0225 | 0.1125 | 0 | 150 | 1 | 154000 | FALSE
line_333_54 | bus_CND_333 | bus_CND_054 | 333 | 54 | 15.8502 | 0.79251 | 3.9625 | 0 | 150 | 1 | 154000 | FALSE
line_10_119 | bus_CBD_010 | bus_JBD_119 | 10 | 119 | 98.0987 | 4.9049 | 24.5247 | 0 | 800 | 1 | 345000 | FALSE
line_333_334 | bus_CND_333 | bus_JBD_334 | 333 | 334 | 24.6166 | 1.2308 | 6.1541 | 0 | 150 | 1 | 154000 | FALSE
line_333_333 | bus_CND_333 | bus_CND_333 | 333 | 333 | 3.5768 | 0.17884 | 0.89421 | 0 | 150 | 1 | 154000 | FALSE
line_333_333 | bus_CND_333 | bus_CND_333 | 333 | 333 | 2.9129 | 0.14565 | 0.72823 | 0 | 150 | 1 | 154000 | FALSE
line_159_159 | bus_CND_159 | bus_CND_159 | 159 | 159 | 2.2075 | 0.11038 | 0.55188 | 0 | 150 | 1 | 154000 | FALSE
line_72_72 | bus_CND_072 | bus_CND_072 | 72 | 72 | 1.4945 | 0.074723 | 0.37361 | 0 | 150 | 1 | 154000 | FALSE
line_72_72 | bus_CND_072 | bus_CND_072 | 72 | 72 | 1.4617 | 0.073083 | 0.36541 | 0 | 150 | 1 | 154000 | FALSE
line_152_152 | bus_GGD_152 | bus_GGD_152 | 152 | 152 | 0.27155 | 0.013577 | 0.067886 | 0 | 150 | 1 | 154000 | FALSE
line_335_126 | bus_GND_335 | bus_GND_126 | 335 | 126 | 45.0747 | 2.2537 | 11.2687 | 0 | 150 | 1 | 154000 | FALSE
line_335_335 | bus_GND_335 | bus_GND_335 | 335 | 335 | 2.7265 | 0.13632 | 0.68161 | 0 | 150 | 1 | 154000 | FALSE
line_126_126 | bus_GND_126 | bus_GND_126 | 126 | 126 | 3.3959 | 0.1698 | 0.84898 | 0 | 150 | 1 | 154000 | FALSE
line_126_336 | bus_GND_126 | bus_GND_336 | 126 | 336 | 28.3751 | 1.4188 | 7.0938 | 0 | 150 | 1 | 154000 | FALSE
line_125_337 | bus_GND_125 | bus_GND_337 | 125 | 337 | 12.8674 | 0.64337 | 3.2168 | 0 | 150 | 1 | 154000 | FALSE
line_125_184 | bus_GND_125 | bus_GND_184 | 125 | 184 | 19.2928 | 0.96464 | 4.8232 | 0 | 150 | 1 | 154000 | FALSE
line_127_127 | bus_GND_127 | bus_GND_127 | 127 | 127 | 3.5011 | 0.17505 | 0.87527 | 0 | 150 | 1 | 154000 | FALSE
line_124_127 | bus_GND_124 | bus_GND_127 | 124 | 127 | 9.9293 | 0.49647 | 2.4823 | 0 | 150 | 1 | 154000 | FALSE
line_127_127 | bus_GND_127 | bus_GND_127 | 127 | 127 | 0.79842 | 0.039921 | 0.1996 | 0 | 150 | 1 | 154000 | FALSE
line_127_127 | bus_GND_127 | bus_GND_127 | 127 | 127 | 0.84314 | 0.042157 | 0.21078 | 0 | 150 | 1 | 154000 | FALSE
line_33_32 | bus_GBD_033 | bus_GGD_032 | 33 | 32 | 22.6389 | 1.1319 | 5.6597 | 0 | 150 | 1 | 154000 | FALSE
line_33_33 | bus_GBD_033 | bus_GBD_033 | 33 | 33 | 2.3961 | 0.11981 | 0.59903 | 0 | 150 | 1 | 154000 | FALSE
line_117_251 | bus_GBD_117 | bus_GBD_251 | 117 | 251 | 12.9282 | 0.64641 | 3.232 | 0 | 150 | 1 | 154000 | FALSE
line_34_34 | bus_GBD_034 | bus_GBD_034 | 34 | 34 | 2.0342 | 0.10171 | 0.50854 | 0 | 150 | 1 | 154000 | FALSE
line_34_213 | bus_GBD_034 | bus_GBD_213 | 34 | 213 | 14.7769 | 0.73885 | 3.6942 | 0 | 150 | 1 | 154000 | FALSE
line_32_32 | bus_GGD_032 | bus_GGD_032 | 32 | 32 | 5.8765 | 0.29382 | 1.4691 | 0 | 150 | 1 | 154000 | FALSE
line_338_339 | bus_CND_338 | bus_CND_339 | 338 | 339 | 34.3355 | 1.7168 | 8.5839 | 0 | 150 | 1 | 154000 | FALSE
line_34_340 | bus_GBD_034 | bus_GBD_340 | 34 | 340 | 9.6893 | 0.48447 | 2.4223 | 0 | 150 | 1 | 154000 | FALSE
line_266_341 | bus_GBD_266 | bus_GBD_341 | 266 | 341 | 9.5113 | 0.47556 | 2.3778 | 0 | 150 | 1 | 154000 | FALSE
line_342_343 | bus_GBD_342 | bus_GBD_343 | 342 | 343 | 26.9008 | 1.345 | 6.7252 | 0 | 150 | 1 | 154000 | FALSE
line_344_342 | bus_GBD_344 | bus_GBD_342 | 344 | 342 | 23.4336 | 1.1717 | 5.8584 | 0 | 150 | 1 | 154000 | FALSE
line_344_2 | bus_GBD_344 | bus_GND_002 | 344 | 2 | 16.0782 | 0.80391 | 4.0196 | 0 | 150 | 1 | 154000 | FALSE
line_344_344 | bus_GBD_344 | bus_GBD_344 | 344 | 344 | 6.3505 | 0.31752 | 1.5876 | 0 | 150 | 1 | 154000 | FALSE
line_115_115 | bus_GBD_115 | bus_GBD_115 | 115 | 115 | 0.15812 | 0.0079062 | 0.039531 | 0 | 150 | 1 | 154000 | FALSE
line_115_342 | bus_GBD_115 | bus_GBD_342 | 115 | 342 | 15.0243 | 0.75121 | 3.7561 | 0 | 150 | 1 | 154000 | FALSE
line_183_183 | bus_DGU_183 | bus_DGU_183 | 183 | 183 | 0.44364 | 0.022182 | 0.11091 | 0 | 150 | 1 | 154000 | FALSE
line_183_183 | bus_DGU_183 | bus_DGU_183 | 183 | 183 | 0.42442 | 0.021221 | 0.10611 | 0 | 150 | 1 | 154000 | FALSE
line_345_345 | bus_GND_345 | bus_GND_345 | 345 | 345 | 0.31514 | 0.015757 | 0.078786 | 0 | 150 | 1 | 154000 | FALSE
line_345_345 | bus_GND_345 | bus_GND_345 | 345 | 345 | 0.31515 | 0.015757 | 0.078787 | 0 | 150 | 1 | 154000 | FALSE
line_345_345 | bus_GND_345 | bus_GND_345 | 345 | 345 | 0.8158 | 0.04079 | 0.20395 | 0 | 150 | 1 | 154000 | FALSE
line_2_2 | bus_GND_002 | bus_GND_002 | 2 | 2 | 0.038731 | 0.0019366 | 0.0096828 | 0 | 150 | 1 | 154000 | FALSE
line_2_2 | bus_GND_002 | bus_GND_002 | 2 | 2 | 2.7739 | 0.1387 | 0.69349 | 0 | 150 | 1 | 154000 | FALSE
line_2_2 | bus_GND_002 | bus_GND_002 | 2 | 2 | 0.20487 | 0.010243 | 0.051217 | 0 | 150 | 1 | 154000 | FALSE
line_2_2 | bus_GND_002 | bus_GND_002 | 2 | 2 | 0.30995 | 0.015498 | 0.077488 | 0 | 150 | 1 | 154000 | FALSE
line_346_346 | bus_GND_346 | bus_GND_346 | 346 | 346 | 0.33885 | 0.016942 | 0.084712 | 0 | 150 | 1 | 154000 | FALSE
line_346_346 | bus_GND_346 | bus_GND_346 | 346 | 346 | 0.33236 | 0.016618 | 0.083091 | 0 | 150 | 1 | 154000 | FALSE
line_346_346 | bus_GND_346 | bus_GND_346 | 346 | 346 | 1.6179 | 0.080894 | 0.40447 | 0 | 150 | 1 | 154000 | FALSE
line_235_298 | bus_GND_235 | bus_GND_298 | 235 | 298 | 29.5987 | 1.4799 | 7.3997 | 0 | 150 | 1 | 154000 | FALSE
line_235_235 | bus_GND_235 | bus_GND_235 | 235 | 235 | 3.96 | 0.198 | 0.99 | 0 | 150 | 1 | 154000 | FALSE
line_347_235 | bus_GND_347 | bus_GND_235 | 347 | 235 | 5.3225 | 0.26612 | 1.3306 | 0 | 150 | 1 | 154000 | FALSE
line_17_304 | bus_CND_017 | bus_CND_304 | 17 | 304 | 24.0383 | 1.2019 | 6.0096 | 0 | 150 | 1 | 154000 | FALSE
line_73_348 | bus_GBD_073 | bus_GBD_348 | 73 | 348 | 36.1173 | 1.8059 | 9.0293 | 0 | 150 | 1 | 154000 | FALSE
line_73_73 | bus_GBD_073 | bus_GBD_073 | 73 | 73 | 0.15032 | 0.0075159 | 0.03758 | 0 | 150 | 1 | 154000 | FALSE
line_73_73 | bus_GBD_073 | bus_GBD_073 | 73 | 73 | 0.12114 | 0.0060572 | 0.030286 | 0 | 150 | 1 | 154000 | FALSE
line_73_341 | bus_GBD_073 | bus_GBD_341 | 73 | 341 | 7.4386 | 0.37193 | 1.8597 | 0 | 150 | 1 | 154000 | FALSE
line_144_144 | bus_JBD_144 | bus_JBD_144 | 144 | 144 | 0.25485 | 0.012743 | 0.063713 | 0 | 150 | 1 | 154000 | FALSE
line_144_144 | bus_JBD_144 | bus_JBD_144 | 144 | 144 | 0.25321 | 0.01266 | 0.063301 | 0 | 150 | 1 | 154000 | FALSE
line_339_339 | bus_CND_339 | bus_CND_339 | 339 | 339 | 0.27066 | 0.013533 | 0.067666 | 0 | 150 | 1 | 154000 | FALSE
line_339_339 | bus_CND_339 | bus_CND_339 | 339 | 339 | 0.2834 | 0.01417 | 0.070851 | 0 | 150 | 1 | 154000 | FALSE
line_183_183 | bus_DGU_183 | bus_DGU_183 | 183 | 183 | 3.7511 | 0.18755 | 0.93777 | 0 | 150 | 1 | 154000 | FALSE
line_183_183 | bus_DGU_183 | bus_DGU_183 | 183 | 183 | 0.30594 | 0.015297 | 0.076485 | 0 | 150 | 1 | 154000 | FALSE
line_183_183 | bus_DGU_183 | bus_DGU_183 | 183 | 183 | 0.47458 | 0.023729 | 0.11865 | 0 | 150 | 1 | 154000 | FALSE
line_37_37 | bus_GBD_037 | bus_GBD_037 | 37 | 37 | 0.52278 | 0.026139 | 0.13069 | 0 | 150 | 1 | 154000 | FALSE
line_37_37 | bus_GBD_037 | bus_GBD_037 | 37 | 37 | 0.9226 | 0.04613 | 0.23065 | 0 | 150 | 1 | 154000 | FALSE
line_349_349 | bus_GBD_349 | bus_GBD_349 | 349 | 349 | 0.12685 | 0.0063425 | 0.031712 | 0 | 150 | 1 | 154000 | FALSE
line_349_105 | bus_GBD_349 | bus_GBD_105 | 349 | 105 | 9.3962 | 0.46981 | 2.3491 | 0 | 150 | 1 | 154000 | FALSE
line_349_349 | bus_GBD_349 | bus_GBD_349 | 349 | 349 | 0.14461 | 0.0072303 | 0.036151 | 0 | 150 | 1 | 154000 | FALSE
line_92_92 | bus_GBD_092 | bus_GBD_092 | 92 | 92 | 8.2969 | 0.41484 | 2.0742 | 0 | 150 | 1 | 154000 | FALSE
line_2_2 | bus_GND_002 | bus_GND_002 | 2 | 2 | 1.5648 | 0.078239 | 0.39119 | 0 | 150 | 1 | 154000 | FALSE
line_2_2 | bus_GND_002 | bus_GND_002 | 2 | 2 | 0.055891 | 0.0027945 | 0.013973 | 0 | 150 | 1 | 154000 | FALSE
line_2_2 | bus_GND_002 | bus_GND_002 | 2 | 2 | 4.7379 | 0.23689 | 1.1845 | 0 | 150 | 1 | 154000 | FALSE
line_2_2 | bus_GND_002 | bus_GND_002 | 2 | 2 | 6.4665 | 0.32333 | 1.6166 | 0 | 150 | 1 | 154000 | FALSE
line_350_208 | bus_GBD_350 | bus_GBD_208 | 350 | 208 | 22.6569 | 1.1328 | 5.6642 | 0 | 150 | 1 | 154000 | FALSE
line_350_351 | bus_GBD_350 | bus_GBD_351 | 350 | 351 | 11.7455 | 0.58727 | 2.9364 | 0 | 800 | 1 | 345000 | FALSE
line_352_139 | bus_GBD_352 | bus_GBD_139 | 352 | 139 | 18.998 | 0.9499 | 4.7495 | 0 | 150 | 1 | 154000 | FALSE
line_353_353 | bus_GBD_353 | bus_GBD_353 | 353 | 353 | 2.4016 | 0.12008 | 0.60041 | 0 | 150 | 1 | 154000 | FALSE
line_354_203 | bus_GBD_354 | bus_GBD_203 | 354 | 203 | 11.36 | 0.568 | 2.84 | 0 | 150 | 1 | 154000 | FALSE
line_355_192 | bus_GBD_355 | bus_GBD_192 | 355 | 192 | 31.1921 | 1.5596 | 7.798 | 0 | 150 | 1 | 154000 | FALSE
line_192_95 | bus_GBD_192 | bus_GBD_095 | 192 | 95 | 4.1927 | 0.20963 | 1.0482 | 0 | 150 | 1 | 154000 | FALSE
line_356_291 | bus_GBD_356 | bus_GBD_291 | 356 | 291 | 23.095 | 1.1547 | 5.7737 | 0 | 150 | 1 | 154000 | FALSE
line_192_192 | bus_GBD_192 | bus_GBD_192 | 192 | 192 | 0.3793 | 0.018965 | 0.094824 | 0 | 150 | 1 | 154000 | FALSE
line_192_192 | bus_GBD_192 | bus_GBD_192 | 192 | 192 | 3.1793 | 0.15897 | 0.79483 | 0 | 150 | 1 | 154000 | FALSE
line_192_192 | bus_GBD_192 | bus_GBD_192 | 192 | 192 | 1.7922 | 0.089612 | 0.44806 | 0 | 150 | 1 | 154000 | FALSE
line_192_343 | bus_GBD_192 | bus_GBD_343 | 192 | 343 | 6.7443 | 0.33722 | 1.6861 | 0 | 150 | 1 | 154000 | FALSE
line_192_192 | bus_GBD_192 | bus_GBD_192 | 192 | 192 | 1.0035 | 0.050175 | 0.25088 | 0 | 150 | 1 | 154000 | FALSE
line_192_192 | bus_GBD_192 | bus_GBD_192 | 192 | 192 | 1.2406 | 0.06203 | 0.31015 | 0 | 150 | 1 | 154000 | FALSE
line_192_192 | bus_GBD_192 | bus_GBD_192 | 192 | 192 | 0.92732 | 0.046366 | 0.23183 | 0 | 150 | 1 | 154000 | FALSE
line_192_192 | bus_GBD_192 | bus_GBD_192 | 192 | 192 | 0.92263 | 0.046132 | 0.23066 | 0 | 150 | 1 | 154000 | FALSE
line_357_357 | bus_DGU_357 | bus_DGU_357 | 357 | 357 | 1.2574 | 0.062869 | 0.31435 | 0 | 150 | 1 | 154000 | FALSE
line_357_357 | bus_DGU_357 | bus_DGU_357 | 357 | 357 | 0.092301 | 0.004615 | 0.023075 | 0 | 150 | 1 | 154000 | FALSE
line_357_357 | bus_DGU_357 | bus_DGU_357 | 357 | 357 | 0.079819 | 0.0039909 | 0.019955 | 0 | 150 | 1 | 154000 | FALSE
line_192_343 | bus_GBD_192 | bus_GBD_343 | 192 | 343 | 13.9633 | 0.69816 | 3.4908 | 0 | 150 | 1 | 154000 | FALSE
line_342_342 | bus_GBD_342 | bus_GBD_342 | 342 | 342 | 1.7653 | 0.088265 | 0.44133 | 0 | 150 | 1 | 154000 | FALSE
line_343_343 | bus_GBD_343 | bus_GBD_343 | 343 | 343 | 6.1308 | 0.30654 | 1.5327 | 0 | 150 | 1 | 154000 | FALSE
line_114_114 | bus_GBD_114 | bus_GBD_114 | 114 | 114 | 8.0618 | 0.40309 | 2.0155 | 0 | 150 | 1 | 154000 | FALSE
line_114_114 | bus_GBD_114 | bus_GBD_114 | 114 | 114 | 2.9357 | 0.14678 | 0.73392 | 0 | 150 | 1 | 154000 | FALSE
line_114_114 | bus_GBD_114 | bus_GBD_114 | 114 | 114 | 0.12806 | 0.0064031 | 0.032016 | 0 | 150 | 1 | 154000 | FALSE
line_114_114 | bus_GBD_114 | bus_GBD_114 | 114 | 114 | 0.13381 | 0.0066903 | 0.033451 | 0 | 150 | 1 | 154000 | FALSE
line_92_114 | bus_GBD_092 | bus_GBD_114 | 92 | 114 | 26.5779 | 1.3289 | 6.6445 | 0 | 150 | 1 | 154000 | FALSE
line_114_114 | bus_GBD_114 | bus_GBD_114 | 114 | 114 | 2.3177 | 0.11589 | 0.57943 | 0 | 150 | 1 | 154000 | FALSE
line_114_114 | bus_GBD_114 | bus_GBD_114 | 114 | 114 | 0.14456 | 0.0072279 | 0.036139 | 0 | 150 | 1 | 154000 | FALSE
line_114_114 | bus_GBD_114 | bus_GBD_114 | 114 | 114 | 0.15277 | 0.0076385 | 0.038193 | 0 | 150 | 1 | 154000 | FALSE
line_136_142 | bus_JND_136 | bus_JND_142 | 136 | 142 | 24.9949 | 1.2497 | 6.2487 | 0 | 150 | 1 | 154000 | FALSE
line_136_142 | bus_JND_136 | bus_JND_142 | 136 | 142 | 10.9389 | 0.54694 | 2.7347 | 0 | 150 | 1 | 154000 | FALSE
line_136_136 | bus_JND_136 | bus_JND_136 | 136 | 136 | 1.9735 | 0.098674 | 0.49337 | 0 | 150 | 1 | 154000 | FALSE
line_136_136 | bus_JND_136 | bus_JND_136 | 136 | 136 | 0.18649 | 0.0093247 | 0.046623 | 0 | 150 | 1 | 154000 | FALSE
line_136_136 | bus_JND_136 | bus_JND_136 | 136 | 136 | 0.18335 | 0.0091677 | 0.045839 | 0 | 150 | 1 | 154000 | FALSE
line_136_136 | bus_JND_136 | bus_JND_136 | 136 | 136 | 0.29752 | 0.014876 | 0.07438 | 0 | 150 | 1 | 154000 | FALSE
line_136_136 | bus_JND_136 | bus_JND_136 | 136 | 136 | 3.1907 | 0.15953 | 0.79767 | 0 | 150 | 1 | 154000 | FALSE
line_136_136 | bus_JND_136 | bus_JND_136 | 136 | 136 | 3.1403 | 0.15701 | 0.78507 | 0 | 800 | 1 | 345000 | FALSE
line_142_136 | bus_JND_142 | bus_JND_136 | 142 | 136 | 24.2089 | 1.2104 | 6.0522 | 0 | 150 | 1 | 154000 | FALSE
line_142_142 | bus_JND_142 | bus_JND_142 | 142 | 142 | 8.2215 | 0.41107 | 2.0554 | 0 | 150 | 1 | 154000 | FALSE
line_142_142 | bus_JND_142 | bus_JND_142 | 142 | 142 | 0.24804 | 0.012402 | 0.062011 | 0 | 150 | 1 | 154000 | FALSE
line_142_142 | bus_JND_142 | bus_JND_142 | 142 | 142 | 0.25743 | 0.012872 | 0.064358 | 0 | 150 | 1 | 154000 | FALSE
line_146_146 | bus_JND_146 | bus_JND_146 | 146 | 146 | 1.4608 | 0.073038 | 0.36519 | 0 | 150 | 1 | 154000 | FALSE
line_143_143 | bus_JND_143 | bus_JND_143 | 143 | 143 | 0.60978 | 0.030489 | 0.15244 | 0 | 150 | 1 | 154000 | FALSE
line_143_143 | bus_JND_143 | bus_JND_143 | 143 | 143 | 0.16156 | 0.0080778 | 0.040389 | 0 | 150 | 1 | 154000 | FALSE
line_143_143 | bus_JND_143 | bus_JND_143 | 143 | 143 | 0.13687 | 0.0068433 | 0.034217 | 0 | 150 | 1 | 154000 | FALSE
line_143_143 | bus_JND_143 | bus_JND_143 | 143 | 143 | 0.43726 | 0.021863 | 0.10932 | 0 | 150 | 1 | 154000 | FALSE
line_143_143 | bus_JND_143 | bus_JND_143 | 143 | 143 | 0.43023 | 0.021511 | 0.10756 | 0 | 150 | 1 | 154000 | FALSE
line_143_143 | bus_JND_143 | bus_JND_143 | 143 | 143 | 2.1333 | 0.10666 | 0.53332 | 0 | 150 | 1 | 154000 | FALSE
line_43_143 | bus_GWJ_043 | bus_JND_143 | 43 | 143 | 40.3667 | 2.0183 | 10.0917 | 0 | 150 | 1 | 154000 | FALSE
line_358_43 | bus_JND_358 | bus_GWJ_043 | 358 | 43 | 42.195 | 2.1097 | 10.5487 | 0 | 150 | 1 | 154000 | FALSE
line_358_358 | bus_JND_358 | bus_JND_358 | 358 | 358 | 0.12388 | 0.0061938 | 0.030969 | 0 | 150 | 1 | 154000 | FALSE
line_358_358 | bus_JND_358 | bus_JND_358 | 358 | 358 | 0.11571 | 0.0057857 | 0.028928 | 0 | 150 | 1 | 154000 | FALSE
line_358_358 | bus_JND_358 | bus_JND_358 | 358 | 358 | 2.7437 | 0.13718 | 0.68592 | 0 | 150 | 1 | 154000 | FALSE
line_359_358 | bus_JND_359 | bus_JND_358 | 359 | 358 | 43.2767 | 2.1638 | 10.8192 | 0 | 150 | 1 | 154000 | FALSE
line_142_142 | bus_JND_142 | bus_JND_142 | 142 | 142 | 2.5487 | 0.12743 | 0.63717 | 0 | 150 | 1 | 154000 | FALSE
line_142_142 | bus_JND_142 | bus_JND_142 | 142 | 142 | 4.7888 | 0.23944 | 1.1972 | 0 | 150 | 1 | 154000 | FALSE
line_142_142 | bus_JND_142 | bus_JND_142 | 142 | 142 | 8.5265 | 0.42633 | 2.1316 | 0 | 150 | 1 | 154000 | FALSE
line_360_361 | bus_JND_360 | bus_JBD_361 | 360 | 361 | 23.3603 | 1.168 | 5.8401 | 0 | 150 | 1 | 154000 | FALSE
line_360_362 | bus_JND_360 | bus_JND_362 | 360 | 362 | 8.045 | 0.40225 | 2.0113 | 0 | 150 | 1 | 154000 | FALSE
line_360_360 | bus_JND_360 | bus_JND_360 | 360 | 360 | 4.1967 | 0.20983 | 1.0492 | 0 | 150 | 1 | 154000 | FALSE
line_229_229 | bus_JND_229 | bus_JND_229 | 229 | 229 | 1.1631 | 0.058154 | 0.29077 | 0 | 150 | 1 | 154000 | FALSE
line_363_364 | bus_JND_363 | bus_JND_364 | 363 | 364 | 8.4732 | 0.42366 | 2.1183 | 0 | 150 | 1 | 154000 | FALSE
line_247_363 | bus_JND_247 | bus_JND_363 | 247 | 363 | 13.9338 | 0.69669 | 3.4835 | 0 | 150 | 1 | 154000 | FALSE
line_365_365 | bus_JND_365 | bus_JND_365 | 365 | 365 | 2.0665 | 0.10333 | 0.51663 | 0 | 150 | 1 | 154000 | FALSE
line_365_365 | bus_JND_365 | bus_JND_365 | 365 | 365 | 0.1119 | 0.005595 | 0.027975 | 0 | 150 | 1 | 154000 | FALSE
line_365_365 | bus_JND_365 | bus_JND_365 | 365 | 365 | 0.12131 | 0.0060655 | 0.030328 | 0 | 150 | 1 | 154000 | FALSE
line_365_120 | bus_JND_365 | bus_JND_120 | 365 | 120 | 16.0236 | 0.80118 | 4.0059 | 0 | 150 | 1 | 154000 | FALSE
line_194_194 | bus_GWD_194 | bus_GWD_194 | 194 | 194 | 1.3316 | 0.066579 | 0.3329 | 0 | 150 | 1 | 154000 | FALSE
line_194_194 | bus_GWD_194 | bus_GWD_194 | 194 | 194 | 0.79233 | 0.039617 | 0.19808 | 0 | 150 | 1 | 154000 | FALSE
line_366_194 | bus_GWD_366 | bus_GWD_194 | 366 | 194 | 31.1635 | 1.5582 | 7.7909 | 0 | 150 | 1 | 154000 | FALSE
line_366_161 | bus_GWD_366 | bus_CBD_161 | 366 | 161 | 60.4255 | 3.0213 | 15.1064 | 0 | 150 | 1 | 154000 | FALSE
line_367_368 | bus_GWD_367 | bus_GWD_368 | 367 | 368 | 18.7985 | 0.93993 | 4.6996 | 0 | 150 | 1 | 154000 | FALSE
line_307_367 | bus_GWD_307 | bus_GWD_367 | 307 | 367 | 18.8121 | 0.94061 | 4.703 | 0 | 150 | 1 | 154000 | FALSE
line_262_367 | bus_GWD_262 | bus_GWD_367 | 262 | 367 | 15.3236 | 0.76618 | 3.8309 | 0 | 150 | 1 | 154000 | FALSE
line_246_246 | bus_GWD_246 | bus_GWD_246 | 246 | 246 | 0.17934 | 0.008967 | 0.044835 | 0 | 150 | 1 | 154000 | FALSE
line_246_246 | bus_GWD_246 | bus_GWD_246 | 246 | 246 | 0.17636 | 0.0088178 | 0.044089 | 0 | 150 | 1 | 154000 | FALSE
line_368_241 | bus_GWD_368 | bus_GWD_241 | 368 | 241 | 20.3129 | 1.0156 | 5.0782 | 0 | 150 | 1 | 154000 | FALSE
line_334_334 | bus_JBD_334 | bus_JBD_334 | 334 | 334 | 0.095427 | 0.0047714 | 0.023857 | 0 | 150 | 1 | 154000 | FALSE
line_369_370 | bus_JBD_369 | bus_JBD_370 | 369 | 370 | 28.7355 | 1.4368 | 7.1839 | 0 | 150 | 1 | 154000 | FALSE
line_370_236 | bus_JBD_370 | bus_JBD_236 | 370 | 236 | 26.7219 | 1.3361 | 6.6805 | 0 | 150 | 1 | 154000 | FALSE
line_236_119 | bus_JBD_236 | bus_JBD_119 | 236 | 119 | 10.5942 | 0.52971 | 2.6485 | 0 | 150 | 1 | 154000 | FALSE
line_232_232 | bus_GWD_232 | bus_GWD_232 | 232 | 232 | 0.59393 | 0.029696 | 0.14848 | 0 | 150 | 1 | 154000 | FALSE
line_262_232 | bus_GWD_262 | bus_GWD_232 | 262 | 232 | 17.6524 | 0.88262 | 4.4131 | 0 | 150 | 1 | 154000 | FALSE
line_144_144 | bus_JBD_144 | bus_JBD_144 | 144 | 144 | 4.2975 | 0.21487 | 1.0744 | 0 | 150 | 1 | 154000 | FALSE
line_227_361 | bus_JBD_227 | bus_JBD_361 | 227 | 361 | 14.2346 | 0.71173 | 3.5586 | 0 | 150 | 1 | 154000 | FALSE
line_278_288 | bus_JBD_278 | bus_JBD_288 | 278 | 288 | 20.8717 | 1.0436 | 5.2179 | 0 | 150 | 1 | 154000 | FALSE
line_278_371 | bus_JBD_278 | bus_JBD_371 | 278 | 371 | 11.8524 | 0.59262 | 2.9631 | 0 | 150 | 1 | 154000 | FALSE
line_278_278 | bus_JBD_278 | bus_JBD_278 | 278 | 278 | 4.5749 | 0.22874 | 1.1437 | 0 | 150 | 1 | 154000 | FALSE
line_262_246 | bus_GWD_262 | bus_GWD_246 | 262 | 246 | 7.9225 | 0.39612 | 1.9806 | 0 | 150 | 1 | 154000 | FALSE
line_232_326 | bus_GWD_232 | bus_GGD_326 | 232 | 326 | 27.5281 | 1.3764 | 6.882 | 0 | 150 | 1 | 154000 | FALSE
line_48_176 | bus_GWD_048 | bus_GWD_176 | 48 | 176 | 19.1799 | 0.95899 | 4.795 | 0 | 800 | 1 | 345000 | FALSE
line_48_47 | bus_GWD_048 | bus_GBD_047 | 48 | 47 | 17.6535 | 0.88268 | 4.4134 | 0 | 150 | 1 | 154000 | FALSE
line_171_171 | bus_GWD_171 | bus_GWD_171 | 171 | 171 | 2.6676 | 0.13338 | 0.6669 | 0 | 150 | 1 | 154000 | FALSE
line_171_372 | bus_GWD_171 | bus_GWD_372 | 171 | 372 | 11.8387 | 0.59194 | 2.9597 | 0 | 150 | 1 | 154000 | FALSE
line_171_171 | bus_GWD_171 | bus_GWD_171 | 171 | 171 | 8.1626 | 0.40813 | 2.0407 | 0 | 150 | 1 | 154000 | FALSE
line_373_171 | bus_GWD_373 | bus_GWD_171 | 373 | 171 | 34.4458 | 1.7223 | 8.6115 | 0 | 150 | 1 | 154000 | FALSE
line_374_375 | bus_GWD_374 | bus_GWD_375 | 374 | 375 | 8.1343 | 0.40671 | 2.0336 | 0 | 150 | 1 | 154000 | FALSE
line_376_377 | bus_GWD_376 | bus_GWD_377 | 376 | 377 | 12.6996 | 0.63498 | 3.1749 | 0 | 150 | 1 | 154000 | FALSE
line_258_258 | bus_GWD_258 | bus_GWD_258 | 258 | 258 | 1.351 | 0.067552 | 0.33776 | 0 | 150 | 1 | 154000 | FALSE
line_373_258 | bus_GWD_373 | bus_GWD_258 | 373 | 258 | 8.586 | 0.4293 | 2.1465 | 0 | 150 | 1 | 154000 | FALSE
line_219_219 | bus_CBD_219 | bus_CBD_219 | 219 | 219 | 4.9861 | 0.2493 | 1.2465 | 0 | 150 | 1 | 154000 | FALSE
line_233_216 | bus_CBD_233 | bus_CBD_216 | 233 | 216 | 13.5188 | 0.67594 | 3.3797 | 0 | 150 | 1 | 154000 | FALSE
line_233_233 | bus_CBD_233 | bus_CBD_233 | 233 | 233 | 3.9665 | 0.19833 | 0.99163 | 0 | 150 | 1 | 154000 | FALSE
line_233_233 | bus_CBD_233 | bus_CBD_233 | 233 | 233 | 4.5949 | 0.22974 | 1.1487 | 0 | 150 | 1 | 154000 | FALSE
line_378_101 | bus_JBD_378 | bus_CND_101 | 378 | 101 | 40.2842 | 2.0142 | 10.0711 | 0 | 150 | 1 | 154000 | FALSE
line_378_378 | bus_JBD_378 | bus_JBD_378 | 378 | 378 | 0.28059 | 0.01403 | 0.070148 | 0 | 150 | 1 | 154000 | FALSE
line_378_378 | bus_JBD_378 | bus_JBD_378 | 378 | 378 | 0.26653 | 0.013326 | 0.066632 | 0 | 150 | 1 | 154000 | FALSE
line_378_53 | bus_JBD_378 | bus_JBD_053 | 378 | 53 | 7.9042 | 0.39521 | 1.9761 | 0 | 150 | 1 | 154000 | FALSE
line_270_191 | bus_JBD_270 | bus_JBD_191 | 270 | 191 | 17.7688 | 0.88844 | 4.4422 | 0 | 150 | 1 | 154000 | FALSE
line_270_270 | bus_JBD_270 | bus_JBD_270 | 270 | 270 | 2.5237 | 0.12619 | 0.63093 | 0 | 150 | 1 | 154000 | FALSE
line_270_378 | bus_JBD_270 | bus_JBD_378 | 270 | 378 | 12.6734 | 0.63367 | 3.1683 | 0 | 150 | 1 | 154000 | FALSE
line_260_161 | bus_GWD_260 | bus_CBD_161 | 260 | 161 | 33.8331 | 1.6917 | 8.4583 | 0 | 150 | 1 | 154000 | FALSE
line_379_379 | bus_CBD_379 | bus_CBD_379 | 379 | 379 | 2.1774 | 0.10887 | 0.54436 | 0 | 150 | 1 | 154000 | FALSE
line_260_379 | bus_GWD_260 | bus_CBD_379 | 260 | 379 | 26.2216 | 1.3111 | 6.5554 | 0 | 150 | 1 | 154000 | FALSE
line_379_380 | bus_CBD_379 | bus_CBD_380 | 379 | 380 | 6.5184 | 0.32592 | 1.6296 | 0 | 150 | 1 | 154000 | FALSE
line_381_223 | bus_CBD_381 | bus_CBD_223 | 381 | 223 | 7.0947 | 0.35474 | 1.7737 | 0 | 150 | 1 | 154000 | FALSE
line_381_381 | bus_CBD_381 | bus_CBD_381 | 381 | 381 | 0.1995 | 0.0099748 | 0.049874 | 0 | 150 | 1 | 154000 | FALSE
line_381_381 | bus_CBD_381 | bus_CBD_381 | 381 | 381 | 0.20495 | 0.010247 | 0.051236 | 0 | 150 | 1 | 154000 | FALSE
line_222_382 | bus_CBD_222 | bus_CBD_382 | 222 | 382 | 18.0488 | 0.90244 | 4.5122 | 0 | 150 | 1 | 154000 | FALSE
line_382_382 | bus_CBD_382 | bus_CBD_382 | 382 | 382 | 0.27688 | 0.013844 | 0.06922 | 0 | 150 | 1 | 154000 | FALSE
line_382_382 | bus_CBD_382 | bus_CBD_382 | 382 | 382 | 0.26206 | 0.013103 | 0.065516 | 0 | 150 | 1 | 154000 | FALSE
line_290_250 | bus_CBD_290 | bus_CBD_250 | 290 | 250 | 9.753 | 0.48765 | 2.4382 | 0 | 150 | 1 | 154000 | FALSE
line_290_290 | bus_CBD_290 | bus_CBD_290 | 290 | 290 | 4.5434 | 0.22717 | 1.1358 | 0 | 150 | 1 | 154000 | FALSE
line_383_65 | bus_CBD_383 | bus_CBD_065 | 383 | 65 | 8.0322 | 0.40161 | 2.008 | 0 | 150 | 1 | 154000 | FALSE
line_383_383 | bus_CBD_383 | bus_CBD_383 | 383 | 383 | 0.12607 | 0.0063033 | 0.031516 | 0 | 150 | 1 | 154000 | FALSE
line_383_383 | bus_CBD_383 | bus_CBD_383 | 383 | 383 | 0.14094 | 0.0070471 | 0.035236 | 0 | 150 | 1 | 154000 | FALSE
line_384_385 | bus_CBD_384 | bus_CBD_385 | 384 | 385 | 29.0622 | 1.4531 | 7.2655 | 0 | 150 | 1 | 154000 | FALSE
line_386_71 | bus_GGD_386 | bus_CBD_071 | 386 | 71 | 14.6824 | 0.73412 | 3.6706 | 0 | 150 | 1 | 154000 | FALSE
line_224_67 | bus_CBD_224 | bus_CBD_067 | 224 | 67 | 8.0915 | 0.40458 | 2.0229 | 0 | 150 | 1 | 154000 | FALSE
line_260_161 | bus_GWD_260 | bus_CBD_161 | 260 | 161 | 31.3631 | 1.5682 | 7.8408 | 0 | 150 | 1 | 154000 | FALSE
line_387_161 | bus_CBD_387 | bus_CBD_161 | 387 | 161 | 12.8644 | 0.64322 | 3.2161 | 0 | 150 | 1 | 154000 | FALSE
line_161_161 | bus_CBD_161 | bus_CBD_161 | 161 | 161 | 3.5938 | 0.17969 | 0.89845 | 0 | 150 | 1 | 154000 | FALSE
line_388_222 | bus_CBD_388 | bus_CBD_222 | 388 | 222 | 12.5952 | 0.62976 | 3.1488 | 0 | 150 | 1 | 154000 | FALSE
line_217_217 | bus_CBD_217 | bus_CBD_217 | 217 | 217 | 0.038867 | 0.0019433 | 0.0097166 | 0 | 150 | 1 | 154000 | FALSE
line_138_138 | bus_CBD_138 | bus_CBD_138 | 138 | 138 | 4.7232 | 0.23616 | 1.1808 | 0 | 150 | 1 | 154000 | FALSE
line_138_389 | bus_CBD_138 | bus_CBD_389 | 138 | 389 | 10.5585 | 0.52793 | 2.6396 | 0 | 150 | 1 | 154000 | FALSE
line_38_38 | bus_USN_038 | bus_USN_038 | 38 | 38 | 3.7329 | 0.18665 | 0.93323 | 0 | 150 | 1 | 154000 | FALSE
line_108_108 | bus_USN_108 | bus_USN_108 | 108 | 108 | 3.4634 | 0.17317 | 0.86584 | 0 | 150 | 1 | 154000 | FALSE
line_276_116 | bus_CBD_276 | bus_CBD_116 | 276 | 116 | 28.2587 | 1.4129 | 7.0647 | 0 | 150 | 1 | 154000 | FALSE
line_4_4 | bus_DJN_004 | bus_DJN_004 | 4 | 4 | 3.5632 | 0.17816 | 0.8908 | 0 | 150 | 1 | 154000 | FALSE
line_390_287 | bus_JBD_390 | bus_JBD_287 | 390 | 287 | 27.3837 | 1.3692 | 6.8459 | 0 | 150 | 1 | 154000 | FALSE
line_390_390 | bus_JBD_390 | bus_JBD_390 | 390 | 390 | 4.0225 | 0.20112 | 1.0056 | 0 | 150 | 1 | 154000 | FALSE
line_86_86 | bus_JJD_086 | bus_JJD_086 | 86 | 86 | 0.093408 | 0.0046704 | 0.023352 | 0 | 150 | 1 | 154000 | FALSE
line_87_87 | bus_JJD_087 | bus_JJD_087 | 87 | 87 | 0.25285 | 0.012643 | 0.063214 | 0 | 150 | 1 | 154000 | FALSE
line_87_87 | bus_JJD_087 | bus_JJD_087 | 87 | 87 | 0.27633 | 0.013816 | 0.069082 | 0 | 150 | 1 | 154000 | FALSE
line_89_89 | bus_JJD_089 | bus_JJD_089 | 89 | 89 | 2.6258 | 0.13129 | 0.65645 | 0 | 150 | 1 | 154000 | FALSE
line_158_159 | bus_CND_158 | bus_CND_159 | 158 | 159 | 19.868 | 0.9934 | 4.967 | 0 | 150 | 1 | 154000 | FALSE
line_58_58 | bus_ICN_058 | bus_ICN_058 | 58 | 58 | 0.77834 | 0.038917 | 0.19458 | 0 | 800 | 1 | 345000 | FALSE
line_58_58 | bus_ICN_058 | bus_ICN_058 | 58 | 58 | 1.4692 | 0.073462 | 0.36731 | 0 | 800 | 1 | 345000 | FALSE
line_391_77 | bus_JND_391 | bus_JND_077 | 391 | 77 | 23.0262 | 1.1513 | 5.7566 | 0 | 150 | 1 | 154000 | FALSE
line_349_349 | bus_GBD_349 | bus_GBD_349 | 349 | 349 | 0.065751 | 0.0032876 | 0.016438 | 0 | 150 | 1 | 154000 | FALSE
line_349_349 | bus_GBD_349 | bus_GBD_349 | 349 | 349 | 0.069345 | 0.0034672 | 0.017336 | 0 | 150 | 1 | 154000 | FALSE
line_234_234 | bus_GGD_234 | bus_GGD_234 | 234 | 234 | 7.0601 | 0.353 | 1.765 | 0 | 150 | 1 | 154000 | FALSE
line_59_59 | bus_GGD_059 | bus_GGD_059 | 59 | 59 | 2.4591 | 0.12295 | 0.61476 | 0 | 800 | 1 | 345000 | FALSE
line_64_64 | bus_GGD_064 | bus_GGD_064 | 64 | 64 | 8.4253 | 0.42126 | 2.1063 | 0 | 800 | 1 | 345000 | FALSE
line_392_173 | bus_CBD_392 | bus_GGD_173 | 392 | 173 | 39.3234 | 1.9662 | 9.8309 | 0 | 150 | 1 | 154000 | FALSE
line_173_173 | bus_GGD_173 | bus_GGD_173 | 173 | 173 | 4.3084 | 0.21542 | 1.0771 | 0 | 150 | 1 | 154000 | FALSE
line_173_174 | bus_GGD_173 | bus_GGD_174 | 173 | 174 | 8.8425 | 0.44212 | 2.2106 | 0 | 150 | 1 | 154000 | FALSE
line_393_393 | bus_GGD_393 | bus_GGD_393 | 393 | 393 | 7.4824 | 0.37412 | 1.8706 | 0 | 150 | 1 | 154000 | FALSE
line_71_71 | bus_CBD_071 | bus_CBD_071 | 71 | 71 | 0.32259 | 0.01613 | 0.080648 | 0 | 150 | 1 | 154000 | FALSE
line_15_394 | bus_CND_015 | bus_CND_394 | 15 | 394 | 17.5752 | 0.87876 | 4.3938 | 0 | 800 | 1 | 345000 | FALSE
line_9_9 | bus_CND_009 | bus_CND_009 | 9 | 9 | 1.1426 | 0.057132 | 0.28566 | 0 | 800 | 1 | 345000 | FALSE
line_158_331 | bus_CND_158 | bus_CND_331 | 158 | 331 | 23.771 | 1.1885 | 5.9427 | 0 | 800 | 1 | 345000 | FALSE
line_64_179 | bus_GGD_064 | bus_ICN_179 | 64 | 179 | 11.4165 | 0.57083 | 2.8541 | 0 | 150 | 1 | 154000 | FALSE
line_324_324 | bus_ICN_324 | bus_ICN_324 | 324 | 324 | 19.4766 | 0.97383 | 4.8691 | 0 | 150 | 1 | 154000 | FALSE
line_68_68 | bus_SEL_068 | bus_SEL_068 | 68 | 68 | 0.3434 | 0.01717 | 0.085849 | 0 | 150 | 1 | 154000 | FALSE
line_68_68 | bus_SEL_068 | bus_SEL_068 | 68 | 68 | 0.2254 | 0.01127 | 0.05635 | 0 | 150 | 1 | 154000 | FALSE
line_68_68 | bus_SEL_068 | bus_SEL_068 | 68 | 68 | 0.22434 | 0.011217 | 0.056085 | 0 | 150 | 1 | 154000 | FALSE
line_76_335 | bus_GND_076 | bus_GND_335 | 76 | 335 | 22.7155 | 1.1358 | 5.6789 | 0 | 150 | 1 | 154000 | FALSE
line_64_64 | bus_GGD_064 | bus_GGD_064 | 64 | 64 | 2.5746 | 0.12873 | 0.64364 | 0 | 150 | 1 | 154000 | FALSE
line_16_16 | bus_CND_016 | bus_CND_016 | 16 | 16 | 1.0846 | 0.054228 | 0.27114 | 0 | 800 | 1 | 345000 | FALSE
line_16_16 | bus_CND_016 | bus_CND_016 | 16 | 16 | 0.43494 | 0.021747 | 0.10873 | 0 | 800 | 1 | 345000 | FALSE
line_16_16 | bus_CND_016 | bus_CND_016 | 16 | 16 | 0.29787 | 0.014894 | 0.074468 | 0 | 800 | 1 | 345000 | FALSE
line_16_16 | bus_CND_016 | bus_CND_016 | 16 | 16 | 0.12984 | 0.0064922 | 0.032461 | 0 | 800 | 1 | 345000 | FALSE
line_16_16 | bus_CND_016 | bus_CND_016 | 16 | 16 | 1.1555 | 0.057775 | 0.28888 | 0 | 800 | 1 | 345000 | FALSE
line_16_16 | bus_CND_016 | bus_CND_016 | 16 | 16 | 0.19357 | 0.0096785 | 0.048392 | 0 | 800 | 1 | 345000 | FALSE
line_16_16 | bus_CND_016 | bus_CND_016 | 16 | 16 | 0.84925 | 0.042462 | 0.21231 | 0 | 800 | 1 | 345000 | FALSE
line_239_320 | bus_CND_239 | bus_CND_320 | 239 | 320 | 9.0162 | 0.45081 | 2.2541 | 0 | 150 | 1 | 154000 | FALSE
line_240_240 | bus_CND_240 | bus_CND_240 | 240 | 240 | 0.14392 | 0.0071958 | 0.035979 | 0 | 800 | 1 | 345000 | FALSE
line_324_324 | bus_ICN_324 | bus_ICN_324 | 324 | 324 | 2.6165 | 0.13082 | 0.65411 | 0 | 10 | 1 | 22900 | FALSE
line_316_316 | bus_GGD_316 | bus_GGD_316 | 316 | 316 | 2.5677 | 0.12839 | 0.64193 | 0 | 800 | 1 | 345000 | FALSE
line_144_144 | bus_JBD_144 | bus_JBD_144 | 144 | 144 | 2.6023 | 0.13011 | 0.65057 | 0 | 150 | 1 | 154000 | FALSE
line_144_144 | bus_JBD_144 | bus_JBD_144 | 144 | 144 | 2.7382 | 0.13691 | 0.68456 | 0 | 150 | 1 | 154000 | FALSE
line_247_247 | bus_JND_247 | bus_JND_247 | 247 | 247 | 4.5076 | 0.22538 | 1.1269 | 0 | 150 | 1 | 154000 | FALSE
line_53_144 | bus_JBD_053 | bus_JBD_144 | 53 | 144 | 12.1762 | 0.60881 | 3.044 | 0 | 150 | 1 | 154000 | FALSE
line_47_47 | bus_GBD_047 | bus_GBD_047 | 47 | 47 | 0.16504 | 0.0082519 | 0.04126 | 0 | 800 | 1 | 345000 | FALSE
line_153_153 | bus_GGD_153 | bus_GGD_153 | 153 | 153 | 0.11841 | 0.0059206 | 0.029603 | 0 | 150 | 1 | 154000 | FALSE
line_153_153 | bus_GGD_153 | bus_GGD_153 | 153 | 153 | 3.4898 | 0.17449 | 0.87246 | 0 | 150 | 1 | 154000 | FALSE
line_179_179 | bus_ICN_179 | bus_ICN_179 | 179 | 179 | 0.4264 | 0.02132 | 0.1066 | 0 | 150 | 1 | 154000 | FALSE
line_292_292 | bus_ICN_292 | bus_ICN_292 | 292 | 292 | 9.1859 | 0.4593 | 2.2965 | 0 | 150 | 1 | 154000 | FALSE
line_263_263 | bus_GBD_263 | bus_GBD_263 | 263 | 263 | 0.075019 | 0.003751 | 0.018755 | 0 | 150 | 1 | 154000 | FALSE
line_263_263 | bus_GBD_263 | bus_GBD_263 | 263 | 263 | 0.07002 | 0.003501 | 0.017505 | 0 | 150 | 1 | 154000 | FALSE
line_263_263 | bus_GBD_263 | bus_GBD_263 | 263 | 263 | 0.078863 | 0.0039431 | 0.019716 | 0 | 150 | 1 | 154000 | FALSE
line_32_32 | bus_GGD_032 | bus_GGD_032 | 32 | 32 | 0.57895 | 0.028947 | 0.14474 | 0 | 150 | 1 | 154000 | FALSE
line_32_32 | bus_GGD_032 | bus_GGD_032 | 32 | 32 | 0.046263 | 0.0023131 | 0.011566 | 0 | 150 | 1 | 154000 | FALSE
line_32_32 | bus_GGD_032 | bus_GGD_032 | 32 | 32 | 2.2441 | 0.1122 | 0.56102 | 0 | 150 | 1 | 154000 | FALSE
line_34_34 | bus_GBD_034 | bus_GBD_034 | 34 | 34 | 0.94419 | 0.04721 | 0.23605 | 0 | 150 | 1 | 154000 | FALSE
line_263_263 | bus_GBD_263 | bus_GBD_263 | 263 | 263 | 0.068375 | 0.0034188 | 0.017094 | 0 | 150 | 1 | 154000 | FALSE
line_265_327 | bus_GBD_265 | bus_GBD_327 | 265 | 327 | 17.0214 | 0.85107 | 4.2553 | 0 | 150 | 1 | 154000 | FALSE
line_39_39 | bus_USN_039 | bus_USN_039 | 39 | 39 | 10.5533 | 0.52767 | 2.6383 | 0 | 150 | 1 | 154000 | FALSE
line_39_39 | bus_USN_039 | bus_USN_039 | 39 | 39 | 0.24387 | 0.012193 | 0.060966 | 0 | 800 | 1 | 345000 | FALSE
line_152_174 | bus_GGD_152 | bus_GGD_174 | 152 | 174 | 5.4397 | 0.27199 | 1.3599 | 0 | 150 | 1 | 154000 | FALSE
line_167_167 | bus_GGD_167 | bus_GGD_167 | 167 | 167 | 9.865 | 0.49325 | 2.4663 | 0 | 150 | 1 | 154000 | FALSE
line_167_167 | bus_GGD_167 | bus_GGD_167 | 167 | 167 | 0.1026 | 0.0051298 | 0.025649 | 0 | 150 | 1 | 154000 | FALSE
line_167_167 | bus_GGD_167 | bus_GGD_167 | 167 | 167 | 0.38548 | 0.019274 | 0.096369 | 0 | 150 | 1 | 154000 | FALSE
line_234_210 | bus_GGD_234 | bus_GGD_210 | 234 | 210 | 27.51 | 1.3755 | 6.8775 | 0 | 150 | 1 | 154000 | FALSE
line_395_210 | bus_GWD_395 | bus_GGD_210 | 395 | 210 | 35.4432 | 1.7722 | 8.8608 | 0 | 150 | 1 | 154000 | FALSE
line_68_68 | bus_SEL_068 | bus_SEL_068 | 68 | 68 | 5.3157 | 0.26579 | 1.3289 | 0 | 150 | 1 | 154000 | FALSE
line_171_171 | bus_GWD_171 | bus_GWD_171 | 171 | 171 | 0.37684 | 0.018842 | 0.094209 | 0 | 150 | 1 | 154000 | FALSE
line_171_171 | bus_GWD_171 | bus_GWD_171 | 171 | 171 | 6.2948 | 0.31474 | 1.5737 | 0 | 150 | 1 | 154000 | FALSE
line_396_396 | bus_GBD_396 | bus_GBD_396 | 396 | 396 | 4.3554 | 0.21777 | 1.0889 | 0 | 150 | 1 | 154000 | FALSE
line_68_68 | bus_SEL_068 | bus_SEL_068 | 68 | 68 | 1.2178 | 0.060889 | 0.30444 | 0 | 800 | 1 | 345000 | FALSE
line_68_68 | bus_SEL_068 | bus_SEL_068 | 68 | 68 | 0.7047 | 0.035235 | 0.17618 | 0 | 150 | 1 | 154000 | FALSE
line_211_211 | bus_JND_211 | bus_JND_211 | 211 | 211 | 0.6105 | 0.030525 | 0.15263 | 0 | 150 | 1 | 154000 | FALSE
line_338_144 | bus_CND_338 | bus_JBD_144 | 338 | 144 | 25.0165 | 1.2508 | 6.2541 | 0 | 150 | 1 | 154000 | FALSE
line_338_397 | bus_CND_338 | bus_CND_397 | 338 | 397 | 32.7359 | 1.6368 | 8.184 | 0 | 150 | 1 | 154000 | FALSE
line_53_53 | bus_JBD_053 | bus_JBD_053 | 53 | 53 | 0.096888 | 0.0048444 | 0.024222 | 0 | 800 | 1 | 345000 | FALSE
line_53_53 | bus_JBD_053 | bus_JBD_053 | 53 | 53 | 0.090609 | 0.0045304 | 0.022652 | 0 | 800 | 1 | 345000 | FALSE
line_171_171 | bus_GWD_171 | bus_GWD_171 | 171 | 171 | 3.2853 | 0.16426 | 0.82132 | 0 | 150 | 1 | 154000 | FALSE
line_398_171 | bus_GWD_398 | bus_GWD_171 | 398 | 171 | 14.5346 | 0.72673 | 3.6337 | 0 | 150 | 1 | 154000 | FALSE
line_398_398 | bus_GWD_398 | bus_GWD_398 | 398 | 398 | 4.8763 | 0.24382 | 1.2191 | 0 | 150 | 1 | 154000 | FALSE
line_77_77 | bus_JND_077 | bus_JND_077 | 77 | 77 | 0.19697 | 0.0098484 | 0.049242 | 0 | 150 | 1 | 154000 | FALSE
line_120_120 | bus_JND_120 | bus_JND_120 | 120 | 120 | 0.2624 | 0.01312 | 0.0656 | 0 | 150 | 1 | 154000 | FALSE
line_208_208 | bus_GBD_208 | bus_GBD_208 | 208 | 208 | 3.1955 | 0.15978 | 0.79888 | 0 | 150 | 1 | 154000 | FALSE
line_203_379 | bus_GBD_203 | bus_CBD_379 | 203 | 379 | 37.9381 | 1.8969 | 9.4845 | 0 | 150 | 1 | 154000 | FALSE
line_314_314 | bus_GGD_314 | bus_GGD_314 | 314 | 314 | 0.074547 | 0.0037274 | 0.018637 | 0 | 150 | 1 | 154000 | FALSE
line_170_170 | bus_GWD_170 | bus_GWD_170 | 170 | 170 | 0.21355 | 0.010677 | 0.053387 | 0 | 150 | 1 | 154000 | FALSE
line_258_258 | bus_GWD_258 | bus_GWD_258 | 258 | 258 | 3.9522 | 0.19761 | 0.98804 | 0 | 150 | 1 | 154000 | FALSE
line_281_258 | bus_GBD_281 | bus_GWD_258 | 281 | 258 | 14.5857 | 0.72929 | 3.6464 | 0 | 150 | 1 | 154000 | FALSE
line_352_352 | bus_GBD_352 | bus_GBD_352 | 352 | 352 | 0.096281 | 0.0048141 | 0.02407 | 0 | 150 | 1 | 154000 | FALSE
line_179_179 | bus_ICN_179 | bus_ICN_179 | 179 | 179 | 6.8856 | 0.34428 | 1.7214 | 0 | 150 | 1 | 154000 | FALSE
line_7_316 | bus_GGD_007 | bus_GGD_316 | 7 | 316 | 4.3363 | 0.21682 | 1.0841 | 0 | 150 | 1 | 154000 | FALSE
line_9_9 | bus_CND_009 | bus_CND_009 | 9 | 9 | 0.29386 | 0.014693 | 0.073465 | 0 | 150 | 1 | 154000 | FALSE
line_72_332 | bus_CND_072 | bus_CND_332 | 72 | 332 | 9.5977 | 0.47988 | 2.3994 | 0 | 150 | 1 | 154000 | FALSE
line_158_268 | bus_CND_158 | bus_CND_268 | 158 | 268 | 12.7405 | 0.63703 | 3.1851 | 0 | 150 | 1 | 154000 | FALSE
line_153_153 | bus_GGD_153 | bus_GGD_153 | 153 | 153 | 2.3479 | 0.1174 | 0.58699 | 0 | 150 | 1 | 154000 | FALSE
line_28_28 | bus_GGD_028 | bus_GGD_028 | 28 | 28 | 2.1896 | 0.10948 | 0.5474 | 0 | 150 | 1 | 154000 | FALSE
line_330_330 | bus_CND_330 | bus_CND_330 | 330 | 330 | 0.10238 | 0.005119 | 0.025595 | 0 | 800 | 1 | 345000 | FALSE
line_178_178 | bus_GGD_178 | bus_GGD_178 | 178 | 178 | 0.28315 | 0.014157 | 0.070786 | 0 | 800 | 1 | 345000 | FALSE
line_178_178 | bus_GGD_178 | bus_GGD_178 | 178 | 178 | 0.063325 | 0.0031662 | 0.015831 | 0 | 800 | 1 | 345000 | FALSE
line_178_178 | bus_GGD_178 | bus_GGD_178 | 178 | 178 | 0.072029 | 0.0036015 | 0.018007 | 0 | 800 | 1 | 345000 | FALSE
line_64_64 | bus_GGD_064 | bus_GGD_064 | 64 | 64 | 0.064501 | 0.0032251 | 0.016125 | 0 | 800 | 1 | 345000 | FALSE
line_58_58 | bus_ICN_058 | bus_ICN_058 | 58 | 58 | 0.11565 | 0.0057824 | 0.028912 | 0 | 800 | 1 | 345000 | FALSE
line_58_58 | bus_ICN_058 | bus_ICN_058 | 58 | 58 | 0.1103 | 0.0055148 | 0.027574 | 0 | 800 | 1 | 345000 | FALSE
line_144_144 | bus_JBD_144 | bus_JBD_144 | 144 | 144 | 6.1156 | 0.30578 | 1.5289 | 0 | 150 | 1 | 154000 | FALSE
line_162_399 | bus_CND_162 | bus_CND_399 | 162 | 399 | 7.0526 | 0.35263 | 1.7631 | 0 | 150 | 1 | 154000 | FALSE
line_400_390 | bus_JBD_400 | bus_JBD_390 | 400 | 390 | 6.2939 | 0.31469 | 1.5735 | 0 | 150 | 1 | 154000 | FALSE
line_144_144 | bus_JBD_144 | bus_JBD_144 | 144 | 144 | 0.49684 | 0.024842 | 0.12421 | 0 | 150 | 1 | 154000 | FALSE
line_144_144 | bus_JBD_144 | bus_JBD_144 | 144 | 144 | 1.5778 | 0.078888 | 0.39444 | 0 | 150 | 1 | 154000 | FALSE
line_53_53 | bus_JBD_053 | bus_JBD_053 | 53 | 53 | 0.090794 | 0.0045397 | 0.022699 | 0 | 800 | 1 | 345000 | FALSE
line_123_123 | bus_GND_123 | bus_GND_123 | 123 | 123 | 0.21102 | 0.010551 | 0.052755 | 0 | 150 | 1 | 154000 | FALSE
line_298_298 | bus_GND_298 | bus_GND_298 | 298 | 298 | 1.2811 | 0.064056 | 0.32028 | 0 | 150 | 1 | 154000 | FALSE
line_401_402 | bus_GND_401 | bus_GND_402 | 401 | 402 | 7.0436 | 0.35218 | 1.7609 | 0 | 150 | 1 | 154000 | FALSE
line_130_130 | bus_GND_130 | bus_GND_130 | 130 | 130 | 0.15238 | 0.007619 | 0.038095 | 0 | 800 | 1 | 345000 | FALSE
line_130_130 | bus_GND_130 | bus_GND_130 | 130 | 130 | 0.14774 | 0.0073871 | 0.036936 | 0 | 800 | 1 | 345000 | FALSE
line_136_136 | bus_JND_136 | bus_JND_136 | 136 | 136 | 0.13155 | 0.0065774 | 0.032887 | 0 | 800 | 1 | 345000 | FALSE
line_136_136 | bus_JND_136 | bus_JND_136 | 136 | 136 | 0.59449 | 0.029725 | 0.14862 | 0 | 800 | 1 | 345000 | FALSE
line_136_136 | bus_JND_136 | bus_JND_136 | 136 | 136 | 0.10798 | 0.005399 | 0.026995 | 0 | 150 | 1 | 154000 | FALSE
line_136_136 | bus_JND_136 | bus_JND_136 | 136 | 136 | 0.11512 | 0.0057562 | 0.028781 | 0 | 150 | 1 | 154000 | FALSE
line_142_142 | bus_JND_142 | bus_JND_142 | 142 | 142 | 0.090585 | 0.0045293 | 0.022646 | 0 | 800 | 1 | 345000 | FALSE
line_142_142 | bus_JND_142 | bus_JND_142 | 142 | 142 | 0.086158 | 0.0043079 | 0.021539 | 0 | 800 | 1 | 345000 | FALSE
line_378_378 | bus_JBD_378 | bus_JBD_378 | 378 | 378 | 0.02446 | 0.001223 | 0.006115 | 0 | 150 | 1 | 154000 | FALSE
line_223_223 | bus_CBD_223 | bus_CBD_223 | 223 | 223 | 0.065054 | 0.0032527 | 0.016264 | 0 | 150 | 1 | 154000 | FALSE
line_11_11 | bus_CBD_011 | bus_CBD_011 | 11 | 11 | 0.12359 | 0.0061796 | 0.030898 | 0 | 800 | 1 | 345000 | FALSE
line_11_11 | bus_CBD_011 | bus_CBD_011 | 11 | 11 | 0.10679 | 0.0053394 | 0.026697 | 0 | 800 | 1 | 345000 | FALSE
line_11_11 | bus_CBD_011 | bus_CBD_011 | 11 | 11 | 0.12363 | 0.0061817 | 0.030909 | 0 | 800 | 1 | 345000 | FALSE
line_11_11 | bus_CBD_011 | bus_CBD_011 | 11 | 11 | 0.11458 | 0.0057289 | 0.028644 | 0 | 800 | 1 | 345000 | FALSE
line_11_11 | bus_CBD_011 | bus_CBD_011 | 11 | 11 | 0.12726 | 0.0063629 | 0.031815 | 0 | 3500 | 1 | 765000 | FALSE
line_11_11 | bus_CBD_011 | bus_CBD_011 | 11 | 11 | 0.12816 | 0.0064082 | 0.032041 | 0 | 3500 | 1 | 765000 | FALSE
line_11_11 | bus_CBD_011 | bus_CBD_011 | 11 | 11 | 0.15837 | 0.0079187 | 0.039593 | 0 | 3500 | 1 | 765000 | FALSE
line_11_11 | bus_CBD_011 | bus_CBD_011 | 11 | 11 | 0.14777 | 0.0073885 | 0.036942 | 0 | 3500 | 1 | 765000 | FALSE
line_276_276 | bus_CBD_276 | bus_CBD_276 | 276 | 276 | 0.18787 | 0.0093934 | 0.046967 | 0 | 150 | 1 | 154000 | FALSE
line_116_116 | bus_CBD_116 | bus_CBD_116 | 116 | 116 | 0.047027 | 0.0023514 | 0.011757 | 0 | 150 | 1 | 154000 | FALSE
line_116_116 | bus_CBD_116 | bus_CBD_116 | 116 | 116 | 0.052003 | 0.0026002 | 0.013001 | 0 | 150 | 1 | 154000 | FALSE
line_4_4 | bus_DJN_004 | bus_DJN_004 | 4 | 4 | 0.019225 | 0.00096127 | 0.0048064 | 0 | 150 | 1 | 154000 | FALSE
line_51_51 | bus_DJN_051 | bus_DJN_051 | 51 | 51 | 0.751 | 0.03755 | 0.18775 | 0 | 150 | 1 | 154000 | FALSE
line_4_10 | bus_DJN_004 | bus_CBD_010 | 4 | 10 | 13.6959 | 0.6848 | 3.424 | 0 | 150 | 1 | 154000 | FALSE
line_236_236 | bus_JBD_236 | bus_JBD_236 | 236 | 236 | 0.13204 | 0.0066021 | 0.033011 | 0 | 150 | 1 | 154000 | FALSE
line_191_191 | bus_JBD_191 | bus_JBD_191 | 191 | 191 | 0.03346 | 0.001673 | 0.008365 | 0 | 150 | 1 | 154000 | FALSE
line_120_120 | bus_JND_120 | bus_JND_120 | 120 | 120 | 1.3804 | 0.06902 | 0.3451 | 0 | 800 | 1 | 345000 | FALSE
line_120_120 | bus_JND_120 | bus_JND_120 | 120 | 120 | 1.0866 | 0.05433 | 0.27165 | 0 | 800 | 1 | 345000 | FALSE
line_230_230 | bus_GND_230 | bus_GND_230 | 230 | 230 | 11.627 | 0.58135 | 2.9068 | 0 | 150 | 1 | 154000 | FALSE
line_230_230 | bus_GND_230 | bus_GND_230 | 230 | 230 | 0.04357 | 0.0021785 | 0.010892 | 0 | 150 | 1 | 154000 | FALSE
line_230_230 | bus_GND_230 | bus_GND_230 | 230 | 230 | 0.045044 | 0.0022522 | 0.011261 | 0 | 150 | 1 | 154000 | FALSE
line_124_124 | bus_GND_124 | bus_GND_124 | 124 | 124 | 0.096301 | 0.004815 | 0.024075 | 0 | 800 | 1 | 345000 | FALSE
line_230_124 | bus_GND_230 | bus_GND_124 | 230 | 124 | 3.1764 | 0.15882 | 0.7941 | 0 | 150 | 1 | 154000 | FALSE
line_403_403 | bus_GND_403 | bus_GND_403 | 403 | 403 | 0.037788 | 0.0018894 | 0.009447 | 0 | 150 | 1 | 154000 | FALSE
line_403_403 | bus_GND_403 | bus_GND_403 | 403 | 403 | 0.035655 | 0.0017828 | 0.0089139 | 0 | 150 | 1 | 154000 | FALSE
line_118_118 | bus_GND_118 | bus_GND_118 | 118 | 118 | 0.047932 | 0.0023966 | 0.011983 | 0 | 150 | 1 | 154000 | FALSE
line_118_118 | bus_GND_118 | bus_GND_118 | 118 | 118 | 0.038519 | 0.001926 | 0.0096298 | 0 | 150 | 1 | 154000 | FALSE
line_118_118 | bus_GND_118 | bus_GND_118 | 118 | 118 | 0.04231 | 0.0021155 | 0.010578 | 0 | 150 | 1 | 154000 | FALSE
line_118_118 | bus_GND_118 | bus_GND_118 | 118 | 118 | 0.033517 | 0.0016759 | 0.0083794 | 0 | 150 | 1 | 154000 | FALSE
line_118_118 | bus_GND_118 | bus_GND_118 | 118 | 118 | 0.025917 | 0.0012959 | 0.0064794 | 0 | 150 | 1 | 154000 | FALSE
line_118_118 | bus_GND_118 | bus_GND_118 | 118 | 118 | 0.03515 | 0.0017575 | 0.0087876 | 0 | 150 | 1 | 154000 | FALSE
line_403_118 | bus_GND_403 | bus_GND_118 | 403 | 118 | 11.3855 | 0.56928 | 2.8464 | 0 | 150 | 1 | 154000 | FALSE
line_201_118 | bus_GND_201 | bus_GND_118 | 201 | 118 | 31.6303 | 1.5815 | 7.9076 | 0 | 150 | 1 | 154000 | FALSE
line_145_145 | bus_GND_145 | bus_GND_145 | 145 | 145 | 0.057888 | 0.0028944 | 0.014472 | 0 | 150 | 1 | 154000 | FALSE
line_145_145 | bus_GND_145 | bus_GND_145 | 145 | 145 | 0.054561 | 0.002728 | 0.01364 | 0 | 150 | 1 | 154000 | FALSE
line_190_190 | bus_BSN_190 | bus_BSN_190 | 190 | 190 | 0.13924 | 0.0069622 | 0.034811 | 0 | 150 | 1 | 154000 | FALSE
line_63_63 | bus_GND_063 | bus_GND_063 | 63 | 63 | 2.0924 | 0.10462 | 0.5231 | 0 | 150 | 1 | 154000 | FALSE
line_127_127 | bus_GND_127 | bus_GND_127 | 127 | 127 | 0.82428 | 0.041214 | 0.20607 | 0 | 150 | 1 | 154000 | FALSE
line_127_127 | bus_GND_127 | bus_GND_127 | 127 | 127 | 0.36127 | 0.018064 | 0.090318 | 0 | 150 | 1 | 154000 | FALSE
line_127_127 | bus_GND_127 | bus_GND_127 | 127 | 127 | 3.0584 | 0.15292 | 0.76461 | 0 | 150 | 1 | 154000 | FALSE
line_127_127 | bus_GND_127 | bus_GND_127 | 127 | 127 | 0.22985 | 0.011493 | 0.057464 | 0 | 150 | 1 | 154000 | FALSE
line_127_127 | bus_GND_127 | bus_GND_127 | 127 | 127 | 0.8934 | 0.04467 | 0.22335 | 0 | 150 | 1 | 154000 | FALSE
line_124_124 | bus_GND_124 | bus_GND_124 | 124 | 124 | 0.070051 | 0.0035025 | 0.017513 | 0 | 150 | 1 | 154000 | FALSE
line_124_124 | bus_GND_124 | bus_GND_124 | 124 | 124 | 1.0567 | 0.052834 | 0.26417 | 0 | 800 | 1 | 345000 | FALSE
line_124_124 | bus_GND_124 | bus_GND_124 | 124 | 124 | 3.6723 | 0.18361 | 0.91807 | 0 | 150 | 1 | 154000 | FALSE
line_53_361 | bus_JBD_053 | bus_JBD_361 | 53 | 361 | 39.702 | 1.9851 | 9.9255 | 0 | 150 | 1 | 154000 | FALSE
line_227_227 | bus_JBD_227 | bus_JBD_227 | 227 | 227 | 0.071728 | 0.0035864 | 0.017932 | 0 | 150 | 1 | 154000 | FALSE
line_227_227 | bus_JBD_227 | bus_JBD_227 | 227 | 227 | 0.08276 | 0.004138 | 0.02069 | 0 | 150 | 1 | 154000 | FALSE
line_227_227 | bus_JBD_227 | bus_JBD_227 | 227 | 227 | 3.3215 | 0.16608 | 0.83039 | 0 | 150 | 1 | 154000 | FALSE
line_46_46 | bus_JND_046 | bus_JND_046 | 46 | 46 | 0.057101 | 0.002855 | 0.014275 | 0 | 150 | 1 | 154000 | FALSE
line_46_46 | bus_JND_046 | bus_JND_046 | 46 | 46 | 0.054863 | 0.0027432 | 0.013716 | 0 | 150 | 1 | 154000 | FALSE
line_212_212 | bus_GWJ_212 | bus_GWJ_212 | 212 | 212 | 0.056735 | 0.0028368 | 0.014184 | 0 | 150 | 1 | 154000 | FALSE
line_212_212 | bus_GWJ_212 | bus_GWJ_212 | 212 | 212 | 0.055825 | 0.0027913 | 0.013956 | 0 | 150 | 1 | 154000 | FALSE
line_212_212 | bus_GWJ_212 | bus_GWJ_212 | 212 | 212 | 0.060027 | 0.0030014 | 0.015007 | 0 | 150 | 1 | 154000 | FALSE
line_212_212 | bus_GWJ_212 | bus_GWJ_212 | 212 | 212 | 0.05953 | 0.0029765 | 0.014882 | 0 | 150 | 1 | 154000 | FALSE
line_142_142 | bus_JND_142 | bus_JND_142 | 142 | 142 | 0.55827 | 0.027914 | 0.13957 | 0 | 150 | 1 | 154000 | FALSE
line_142_142 | bus_JND_142 | bus_JND_142 | 142 | 142 | 0.46945 | 0.023473 | 0.11736 | 0 | 150 | 1 | 154000 | FALSE
line_142_142 | bus_JND_142 | bus_JND_142 | 142 | 142 | 0.053181 | 0.002659 | 0.013295 | 0 | 150 | 1 | 154000 | FALSE
line_142_142 | bus_JND_142 | bus_JND_142 | 142 | 142 | 0.047699 | 0.002385 | 0.011925 | 0 | 150 | 1 | 154000 | FALSE
line_142_142 | bus_JND_142 | bus_JND_142 | 142 | 142 | 0.05273 | 0.0026365 | 0.013183 | 0 | 150 | 1 | 154000 | FALSE
line_142_142 | bus_JND_142 | bus_JND_142 | 142 | 142 | 0.048815 | 0.0024407 | 0.012204 | 0 | 150 | 1 | 154000 | FALSE
line_142_142 | bus_JND_142 | bus_JND_142 | 142 | 142 | 0.075849 | 0.0037924 | 0.018962 | 0 | 150 | 1 | 154000 | FALSE
line_142_142 | bus_JND_142 | bus_JND_142 | 142 | 142 | 0.070903 | 0.0035452 | 0.017726 | 0 | 150 | 1 | 154000 | FALSE
line_142_142 | bus_JND_142 | bus_JND_142 | 142 | 142 | 0.10718 | 0.005359 | 0.026795 | 0 | 150 | 1 | 154000 | FALSE
line_142_142 | bus_JND_142 | bus_JND_142 | 142 | 142 | 0.10809 | 0.0054043 | 0.027021 | 0 | 150 | 1 | 154000 | FALSE
line_142_142 | bus_JND_142 | bus_JND_142 | 142 | 142 | 1.5898 | 0.07949 | 0.39745 | 0 | 150 | 1 | 154000 | FALSE
line_142_142 | bus_JND_142 | bus_JND_142 | 142 | 142 | 0.67255 | 0.033627 | 0.16814 | 0 | 150 | 1 | 154000 | FALSE
line_142_142 | bus_JND_142 | bus_JND_142 | 142 | 142 | 0.19682 | 0.0098408 | 0.049204 | 0 | 150 | 1 | 154000 | FALSE
line_142_142 | bus_JND_142 | bus_JND_142 | 142 | 142 | 0.67534 | 0.033767 | 0.16883 | 0 | 150 | 1 | 154000 | FALSE
line_142_142 | bus_JND_142 | bus_JND_142 | 142 | 142 | 2.0483 | 0.10242 | 0.51208 | 0 | 150 | 1 | 154000 | FALSE
line_142_142 | bus_JND_142 | bus_JND_142 | 142 | 142 | 3.4485 | 0.17243 | 0.86213 | 0 | 150 | 1 | 154000 | FALSE
line_142_142 | bus_JND_142 | bus_JND_142 | 142 | 142 | 2.6857 | 0.13428 | 0.67142 | 0 | 150 | 1 | 154000 | FALSE
line_142_142 | bus_JND_142 | bus_JND_142 | 142 | 142 | 0.45334 | 0.022667 | 0.11334 | 0 | 150 | 1 | 154000 | FALSE
line_142_142 | bus_JND_142 | bus_JND_142 | 142 | 142 | 1.3027 | 0.065133 | 0.32567 | 0 | 150 | 1 | 154000 | FALSE
line_142_142 | bus_JND_142 | bus_JND_142 | 142 | 142 | 0.43912 | 0.021956 | 0.10978 | 0 | 150 | 1 | 154000 | FALSE
line_142_142 | bus_JND_142 | bus_JND_142 | 142 | 142 | 0.61732 | 0.030866 | 0.15433 | 0 | 150 | 1 | 154000 | FALSE
line_142_142 | bus_JND_142 | bus_JND_142 | 142 | 142 | 3.128 | 0.1564 | 0.78199 | 0 | 150 | 1 | 154000 | FALSE
line_132_132 | bus_JND_132 | bus_JND_132 | 132 | 132 | 0.3705 | 0.018525 | 0.092624 | 0 | 800 | 1 | 345000 | FALSE
line_147_147 | bus_JND_147 | bus_JND_147 | 147 | 147 | 0.083245 | 0.0041623 | 0.020811 | 0 | 800 | 1 | 345000 | FALSE
line_147_147 | bus_JND_147 | bus_JND_147 | 147 | 147 | 0.083973 | 0.0041987 | 0.020993 | 0 | 800 | 1 | 345000 | FALSE
line_404_147 | bus_JND_404 | bus_JND_147 | 404 | 147 | 8.0926 | 0.40463 | 2.0231 | 0 | 800 | 1 | 345000 | FALSE
line_134_134 | bus_JND_134 | bus_JND_134 | 134 | 134 | 1.0852 | 0.05426 | 0.2713 | 0 | 800 | 1 | 345000 | FALSE
line_134_134 | bus_JND_134 | bus_JND_134 | 134 | 134 | 0.11196 | 0.0055982 | 0.027991 | 0 | 800 | 1 | 345000 | FALSE
line_134_134 | bus_JND_134 | bus_JND_134 | 134 | 134 | 0.11803 | 0.0059016 | 0.029508 | 0 | 800 | 1 | 345000 | FALSE
line_77_77 | bus_JND_077 | bus_JND_077 | 77 | 77 | 0.063975 | 0.0031988 | 0.015994 | 0 | 800 | 1 | 345000 | FALSE
line_77_77 | bus_JND_077 | bus_JND_077 | 77 | 77 | 0.055843 | 0.0027922 | 0.013961 | 0 | 800 | 1 | 345000 | FALSE
line_77_77 | bus_JND_077 | bus_JND_077 | 77 | 77 | 0.053748 | 0.0026874 | 0.013437 | 0 | 800 | 1 | 345000 | FALSE
line_77_77 | bus_JND_077 | bus_JND_077 | 77 | 77 | 0.054711 | 0.0027356 | 0.013678 | 0 | 800 | 1 | 345000 | FALSE
line_77_77 | bus_JND_077 | bus_JND_077 | 77 | 77 | 0.06958 | 0.003479 | 0.017395 | 0 | 150 | 1 | 154000 | FALSE
line_120_120 | bus_JND_120 | bus_JND_120 | 120 | 120 | 0.034534 | 0.0017267 | 0.0086334 | 0 | 150 | 1 | 154000 | FALSE
line_120_120 | bus_JND_120 | bus_JND_120 | 120 | 120 | 0.032438 | 0.0016219 | 0.0081095 | 0 | 150 | 1 | 154000 | FALSE
line_120_120 | bus_JND_120 | bus_JND_120 | 120 | 120 | 0.057353 | 0.0028677 | 0.014338 | 0 | 150 | 1 | 154000 | FALSE
line_120_120 | bus_JND_120 | bus_JND_120 | 120 | 120 | 0.055842 | 0.0027921 | 0.01396 | 0 | 150 | 1 | 154000 | FALSE
line_120_120 | bus_JND_120 | bus_JND_120 | 120 | 120 | 0.077588 | 0.0038794 | 0.019397 | 0 | 150 | 1 | 154000 | FALSE
line_120_120 | bus_JND_120 | bus_JND_120 | 120 | 120 | 0.072136 | 0.0036068 | 0.018034 | 0 | 150 | 1 | 154000 | FALSE
line_360_360 | bus_JND_360 | bus_JND_360 | 360 | 360 | 0.071792 | 0.0035896 | 0.017948 | 0 | 150 | 1 | 154000 | FALSE
line_360_360 | bus_JND_360 | bus_JND_360 | 360 | 360 | 0.019052 | 0.0009526 | 0.004763 | 0 | 150 | 1 | 154000 | FALSE
line_360_360 | bus_JND_360 | bus_JND_360 | 360 | 360 | 0.019176 | 0.00095881 | 0.004794 | 0 | 150 | 1 | 154000 | FALSE
line_360_360 | bus_JND_360 | bus_JND_360 | 360 | 360 | 0.020291 | 0.0010145 | 0.0050727 | 0 | 150 | 1 | 154000 | FALSE
line_360_360 | bus_JND_360 | bus_JND_360 | 360 | 360 | 0.021467 | 0.0010734 | 0.0053669 | 0 | 150 | 1 | 154000 | FALSE
line_360_360 | bus_JND_360 | bus_JND_360 | 360 | 360 | 0.097608 | 0.0048804 | 0.024402 | 0 | 150 | 1 | 154000 | FALSE
line_134_134 | bus_JND_134 | bus_JND_134 | 134 | 134 | 0.090113 | 0.0045056 | 0.022528 | 0 | 150 | 1 | 154000 | FALSE
line_134_134 | bus_JND_134 | bus_JND_134 | 134 | 134 | 0.090278 | 0.0045139 | 0.02257 | 0 | 150 | 1 | 154000 | FALSE
line_134_146 | bus_JND_134 | bus_JND_146 | 134 | 146 | 5.8777 | 0.29389 | 1.4694 | 0 | 150 | 1 | 154000 | FALSE
line_148_199 | bus_GND_148 | bus_GND_199 | 148 | 199 | 7.0901 | 0.3545 | 1.7725 | 0 | 150 | 1 | 154000 | FALSE
line_148_298 | bus_GND_148 | bus_GND_298 | 148 | 298 | 34.645 | 1.7322 | 8.6612 | 0 | 150 | 1 | 154000 | FALSE
line_130_130 | bus_GND_130 | bus_GND_130 | 130 | 130 | 0.14795 | 0.0073974 | 0.036987 | 0 | 800 | 1 | 345000 | FALSE
line_130_130 | bus_GND_130 | bus_GND_130 | 130 | 130 | 0.14654 | 0.0073268 | 0.036634 | 0 | 800 | 1 | 345000 | FALSE
line_130_130 | bus_GND_130 | bus_GND_130 | 130 | 130 | 0.51003 | 0.025501 | 0.12751 | 0 | 150 | 1 | 154000 | FALSE
line_130_130 | bus_GND_130 | bus_GND_130 | 130 | 130 | 2.8296 | 0.14148 | 0.70741 | 0 | 150 | 1 | 154000 | FALSE
line_148_199 | bus_GND_148 | bus_GND_199 | 148 | 199 | 7.4613 | 0.37306 | 1.8653 | 0 | 150 | 1 | 154000 | FALSE
line_148_130 | bus_GND_148 | bus_GND_130 | 148 | 130 | 8.532 | 0.4266 | 2.133 | 0 | 150 | 1 | 154000 | FALSE
line_200_200 | bus_GND_200 | bus_GND_200 | 200 | 200 | 0.48122 | 0.024061 | 0.12031 | 0 | 150 | 1 | 154000 | FALSE
line_200_200 | bus_GND_200 | bus_GND_200 | 200 | 200 | 0.47916 | 0.023958 | 0.11979 | 0 | 150 | 1 | 154000 | FALSE
line_46_46 | bus_JND_046 | bus_JND_046 | 46 | 46 | 0.06137 | 0.0030685 | 0.015342 | 0 | 150 | 1 | 154000 | FALSE
line_46_46 | bus_JND_046 | bus_JND_046 | 46 | 46 | 0.056876 | 0.0028438 | 0.014219 | 0 | 150 | 1 | 154000 | FALSE
line_42_45 | bus_JND_042 | bus_JND_045 | 42 | 45 | 9.2224 | 0.46112 | 2.3056 | 0 | 150 | 1 | 154000 | FALSE
line_45_45 | bus_JND_045 | bus_JND_045 | 45 | 45 | 3.1746 | 0.15873 | 0.79366 | 0 | 150 | 1 | 154000 | FALSE
line_211_211 | bus_JND_211 | bus_JND_211 | 211 | 211 | 0.026256 | 0.0013128 | 0.006564 | 0 | 150 | 1 | 154000 | FALSE
line_211_211 | bus_JND_211 | bus_JND_211 | 211 | 211 | 0.025424 | 0.0012712 | 0.006356 | 0 | 150 | 1 | 154000 | FALSE
line_211_211 | bus_JND_211 | bus_JND_211 | 211 | 211 | 0.023945 | 0.0011973 | 0.0059863 | 0 | 150 | 1 | 154000 | FALSE
line_211_211 | bus_JND_211 | bus_JND_211 | 211 | 211 | 0.02317 | 0.0011585 | 0.0057926 | 0 | 150 | 1 | 154000 | FALSE
line_211_211 | bus_JND_211 | bus_JND_211 | 211 | 211 | 0.22189 | 0.011094 | 0.055472 | 0 | 150 | 1 | 154000 | FALSE
line_211_211 | bus_JND_211 | bus_JND_211 | 211 | 211 | 0.23089 | 0.011545 | 0.057723 | 0 | 150 | 1 | 154000 | FALSE
line_211_211 | bus_JND_211 | bus_JND_211 | 211 | 211 | 0.62063 | 0.031032 | 0.15516 | 0 | 150 | 1 | 154000 | FALSE
line_405_211 | bus_JND_405 | bus_JND_211 | 405 | 211 | 8.8569 | 0.44284 | 2.2142 | 0 | 150 | 1 | 154000 | FALSE
line_211_211 | bus_JND_211 | bus_JND_211 | 211 | 211 | 0.39769 | 0.019885 | 0.099423 | 0 | 150 | 1 | 154000 | FALSE
line_211_211 | bus_JND_211 | bus_JND_211 | 211 | 211 | 3.9336 | 0.19668 | 0.98339 | 0 | 150 | 1 | 154000 | FALSE
line_211_211 | bus_JND_211 | bus_JND_211 | 211 | 211 | 0.16613 | 0.0083067 | 0.041534 | 0 | 150 | 1 | 154000 | FALSE
line_43_43 | bus_GWJ_043 | bus_GWJ_043 | 43 | 43 | 1.5374 | 0.076869 | 0.38435 | 0 | 150 | 1 | 154000 | FALSE
line_43_43 | bus_GWJ_043 | bus_GWJ_043 | 43 | 43 | 0.021754 | 0.0010877 | 0.0054386 | 0 | 150 | 1 | 154000 | FALSE
line_43_43 | bus_GWJ_043 | bus_GWJ_043 | 43 | 43 | 0.02674 | 0.001337 | 0.006685 | 0 | 150 | 1 | 154000 | FALSE
line_43_43 | bus_GWJ_043 | bus_GWJ_043 | 43 | 43 | 0.031421 | 0.0015711 | 0.0078554 | 0 | 150 | 1 | 154000 | FALSE
line_43_43 | bus_GWJ_043 | bus_GWJ_043 | 43 | 43 | 0.021751 | 0.0010875 | 0.0054377 | 0 | 150 | 1 | 154000 | FALSE
line_43_43 | bus_GWJ_043 | bus_GWJ_043 | 43 | 43 | 0.03034 | 0.001517 | 0.0075849 | 0 | 150 | 1 | 154000 | FALSE
line_43_362 | bus_GWJ_043 | bus_JND_362 | 43 | 362 | 12.3978 | 0.61989 | 3.0995 | 0 | 150 | 1 | 154000 | FALSE
line_344_344 | bus_GBD_344 | bus_GBD_344 | 344 | 344 | 0.019923 | 0.00099614 | 0.0049807 | 0 | 150 | 1 | 154000 | FALSE
line_344_344 | bus_GBD_344 | bus_GBD_344 | 344 | 344 | 0.032097 | 0.0016048 | 0.0080241 | 0 | 150 | 1 | 154000 | FALSE
line_344_344 | bus_GBD_344 | bus_GBD_344 | 344 | 344 | 0.029415 | 0.0014707 | 0.0073537 | 0 | 150 | 1 | 154000 | FALSE
line_344_344 | bus_GBD_344 | bus_GBD_344 | 344 | 344 | 0.039757 | 0.0019878 | 0.0099392 | 0 | 150 | 1 | 154000 | FALSE
line_344_344 | bus_GBD_344 | bus_GBD_344 | 344 | 344 | 0.039446 | 0.0019723 | 0.0098615 | 0 | 150 | 1 | 154000 | FALSE
line_342_342 | bus_GBD_342 | bus_GBD_342 | 342 | 342 | 0.12683 | 0.0063414 | 0.031707 | 0 | 150 | 1 | 154000 | FALSE
line_342_342 | bus_GBD_342 | bus_GBD_342 | 342 | 342 | 0.10842 | 0.0054209 | 0.027104 | 0 | 150 | 1 | 154000 | FALSE
line_342_342 | bus_GBD_342 | bus_GBD_342 | 342 | 342 | 0.027042 | 0.0013521 | 0.0067606 | 0 | 150 | 1 | 154000 | FALSE
line_342_342 | bus_GBD_342 | bus_GBD_342 | 342 | 342 | 0.077201 | 0.00386 | 0.0193 | 0 | 150 | 1 | 154000 | FALSE
line_342_342 | bus_GBD_342 | bus_GBD_342 | 342 | 342 | 0.08517 | 0.0042585 | 0.021293 | 0 | 150 | 1 | 154000 | FALSE
line_342_342 | bus_GBD_342 | bus_GBD_342 | 342 | 342 | 0.018433 | 0.00092164 | 0.0046082 | 0 | 150 | 1 | 154000 | FALSE
line_115_406 | bus_GBD_115 | bus_GBD_406 | 115 | 406 | 10.0449 | 0.50225 | 2.5112 | 0 | 150 | 1 | 154000 | FALSE
line_96_96 | bus_GBD_096 | bus_GBD_096 | 96 | 96 | 0.035729 | 0.0017865 | 0.0089324 | 0 | 150 | 1 | 154000 | FALSE
line_96_96 | bus_GBD_096 | bus_GBD_096 | 96 | 96 | 0.043438 | 0.0021719 | 0.01086 | 0 | 150 | 1 | 154000 | FALSE
line_96_96 | bus_GBD_096 | bus_GBD_096 | 96 | 96 | 0.036738 | 0.0018369 | 0.0091844 | 0 | 150 | 1 | 154000 | FALSE
line_96_96 | bus_GBD_096 | bus_GBD_096 | 96 | 96 | 0.046071 | 0.0023036 | 0.011518 | 0 | 150 | 1 | 154000 | FALSE
line_118_118 | bus_GND_118 | bus_GND_118 | 118 | 118 | 0.39554 | 0.019777 | 0.098884 | 0 | 150 | 1 | 154000 | FALSE
line_118_118 | bus_GND_118 | bus_GND_118 | 118 | 118 | 0.22149 | 0.011075 | 0.055374 | 0 | 150 | 1 | 154000 | FALSE
line_118_118 | bus_GND_118 | bus_GND_118 | 118 | 118 | 0.22338 | 0.011169 | 0.055845 | 0 | 150 | 1 | 154000 | FALSE
line_63_407 | bus_GND_063 | bus_BSN_407 | 63 | 407 | 9.6266 | 0.48133 | 2.4066 | 0 | 150 | 1 | 154000 | FALSE
line_407_41 | bus_BSN_407 | bus_BSN_041 | 407 | 41 | 9.0492 | 0.45246 | 2.2623 | 0 | 150 | 1 | 154000 | FALSE
line_38_38 | bus_USN_038 | bus_USN_038 | 38 | 38 | 0.16553 | 0.0082764 | 0.041382 | 0 | 150 | 1 | 154000 | FALSE
line_38_38 | bus_USN_038 | bus_USN_038 | 38 | 38 | 0.057812 | 0.0028906 | 0.014453 | 0 | 80 | 1 | 145000 | FALSE
line_38_38 | bus_USN_038 | bus_USN_038 | 38 | 38 | 0.052294 | 0.0026147 | 0.013074 | 0 | 80 | 1 | 145000 | FALSE
line_38_38 | bus_USN_038 | bus_USN_038 | 38 | 38 | 0.052016 | 0.0026008 | 0.013004 | 0 | 80 | 1 | 145000 | FALSE
line_38_38 | bus_USN_038 | bus_USN_038 | 38 | 38 | 0.056365 | 0.0028183 | 0.014091 | 0 | 80 | 1 | 145000 | FALSE
line_38_38 | bus_USN_038 | bus_USN_038 | 38 | 38 | 0.18158 | 0.009079 | 0.045395 | 0 | 150 | 1 | 154000 | FALSE
line_38_38 | bus_USN_038 | bus_USN_038 | 38 | 38 | 0.026322 | 0.0013161 | 0.0065804 | 0 | 80 | 1 | 145000 | FALSE
line_38_38 | bus_USN_038 | bus_USN_038 | 38 | 38 | 0.02512 | 0.001256 | 0.0062801 | 0 | 80 | 1 | 145000 | FALSE
line_38_38 | bus_USN_038 | bus_USN_038 | 38 | 38 | 0.028956 | 0.0014478 | 0.007239 | 0 | 80 | 1 | 145000 | FALSE
line_38_38 | bus_USN_038 | bus_USN_038 | 38 | 38 | 0.033414 | 0.0016707 | 0.0083535 | 0 | 80 | 1 | 145000 | FALSE
line_38_38 | bus_USN_038 | bus_USN_038 | 38 | 38 | 0.039542 | 0.0019771 | 0.0098854 | 0 | 80 | 1 | 145000 | FALSE
line_41_38 | bus_BSN_041 | bus_USN_038 | 41 | 38 | 16.1207 | 0.80604 | 4.0302 | 0 | 80 | 1 | 145000 | FALSE
line_41_41 | bus_BSN_041 | bus_BSN_041 | 41 | 41 | 0.018199 | 0.00090994 | 0.0045497 | 0 | 800 | 1 | 345000 | FALSE
line_41_41 | bus_BSN_041 | bus_BSN_041 | 41 | 41 | 0.074126 | 0.0037063 | 0.018531 | 0 | 800 | 1 | 345000 | FALSE
line_41_41 | bus_BSN_041 | bus_BSN_041 | 41 | 41 | 0.058484 | 0.0029242 | 0.014621 | 0 | 800 | 1 | 345000 | FALSE
line_41_41 | bus_BSN_041 | bus_BSN_041 | 41 | 41 | 0.042827 | 0.0021414 | 0.010707 | 0 | 800 | 1 | 345000 | FALSE
line_41_41 | bus_BSN_041 | bus_BSN_041 | 41 | 41 | 2.1606 | 0.10803 | 0.54014 | 0 | 800 | 1 | 345000 | FALSE
line_41_41 | bus_BSN_041 | bus_BSN_041 | 41 | 41 | 0.15168 | 0.0075838 | 0.037919 | 0 | 3500 | 1 | 765000 | FALSE
line_41_41 | bus_BSN_041 | bus_BSN_041 | 41 | 41 | 0.14706 | 0.0073528 | 0.036764 | 0 | 3500 | 1 | 765000 | FALSE
line_41_41 | bus_BSN_041 | bus_BSN_041 | 41 | 41 | 0.046018 | 0.0023009 | 0.011505 | 0 | 150 | 1 | 154000 | FALSE
line_41_41 | bus_BSN_041 | bus_BSN_041 | 41 | 41 | 0.045167 | 0.0022584 | 0.011292 | 0 | 150 | 1 | 154000 | FALSE
line_41_41 | bus_BSN_041 | bus_BSN_041 | 41 | 41 | 0.068012 | 0.0034006 | 0.017003 | 0 | 3500 | 1 | 765000 | FALSE
line_41_41 | bus_BSN_041 | bus_BSN_041 | 41 | 41 | 0.073126 | 0.0036563 | 0.018281 | 0 | 3500 | 1 | 765000 | FALSE
line_41_41 | bus_BSN_041 | bus_BSN_041 | 41 | 41 | 0.045624 | 0.0022812 | 0.011406 | 0 | 150 | 1 | 154000 | FALSE
line_41_41 | bus_BSN_041 | bus_BSN_041 | 41 | 41 | 0.045543 | 0.0022771 | 0.011386 | 0 | 150 | 1 | 154000 | FALSE
line_41_41 | bus_BSN_041 | bus_BSN_041 | 41 | 41 | 0.05758 | 0.002879 | 0.014395 | 0 | 150 | 1 | 154000 | FALSE
line_41_41 | bus_BSN_041 | bus_BSN_041 | 41 | 41 | 0.053392 | 0.0026696 | 0.013348 | 0 | 150 | 1 | 154000 | FALSE
line_41_41 | bus_BSN_041 | bus_BSN_041 | 41 | 41 | 0.053802 | 0.0026901 | 0.01345 | 0 | 150 | 1 | 154000 | FALSE
line_41_41 | bus_BSN_041 | bus_BSN_041 | 41 | 41 | 0.055553 | 0.0027776 | 0.013888 | 0 | 150 | 1 | 154000 | FALSE
line_41_41 | bus_BSN_041 | bus_BSN_041 | 41 | 41 | 0.051824 | 0.0025912 | 0.012956 | 0 | 3500 | 1 | 765000 | FALSE
line_41_41 | bus_BSN_041 | bus_BSN_041 | 41 | 41 | 0.056913 | 0.0028456 | 0.014228 | 0 | 3500 | 1 | 765000 | FALSE
line_41_41 | bus_BSN_041 | bus_BSN_041 | 41 | 41 | 0.082612 | 0.0041306 | 0.020653 | 0 | 800 | 1 | 345000 | FALSE
line_41_41 | bus_BSN_041 | bus_BSN_041 | 41 | 41 | 0.094866 | 0.0047433 | 0.023716 | 0 | 800 | 1 | 345000 | FALSE
line_41_41 | bus_BSN_041 | bus_BSN_041 | 41 | 41 | 0.098846 | 0.0049423 | 0.024711 | 0 | 800 | 1 | 345000 | FALSE
line_41_41 | bus_BSN_041 | bus_BSN_041 | 41 | 41 | 0.10887 | 0.0054434 | 0.027217 | 0 | 800 | 1 | 345000 | FALSE
line_41_41 | bus_BSN_041 | bus_BSN_041 | 41 | 41 | 0.16312 | 0.008156 | 0.04078 | 0 | 800 | 1 | 345000 | FALSE
line_41_41 | bus_BSN_041 | bus_BSN_041 | 41 | 41 | 0.15277 | 0.0076387 | 0.038194 | 0 | 800 | 1 | 345000 | FALSE
line_41_41 | bus_BSN_041 | bus_BSN_041 | 41 | 41 | 0.1634 | 0.0081701 | 0.040851 | 0 | 800 | 1 | 345000 | FALSE
line_41_41 | bus_BSN_041 | bus_BSN_041 | 41 | 41 | 0.14293 | 0.0071464 | 0.035732 | 0 | 800 | 1 | 345000 | FALSE
line_41_41 | bus_BSN_041 | bus_BSN_041 | 41 | 41 | 0.15236 | 0.0076181 | 0.038091 | 0 | 800 | 1 | 345000 | FALSE
line_41_41 | bus_BSN_041 | bus_BSN_041 | 41 | 41 | 0.17641 | 0.0088207 | 0.044103 | 0 | 800 | 1 | 345000 | FALSE
line_41_41 | bus_BSN_041 | bus_BSN_041 | 41 | 41 | 0.10545 | 0.0052725 | 0.026362 | 0 | 800 | 1 | 345000 | FALSE
line_41_41 | bus_BSN_041 | bus_BSN_041 | 41 | 41 | 0.67625 | 0.033812 | 0.16906 | 0 | 150 | 1 | 154000 | FALSE
line_41_41 | bus_BSN_041 | bus_BSN_041 | 41 | 41 | 0.25306 | 0.012653 | 0.063265 | 0 | 800 | 1 | 345000 | FALSE
line_41_41 | bus_BSN_041 | bus_BSN_041 | 41 | 41 | 0.069043 | 0.0034521 | 0.017261 | 0 | 150 | 1 | 154000 | FALSE
line_41_41 | bus_BSN_041 | bus_BSN_041 | 41 | 41 | 0.077435 | 0.0038717 | 0.019359 | 0 | 150 | 1 | 154000 | FALSE
line_41_41 | bus_BSN_041 | bus_BSN_041 | 41 | 41 | 0.18449 | 0.0092247 | 0.046124 | 0 | 800 | 1 | 345000 | FALSE
line_41_41 | bus_BSN_041 | bus_BSN_041 | 41 | 41 | 0.16031 | 0.0080157 | 0.040078 | 0 | 800 | 1 | 345000 | FALSE
line_41_41 | bus_BSN_041 | bus_BSN_041 | 41 | 41 | 0.19478 | 0.0097391 | 0.048696 | 0 | 800 | 1 | 345000 | FALSE
line_41_41 | bus_BSN_041 | bus_BSN_041 | 41 | 41 | 2.2519 | 0.1126 | 0.56299 | 0 | 800 | 1 | 345000 | FALSE
line_41_41 | bus_BSN_041 | bus_BSN_041 | 41 | 41 | 0.10066 | 0.0050329 | 0.025164 | 0 | 800 | 1 | 345000 | FALSE
line_41_41 | bus_BSN_041 | bus_BSN_041 | 41 | 41 | 0.10071 | 0.0050357 | 0.025179 | 0 | 800 | 1 | 345000 | FALSE
line_41_41 | bus_BSN_041 | bus_BSN_041 | 41 | 41 | 0.063943 | 0.0031971 | 0.015986 | 0 | 800 | 1 | 345000 | FALSE
line_41_41 | bus_BSN_041 | bus_BSN_041 | 41 | 41 | 0.063407 | 0.0031703 | 0.015852 | 0 | 800 | 1 | 345000 | FALSE
line_32_32 | bus_GGD_032 | bus_GGD_032 | 32 | 32 | 1.5792 | 0.078959 | 0.39479 | 0 | 150 | 1 | 154000 | FALSE
line_32_198 | bus_GGD_032 | bus_GBD_198 | 32 | 198 | 19.6456 | 0.98228 | 4.9114 | 0 | 150 | 1 | 154000 | FALSE
line_198_198 | bus_GBD_198 | bus_GBD_198 | 198 | 198 | 1.4515 | 0.072577 | 0.36288 | 0 | 150 | 1 | 154000 | FALSE
line_198_198 | bus_GBD_198 | bus_GBD_198 | 198 | 198 | 1.386 | 0.069299 | 0.3465 | 0 | 150 | 1 | 154000 | FALSE
line_198_198 | bus_GBD_198 | bus_GBD_198 | 198 | 198 | 1.4509 | 0.072547 | 0.36274 | 0 | 150 | 1 | 154000 | FALSE
line_32_32 | bus_GGD_032 | bus_GGD_032 | 32 | 32 | 0.29874 | 0.014937 | 0.074685 | 0 | 150 | 1 | 154000 | FALSE
line_32_32 | bus_GGD_032 | bus_GGD_032 | 32 | 32 | 0.36197 | 0.018099 | 0.090493 | 0 | 150 | 1 | 154000 | FALSE
line_32_32 | bus_GGD_032 | bus_GGD_032 | 32 | 32 | 2.4095 | 0.12047 | 0.60237 | 0 | 150 | 1 | 154000 | FALSE
line_32_32 | bus_GGD_032 | bus_GGD_032 | 32 | 32 | 0.039172 | 0.0019586 | 0.0097931 | 0 | 150 | 1 | 154000 | FALSE
line_32_32 | bus_GGD_032 | bus_GGD_032 | 32 | 32 | 0.034978 | 0.0017489 | 0.0087446 | 0 | 150 | 1 | 154000 | FALSE
line_32_32 | bus_GGD_032 | bus_GGD_032 | 32 | 32 | 0.066878 | 0.0033439 | 0.01672 | 0 | 150 | 1 | 154000 | FALSE
line_32_32 | bus_GGD_032 | bus_GGD_032 | 32 | 32 | 0.055124 | 0.0027562 | 0.013781 | 0 | 150 | 1 | 154000 | FALSE
line_32_32 | bus_GGD_032 | bus_GGD_032 | 32 | 32 | 0.044176 | 0.0022088 | 0.011044 | 0 | 150 | 1 | 154000 | FALSE
line_32_32 | bus_GGD_032 | bus_GGD_032 | 32 | 32 | 0.036474 | 0.0018237 | 0.0091184 | 0 | 150 | 1 | 154000 | FALSE
line_32_32 | bus_GGD_032 | bus_GGD_032 | 32 | 32 | 0.046715 | 0.0023357 | 0.011679 | 0 | 150 | 1 | 154000 | FALSE
line_32_32 | bus_GGD_032 | bus_GGD_032 | 32 | 32 | 0.044998 | 0.0022499 | 0.011249 | 0 | 150 | 1 | 154000 | FALSE
line_32_32 | bus_GGD_032 | bus_GGD_032 | 32 | 32 | 0.074157 | 0.0037079 | 0.018539 | 0 | 150 | 1 | 154000 | FALSE
line_32_32 | bus_GGD_032 | bus_GGD_032 | 32 | 32 | 0.064772 | 0.0032386 | 0.016193 | 0 | 150 | 1 | 154000 | FALSE
line_32_32 | bus_GGD_032 | bus_GGD_032 | 32 | 32 | 0.056009 | 0.0028005 | 0.014002 | 0 | 150 | 1 | 154000 | FALSE
line_32_32 | bus_GGD_032 | bus_GGD_032 | 32 | 32 | 0.050784 | 0.0025392 | 0.012696 | 0 | 150 | 1 | 154000 | FALSE
line_32_32 | bus_GGD_032 | bus_GGD_032 | 32 | 32 | 0.22672 | 0.011336 | 0.056681 | 0 | 800 | 1 | 345000 | FALSE
line_32_32 | bus_GGD_032 | bus_GGD_032 | 32 | 32 | 0.79595 | 0.039797 | 0.19899 | 0 | 800 | 1 | 345000 | FALSE
line_32_32 | bus_GGD_032 | bus_GGD_032 | 32 | 32 | 0.051819 | 0.0025909 | 0.012955 | 0 | 150 | 1 | 154000 | FALSE
line_32_32 | bus_GGD_032 | bus_GGD_032 | 32 | 32 | 0.021443 | 0.0010721 | 0.0053607 | 0 | 150 | 1 | 154000 | FALSE
line_32_32 | bus_GGD_032 | bus_GGD_032 | 32 | 32 | 0.025078 | 0.0012539 | 0.0062695 | 0 | 150 | 1 | 154000 | FALSE
line_32_32 | bus_GGD_032 | bus_GGD_032 | 32 | 32 | 0.032161 | 0.001608 | 0.0080401 | 0 | 150 | 1 | 154000 | FALSE
line_32_32 | bus_GGD_032 | bus_GGD_032 | 32 | 32 | 0.044011 | 0.0022006 | 0.011003 | 0 | 150 | 1 | 154000 | FALSE
line_32_32 | bus_GGD_032 | bus_GGD_032 | 32 | 32 | 0.03364 | 0.001682 | 0.0084101 | 0 | 150 | 1 | 154000 | FALSE
line_32_32 | bus_GGD_032 | bus_GGD_032 | 32 | 32 | 0.040004 | 0.0020002 | 0.010001 | 0 | 150 | 1 | 154000 | FALSE
line_32_32 | bus_GGD_032 | bus_GGD_032 | 32 | 32 | 0.03121 | 0.0015605 | 0.0078025 | 0 | 150 | 1 | 154000 | FALSE
line_32_32 | bus_GGD_032 | bus_GGD_032 | 32 | 32 | 0.036735 | 0.0018367 | 0.0091837 | 0 | 150 | 1 | 154000 | FALSE
line_348_348 | bus_GBD_348 | bus_GBD_348 | 348 | 348 | 0.12209 | 0.0061044 | 0.030522 | 0 | 150 | 1 | 154000 | FALSE
line_348_348 | bus_GBD_348 | bus_GBD_348 | 348 | 348 | 0.12258 | 0.0061289 | 0.030645 | 0 | 150 | 1 | 154000 | FALSE
line_348_348 | bus_GBD_348 | bus_GBD_348 | 348 | 348 | 3.4552 | 0.17276 | 0.86381 | 0 | 150 | 1 | 154000 | FALSE
line_73_73 | bus_GBD_073 | bus_GBD_073 | 73 | 73 | 0.041188 | 0.0020594 | 0.010297 | 0 | 800 | 1 | 345000 | FALSE
line_73_73 | bus_GBD_073 | bus_GBD_073 | 73 | 73 | 0.049715 | 0.0024857 | 0.012429 | 0 | 800 | 1 | 345000 | FALSE
line_73_73 | bus_GBD_073 | bus_GBD_073 | 73 | 73 | 0.071954 | 0.0035977 | 0.017988 | 0 | 150 | 1 | 154000 | FALSE
line_73_73 | bus_GBD_073 | bus_GBD_073 | 73 | 73 | 0.076041 | 0.0038021 | 0.01901 | 0 | 150 | 1 | 154000 | FALSE
line_73_73 | bus_GBD_073 | bus_GBD_073 | 73 | 73 | 0.0684 | 0.00342 | 0.0171 | 0 | 150 | 1 | 154000 | FALSE
line_73_73 | bus_GBD_073 | bus_GBD_073 | 73 | 73 | 0.069534 | 0.0034767 | 0.017384 | 0 | 150 | 1 | 154000 | FALSE
line_73_73 | bus_GBD_073 | bus_GBD_073 | 73 | 73 | 0.065348 | 0.0032674 | 0.016337 | 0 | 150 | 1 | 154000 | FALSE
line_73_73 | bus_GBD_073 | bus_GBD_073 | 73 | 73 | 0.065302 | 0.0032651 | 0.016326 | 0 | 150 | 1 | 154000 | FALSE
line_348_348 | bus_GBD_348 | bus_GBD_348 | 348 | 348 | 3.6326 | 0.18163 | 0.90816 | 0 | 150 | 1 | 154000 | FALSE
line_348_32 | bus_GBD_348 | bus_GGD_032 | 348 | 32 | 13.1231 | 0.65616 | 3.2808 | 0 | 150 | 1 | 154000 | FALSE
line_117_117 | bus_GBD_117 | bus_GBD_117 | 117 | 117 | 0.21484 | 0.010742 | 0.053711 | 0 | 150 | 1 | 154000 | FALSE
line_117_117 | bus_GBD_117 | bus_GBD_117 | 117 | 117 | 0.19072 | 0.0095361 | 0.04768 | 0 | 150 | 1 | 154000 | FALSE
line_117_117 | bus_GBD_117 | bus_GBD_117 | 117 | 117 | 4.0709 | 0.20355 | 1.0177 | 0 | 150 | 1 | 154000 | FALSE
line_251_348 | bus_GBD_251 | bus_GBD_348 | 251 | 348 | 28.3953 | 1.4198 | 7.0988 | 0 | 150 | 1 | 154000 | FALSE
line_251_251 | bus_GBD_251 | bus_GBD_251 | 251 | 251 | 0.065297 | 0.0032648 | 0.016324 | 0 | 150 | 1 | 154000 | FALSE
line_251_251 | bus_GBD_251 | bus_GBD_251 | 251 | 251 | 0.057475 | 0.0028737 | 0.014369 | 0 | 150 | 1 | 154000 | FALSE
line_251_251 | bus_GBD_251 | bus_GBD_251 | 251 | 251 | 0.051526 | 0.0025763 | 0.012882 | 0 | 150 | 1 | 154000 | FALSE
line_251_251 | bus_GBD_251 | bus_GBD_251 | 251 | 251 | 0.049894 | 0.0024947 | 0.012473 | 0 | 150 | 1 | 154000 | FALSE
line_408_408 | bus_GBD_408 | bus_GBD_408 | 408 | 408 | 0.068772 | 0.0034386 | 0.017193 | 0 | 150 | 1 | 154000 | FALSE
line_408_408 | bus_GBD_408 | bus_GBD_408 | 408 | 408 | 0.069294 | 0.0034647 | 0.017324 | 0 | 150 | 1 | 154000 | FALSE
line_408_408 | bus_GBD_408 | bus_GBD_408 | 408 | 408 | 0.06568 | 0.003284 | 0.01642 | 0 | 150 | 1 | 154000 | FALSE
line_408_408 | bus_GBD_408 | bus_GBD_408 | 408 | 408 | 0.065848 | 0.0032924 | 0.016462 | 0 | 150 | 1 | 154000 | FALSE
line_261_408 | bus_GBD_261 | bus_GBD_408 | 261 | 408 | 6.4336 | 0.32168 | 1.6084 | 0 | 150 | 1 | 154000 | FALSE
line_117_261 | bus_GBD_117 | bus_GBD_261 | 117 | 261 | 12.9348 | 0.64674 | 3.2337 | 0 | 150 | 1 | 154000 | FALSE
line_92_92 | bus_GBD_092 | bus_GBD_092 | 92 | 92 | 0.024102 | 0.0012051 | 0.0060256 | 0 | 150 | 1 | 154000 | FALSE
line_92_92 | bus_GBD_092 | bus_GBD_092 | 92 | 92 | 0.01463 | 0.00073148 | 0.0036574 | 0 | 150 | 1 | 154000 | FALSE
line_92_92 | bus_GBD_092 | bus_GBD_092 | 92 | 92 | 0.028134 | 0.0014067 | 0.0070336 | 0 | 150 | 1 | 154000 | FALSE
line_92_92 | bus_GBD_092 | bus_GBD_092 | 92 | 92 | 0.020633 | 0.0010316 | 0.0051582 | 0 | 150 | 1 | 154000 | FALSE
line_92_92 | bus_GBD_092 | bus_GBD_092 | 92 | 92 | 0.045212 | 0.0022606 | 0.011303 | 0 | 150 | 1 | 154000 | FALSE
line_92_92 | bus_GBD_092 | bus_GBD_092 | 92 | 92 | 0.030668 | 0.0015334 | 0.0076671 | 0 | 150 | 1 | 154000 | FALSE
line_92_92 | bus_GBD_092 | bus_GBD_092 | 92 | 92 | 0.043323 | 0.0021661 | 0.010831 | 0 | 150 | 1 | 154000 | FALSE
line_92_92 | bus_GBD_092 | bus_GBD_092 | 92 | 92 | 0.028917 | 0.0014458 | 0.0072292 | 0 | 150 | 1 | 154000 | FALSE
line_92_92 | bus_GBD_092 | bus_GBD_092 | 92 | 92 | 3.4586 | 0.17293 | 0.86465 | 0 | 150 | 1 | 154000 | FALSE
line_92_92 | bus_GBD_092 | bus_GBD_092 | 92 | 92 | 0.027507 | 0.0013754 | 0.0068768 | 0 | 150 | 1 | 154000 | FALSE
line_92_92 | bus_GBD_092 | bus_GBD_092 | 92 | 92 | 0.024986 | 0.0012493 | 0.0062465 | 0 | 150 | 1 | 154000 | FALSE
line_92_92 | bus_GBD_092 | bus_GBD_092 | 92 | 92 | 0.02475 | 0.0012375 | 0.0061875 | 0 | 150 | 1 | 154000 | FALSE
line_92_92 | bus_GBD_092 | bus_GBD_092 | 92 | 92 | 0.027201 | 0.0013601 | 0.0068003 | 0 | 150 | 1 | 154000 | FALSE
line_33_33 | bus_GBD_033 | bus_GBD_033 | 33 | 33 | 0.032546 | 0.0016273 | 0.0081364 | 0 | 800 | 1 | 345000 | FALSE
line_33_33 | bus_GBD_033 | bus_GBD_033 | 33 | 33 | 0.031929 | 0.0015965 | 0.0079823 | 0 | 800 | 1 | 345000 | FALSE
line_33_33 | bus_GBD_033 | bus_GBD_033 | 33 | 33 | 0.049302 | 0.0024651 | 0.012325 | 0 | 800 | 1 | 345000 | FALSE
line_33_33 | bus_GBD_033 | bus_GBD_033 | 33 | 33 | 0.044243 | 0.0022121 | 0.011061 | 0 | 800 | 1 | 345000 | FALSE
line_33_33 | bus_GBD_033 | bus_GBD_033 | 33 | 33 | 0.047985 | 0.0023993 | 0.011996 | 0 | 800 | 1 | 345000 | FALSE
line_33_33 | bus_GBD_033 | bus_GBD_033 | 33 | 33 | 0.046357 | 0.0023178 | 0.011589 | 0 | 800 | 1 | 345000 | FALSE
line_33_33 | bus_GBD_033 | bus_GBD_033 | 33 | 33 | 0.032245 | 0.0016123 | 0.0080613 | 0 | 800 | 1 | 345000 | FALSE
line_33_33 | bus_GBD_033 | bus_GBD_033 | 33 | 33 | 0.041348 | 0.0020674 | 0.010337 | 0 | 800 | 1 | 345000 | FALSE
line_33_33 | bus_GBD_033 | bus_GBD_033 | 33 | 33 | 0.19664 | 0.0098321 | 0.049161 | 0 | 800 | 1 | 345000 | FALSE
line_33_33 | bus_GBD_033 | bus_GBD_033 | 33 | 33 | 0.18624 | 0.0093118 | 0.046559 | 0 | 800 | 1 | 345000 | FALSE
line_33_33 | bus_GBD_033 | bus_GBD_033 | 33 | 33 | 0.17691 | 0.0088456 | 0.044228 | 0 | 800 | 1 | 345000 | FALSE
line_33_33 | bus_GBD_033 | bus_GBD_033 | 33 | 33 | 0.14424 | 0.0072119 | 0.036059 | 0 | 800 | 1 | 345000 | FALSE
line_33_33 | bus_GBD_033 | bus_GBD_033 | 33 | 33 | 0.1355 | 0.0067752 | 0.033876 | 0 | 800 | 1 | 345000 | FALSE
line_33_33 | bus_GBD_033 | bus_GBD_033 | 33 | 33 | 0.15376 | 0.0076881 | 0.03844 | 0 | 800 | 1 | 345000 | FALSE
line_33_33 | bus_GBD_033 | bus_GBD_033 | 33 | 33 | 0.097295 | 0.0048647 | 0.024324 | 0 | 800 | 1 | 345000 | FALSE
line_33_33 | bus_GBD_033 | bus_GBD_033 | 33 | 33 | 0.093644 | 0.0046822 | 0.023411 | 0 | 800 | 1 | 345000 | FALSE
line_33_33 | bus_GBD_033 | bus_GBD_033 | 33 | 33 | 0.093322 | 0.0046661 | 0.023331 | 0 | 800 | 1 | 345000 | FALSE
line_33_33 | bus_GBD_033 | bus_GBD_033 | 33 | 33 | 0.14815 | 0.0074076 | 0.037038 | 0 | 800 | 1 | 345000 | FALSE
line_33_33 | bus_GBD_033 | bus_GBD_033 | 33 | 33 | 0.13924 | 0.0069619 | 0.03481 | 0 | 800 | 1 | 345000 | FALSE
line_33_33 | bus_GBD_033 | bus_GBD_033 | 33 | 33 | 0.22427 | 0.011213 | 0.056067 | 0 | 800 | 1 | 345000 | FALSE
line_33_33 | bus_GBD_033 | bus_GBD_033 | 33 | 33 | 0.41589 | 0.020794 | 0.10397 | 0 | 800 | 1 | 345000 | FALSE
line_33_33 | bus_GBD_033 | bus_GBD_033 | 33 | 33 | 0.10538 | 0.005269 | 0.026345 | 0 | 800 | 1 | 345000 | FALSE
line_33_33 | bus_GBD_033 | bus_GBD_033 | 33 | 33 | 0.10271 | 0.0051355 | 0.025678 | 0 | 800 | 1 | 345000 | FALSE
line_33_33 | bus_GBD_033 | bus_GBD_033 | 33 | 33 | 0.10611 | 0.0053057 | 0.026529 | 0 | 800 | 1 | 345000 | FALSE
line_33_33 | bus_GBD_033 | bus_GBD_033 | 33 | 33 | 0.10138 | 0.005069 | 0.025345 | 0 | 800 | 1 | 345000 | FALSE
line_33_33 | bus_GBD_033 | bus_GBD_033 | 33 | 33 | 0.10533 | 0.0052667 | 0.026333 | 0 | 800 | 1 | 345000 | FALSE
line_47_47 | bus_GBD_047 | bus_GBD_047 | 47 | 47 | 0.055682 | 0.0027841 | 0.013921 | 0 | 150 | 1 | 154000 | FALSE
line_47_47 | bus_GBD_047 | bus_GBD_047 | 47 | 47 | 0.066637 | 0.0033318 | 0.016659 | 0 | 150 | 1 | 154000 | FALSE
line_47_47 | bus_GBD_047 | bus_GBD_047 | 47 | 47 | 0.050018 | 0.0025009 | 0.012504 | 0 | 150 | 1 | 154000 | FALSE
line_47_47 | bus_GBD_047 | bus_GBD_047 | 47 | 47 | 0.054432 | 0.0027216 | 0.013608 | 0 | 150 | 1 | 154000 | FALSE
line_47_47 | bus_GBD_047 | bus_GBD_047 | 47 | 47 | 0.20851 | 0.010425 | 0.052127 | 0 | 800 | 1 | 345000 | FALSE
line_47_47 | bus_GBD_047 | bus_GBD_047 | 47 | 47 | 0.15461 | 0.0077307 | 0.038653 | 0 | 800 | 1 | 345000 | FALSE
line_47_47 | bus_GBD_047 | bus_GBD_047 | 47 | 47 | 0.1254 | 0.0062701 | 0.03135 | 0 | 800 | 1 | 345000 | FALSE
line_47_47 | bus_GBD_047 | bus_GBD_047 | 47 | 47 | 0.061767 | 0.0030883 | 0.015442 | 0 | 800 | 1 | 345000 | FALSE
line_47_47 | bus_GBD_047 | bus_GBD_047 | 47 | 47 | 0.068236 | 0.0034118 | 0.017059 | 0 | 800 | 1 | 345000 | FALSE
line_47_47 | bus_GBD_047 | bus_GBD_047 | 47 | 47 | 0.072931 | 0.0036466 | 0.018233 | 0 | 800 | 1 | 345000 | FALSE
line_47_47 | bus_GBD_047 | bus_GBD_047 | 47 | 47 | 0.086653 | 0.0043326 | 0.021663 | 0 | 800 | 1 | 345000 | FALSE
line_47_47 | bus_GBD_047 | bus_GBD_047 | 47 | 47 | 0.10098 | 0.005049 | 0.025245 | 0 | 1000 | 1 | 380000 | FALSE
line_47_47 | bus_GBD_047 | bus_GBD_047 | 47 | 47 | 0.094108 | 0.0047054 | 0.023527 | 0 | 1000 | 1 | 380000 | FALSE
line_47_47 | bus_GBD_047 | bus_GBD_047 | 47 | 47 | 0.036333 | 0.0018166 | 0.0090832 | 0 | 1000 | 1 | 380000 | FALSE
line_47_47 | bus_GBD_047 | bus_GBD_047 | 47 | 47 | 0.034462 | 0.0017231 | 0.0086155 | 0 | 1000 | 1 | 380000 | FALSE
line_47_47 | bus_GBD_047 | bus_GBD_047 | 47 | 47 | 0.039128 | 0.0019564 | 0.0097819 | 0 | 800 | 1 | 345000 | FALSE
line_42_42 | bus_JND_042 | bus_JND_042 | 42 | 42 | 0.041964 | 0.0020982 | 0.010491 | 0 | 150 | 1 | 154000 | FALSE
line_42_42 | bus_JND_042 | bus_JND_042 | 42 | 42 | 0.046396 | 0.0023198 | 0.011599 | 0 | 150 | 1 | 154000 | FALSE
line_42_42 | bus_JND_042 | bus_JND_042 | 42 | 42 | 0.038339 | 0.001917 | 0.0095849 | 0 | 150 | 1 | 154000 | FALSE
line_42_42 | bus_JND_042 | bus_JND_042 | 42 | 42 | 0.039419 | 0.001971 | 0.0098548 | 0 | 150 | 1 | 154000 | FALSE
line_42_42 | bus_JND_042 | bus_JND_042 | 42 | 42 | 0.16985 | 0.0084924 | 0.042462 | 0 | 1000 | 1 | 380000 | FALSE
line_42_42 | bus_JND_042 | bus_JND_042 | 42 | 42 | 0.16464 | 0.0082318 | 0.041159 | 0 | 1000 | 1 | 380000 | FALSE
line_42_42 | bus_JND_042 | bus_JND_042 | 42 | 42 | 0.24627 | 0.012313 | 0.061567 | 0 | 1000 | 1 | 380000 | FALSE
line_42_42 | bus_JND_042 | bus_JND_042 | 42 | 42 | 0.21867 | 0.010934 | 0.054668 | 0 | 1000 | 1 | 380000 | FALSE
line_42_42 | bus_JND_042 | bus_JND_042 | 42 | 42 | 0.27072 | 0.013536 | 0.067681 | 0 | 1000 | 1 | 380000 | FALSE
line_42_42 | bus_JND_042 | bus_JND_042 | 42 | 42 | 0.21101 | 0.01055 | 0.052752 | 0 | 1000 | 1 | 380000 | FALSE
line_42_42 | bus_JND_042 | bus_JND_042 | 42 | 42 | 0.030347 | 0.0015174 | 0.0075868 | 0 | 800 | 1 | 345000 | FALSE
line_42_42 | bus_JND_042 | bus_JND_042 | 42 | 42 | 0.03204 | 0.001602 | 0.0080099 | 0 | 1000 | 1 | 380000 | FALSE
line_42_42 | bus_JND_042 | bus_JND_042 | 42 | 42 | 0.03062 | 0.001531 | 0.007655 | 0 | 1000 | 1 | 380000 | FALSE
line_42_42 | bus_JND_042 | bus_JND_042 | 42 | 42 | 0.027312 | 0.0013656 | 0.0068279 | 0 | 800 | 1 | 345000 | FALSE
line_42_42 | bus_JND_042 | bus_JND_042 | 42 | 42 | 0.030977 | 0.0015488 | 0.0077442 | 0 | 1000 | 1 | 380000 | FALSE
line_42_42 | bus_JND_042 | bus_JND_042 | 42 | 42 | 0.077865 | 0.0038933 | 0.019466 | 0 | 800 | 1 | 345000 | FALSE
line_42_42 | bus_JND_042 | bus_JND_042 | 42 | 42 | 0.076794 | 0.0038397 | 0.019198 | 0 | 1000 | 1 | 380000 | FALSE
line_40_40 | bus_BSN_040 | bus_BSN_040 | 40 | 40 | 0.034951 | 0.0017475 | 0.0087377 | 0 | 150 | 1 | 154000 | FALSE
line_40_40 | bus_BSN_040 | bus_BSN_040 | 40 | 40 | 0.038629 | 0.0019314 | 0.0096572 | 0 | 150 | 1 | 154000 | FALSE
line_40_40 | bus_BSN_040 | bus_BSN_040 | 40 | 40 | 3.6777 | 0.18388 | 0.91942 | 0 | 150 | 1 | 154000 | FALSE
line_40_40 | bus_BSN_040 | bus_BSN_040 | 40 | 40 | 4.1178 | 0.20589 | 1.0294 | 0 | 150 | 1 | 154000 | FALSE
line_40_40 | bus_BSN_040 | bus_BSN_040 | 40 | 40 | 0.11488 | 0.0057438 | 0.028719 | 0 | 150 | 1 | 154000 | FALSE
line_40_40 | bus_BSN_040 | bus_BSN_040 | 40 | 40 | 0.11137 | 0.0055686 | 0.027843 | 0 | 150 | 1 | 154000 | FALSE
line_40_40 | bus_BSN_040 | bus_BSN_040 | 40 | 40 | 8.0225 | 0.40112 | 2.0056 | 0 | 150 | 1 | 154000 | FALSE
line_40_40 | bus_BSN_040 | bus_BSN_040 | 40 | 40 | 2.5079 | 0.1254 | 0.62698 | 0 | 150 | 1 | 154000 | FALSE
line_40_40 | bus_BSN_040 | bus_BSN_040 | 40 | 40 | 0.25918 | 0.012959 | 0.064796 | 0 | 150 | 1 | 154000 | FALSE
line_40_40 | bus_BSN_040 | bus_BSN_040 | 40 | 40 | 0.26127 | 0.013063 | 0.065317 | 0 | 150 | 1 | 154000 | FALSE
line_40_40 | bus_BSN_040 | bus_BSN_040 | 40 | 40 | 1.5315 | 0.076574 | 0.38287 | 0 | 150 | 1 | 154000 | FALSE
line_40_40 | bus_BSN_040 | bus_BSN_040 | 40 | 40 | 2.7345 | 0.13672 | 0.68362 | 0 | 800 | 1 | 345000 | FALSE
line_40_40 | bus_BSN_040 | bus_BSN_040 | 40 | 40 | 0.059062 | 0.0029531 | 0.014765 | 0 | 150 | 1 | 154000 | FALSE
line_40_40 | bus_BSN_040 | bus_BSN_040 | 40 | 40 | 0.058067 | 0.0029033 | 0.014517 | 0 | 150 | 1 | 154000 | FALSE
line_40_40 | bus_BSN_040 | bus_BSN_040 | 40 | 40 | 0.065704 | 0.0032852 | 0.016426 | 0 | 150 | 1 | 154000 | FALSE
line_40_40 | bus_BSN_040 | bus_BSN_040 | 40 | 40 | 0.060776 | 0.0030388 | 0.015194 | 0 | 150 | 1 | 154000 | FALSE
line_40_40 | bus_BSN_040 | bus_BSN_040 | 40 | 40 | 1.1057 | 0.055285 | 0.27643 | 0 | 150 | 1 | 154000 | FALSE
line_127_127 | bus_GND_127 | bus_GND_127 | 127 | 127 | 0.08011 | 0.0040055 | 0.020028 | 0 | 150 | 1 | 154000 | FALSE
line_127_127 | bus_GND_127 | bus_GND_127 | 127 | 127 | 0.075475 | 0.0037737 | 0.018869 | 0 | 150 | 1 | 154000 | FALSE
line_127_127 | bus_GND_127 | bus_GND_127 | 127 | 127 | 0.074027 | 0.0037013 | 0.018507 | 0 | 150 | 1 | 154000 | FALSE
line_127_127 | bus_GND_127 | bus_GND_127 | 127 | 127 | 0.073405 | 0.0036703 | 0.018351 | 0 | 150 | 1 | 154000 | FALSE
line_127_127 | bus_GND_127 | bus_GND_127 | 127 | 127 | 0.14211 | 0.0071055 | 0.035528 | 0 | 150 | 1 | 154000 | FALSE
line_127_127 | bus_GND_127 | bus_GND_127 | 127 | 127 | 0.14717 | 0.0073586 | 0.036793 | 0 | 150 | 1 | 154000 | FALSE
line_127_127 | bus_GND_127 | bus_GND_127 | 127 | 127 | 0.16493 | 0.0082464 | 0.041232 | 0 | 150 | 1 | 154000 | FALSE
line_127_127 | bus_GND_127 | bus_GND_127 | 127 | 127 | 0.16769 | 0.0083843 | 0.041921 | 0 | 150 | 1 | 154000 | FALSE
line_127_127 | bus_GND_127 | bus_GND_127 | 127 | 127 | 2.685 | 0.13425 | 0.67124 | 0 | 150 | 1 | 154000 | FALSE
line_127_127 | bus_GND_127 | bus_GND_127 | 127 | 127 | 1.1746 | 0.058728 | 0.29364 | 0 | 150 | 1 | 154000 | FALSE
line_76_76 | bus_GND_076 | bus_GND_076 | 76 | 76 | 0.12006 | 0.006003 | 0.030015 | 0 | 150 | 1 | 154000 | FALSE
line_76_76 | bus_GND_076 | bus_GND_076 | 76 | 76 | 0.65489 | 0.032744 | 0.16372 | 0 | 150 | 1 | 154000 | FALSE
line_76_76 | bus_GND_076 | bus_GND_076 | 76 | 76 | 4.3167 | 0.21584 | 1.0792 | 0 | 150 | 1 | 154000 | FALSE
line_76_76 | bus_GND_076 | bus_GND_076 | 76 | 76 | 0.057859 | 0.002893 | 0.014465 | 0 | 150 | 1 | 154000 | FALSE
line_76_76 | bus_GND_076 | bus_GND_076 | 76 | 76 | 0.064409 | 0.0032204 | 0.016102 | 0 | 150 | 1 | 154000 | FALSE
line_235_235 | bus_GND_235 | bus_GND_235 | 235 | 235 | 0.030569 | 0.0015284 | 0.0076422 | 0 | 150 | 1 | 154000 | FALSE
line_235_235 | bus_GND_235 | bus_GND_235 | 235 | 235 | 0.024011 | 0.0012006 | 0.0060028 | 0 | 150 | 1 | 154000 | FALSE
line_235_235 | bus_GND_235 | bus_GND_235 | 235 | 235 | 0.025824 | 0.0012912 | 0.0064559 | 0 | 150 | 1 | 154000 | FALSE
line_235_235 | bus_GND_235 | bus_GND_235 | 235 | 235 | 0.03701 | 0.0018505 | 0.0092524 | 0 | 150 | 1 | 154000 | FALSE
line_235_235 | bus_GND_235 | bus_GND_235 | 235 | 235 | 0.047198 | 0.0023599 | 0.0118 | 0 | 150 | 1 | 154000 | FALSE
line_262_262 | bus_GWD_262 | bus_GWD_262 | 262 | 262 | 2.6448 | 0.13224 | 0.66119 | 0 | 150 | 1 | 154000 | FALSE
line_262_262 | bus_GWD_262 | bus_GWD_262 | 262 | 262 | 0.099477 | 0.0049739 | 0.024869 | 0 | 150 | 1 | 154000 | FALSE
line_262_262 | bus_GWD_262 | bus_GWD_262 | 262 | 262 | 0.094596 | 0.0047298 | 0.023649 | 0 | 150 | 1 | 154000 | FALSE
line_262_262 | bus_GWD_262 | bus_GWD_262 | 262 | 262 | 0.073687 | 0.0036844 | 0.018422 | 0 | 150 | 1 | 154000 | FALSE
line_262_262 | bus_GWD_262 | bus_GWD_262 | 262 | 262 | 0.065968 | 0.0032984 | 0.016492 | 0 | 150 | 1 | 154000 | FALSE
line_262_262 | bus_GWD_262 | bus_GWD_262 | 262 | 262 | 0.062025 | 0.0031013 | 0.015506 | 0 | 150 | 1 | 154000 | FALSE
line_262_262 | bus_GWD_262 | bus_GWD_262 | 262 | 262 | 0.060421 | 0.003021 | 0.015105 | 0 | 150 | 1 | 154000 | FALSE
line_246_246 | bus_GWD_246 | bus_GWD_246 | 246 | 246 | 0.42992 | 0.021496 | 0.10748 | 0 | 150 | 1 | 154000 | FALSE
line_161_161 | bus_CBD_161 | bus_CBD_161 | 161 | 161 | 0.32224 | 0.016112 | 0.080559 | 0 | 150 | 1 | 154000 | FALSE
line_161_161 | bus_CBD_161 | bus_CBD_161 | 161 | 161 | 0.33688 | 0.016844 | 0.084219 | 0 | 150 | 1 | 154000 | FALSE
line_161_409 | bus_CBD_161 | bus_CBD_409 | 161 | 409 | 10.5833 | 0.52917 | 2.6458 | 0 | 150 | 1 | 154000 | FALSE
line_203_203 | bus_GBD_203 | bus_GBD_203 | 203 | 203 | 3.8012 | 0.19006 | 0.95029 | 0 | 150 | 1 | 154000 | FALSE
line_74_74 | bus_GBD_074 | bus_GBD_074 | 74 | 74 | 0.22146 | 0.011073 | 0.055366 | 0 | 800 | 1 | 345000 | FALSE
line_350_350 | bus_GBD_350 | bus_GBD_350 | 350 | 350 | 3.5599 | 0.178 | 0.88998 | 0 | 150 | 1 | 154000 | FALSE
line_350_350 | bus_GBD_350 | bus_GBD_350 | 350 | 350 | 0.043429 | 0.0021714 | 0.010857 | 0 | 150 | 1 | 154000 | FALSE
line_350_350 | bus_GBD_350 | bus_GBD_350 | 350 | 350 | 0.05024 | 0.002512 | 0.01256 | 0 | 150 | 1 | 154000 | FALSE
line_192_192 | bus_GBD_192 | bus_GBD_192 | 192 | 192 | 0.026651 | 0.0013326 | 0.0066628 | 0 | 150 | 1 | 154000 | FALSE
line_192_192 | bus_GBD_192 | bus_GBD_192 | 192 | 192 | 0.044886 | 0.0022443 | 0.011222 | 0 | 150 | 1 | 154000 | FALSE
line_192_192 | bus_GBD_192 | bus_GBD_192 | 192 | 192 | 0.044924 | 0.0022462 | 0.011231 | 0 | 150 | 1 | 154000 | FALSE
line_192_192 | bus_GBD_192 | bus_GBD_192 | 192 | 192 | 0.048506 | 0.0024253 | 0.012127 | 0 | 150 | 1 | 154000 | FALSE
line_192_192 | bus_GBD_192 | bus_GBD_192 | 192 | 192 | 0.048277 | 0.0024139 | 0.012069 | 0 | 150 | 1 | 154000 | FALSE
line_192_192 | bus_GBD_192 | bus_GBD_192 | 192 | 192 | 0.31957 | 0.015979 | 0.079893 | 0 | 150 | 1 | 154000 | FALSE
line_192_192 | bus_GBD_192 | bus_GBD_192 | 192 | 192 | 1.8388 | 0.09194 | 0.4597 | 0 | 150 | 1 | 154000 | FALSE
line_192_192 | bus_GBD_192 | bus_GBD_192 | 192 | 192 | 0.3624 | 0.01812 | 0.0906 | 0 | 150 | 1 | 154000 | FALSE
line_192_192 | bus_GBD_192 | bus_GBD_192 | 192 | 192 | 0.033482 | 0.0016741 | 0.0083704 | 0 | 800 | 1 | 345000 | FALSE
line_192_192 | bus_GBD_192 | bus_GBD_192 | 192 | 192 | 0.17421 | 0.0087104 | 0.043552 | 0 | 800 | 1 | 345000 | FALSE
line_192_192 | bus_GBD_192 | bus_GBD_192 | 192 | 192 | 0.14785 | 0.0073924 | 0.036962 | 0 | 800 | 1 | 345000 | FALSE
line_192_192 | bus_GBD_192 | bus_GBD_192 | 192 | 192 | 0.099309 | 0.0049655 | 0.024827 | 0 | 150 | 1 | 154000 | FALSE
line_192_192 | bus_GBD_192 | bus_GBD_192 | 192 | 192 | 0.098861 | 0.0049431 | 0.024715 | 0 | 150 | 1 | 154000 | FALSE
line_192_192 | bus_GBD_192 | bus_GBD_192 | 192 | 192 | 0.098711 | 0.0049355 | 0.024678 | 0 | 150 | 1 | 154000 | FALSE
line_192_192 | bus_GBD_192 | bus_GBD_192 | 192 | 192 | 0.097148 | 0.0048574 | 0.024287 | 0 | 150 | 1 | 154000 | FALSE
line_192_192 | bus_GBD_192 | bus_GBD_192 | 192 | 192 | 0.18163 | 0.0090814 | 0.045407 | 0 | 150 | 1 | 154000 | FALSE
line_192_192 | bus_GBD_192 | bus_GBD_192 | 192 | 192 | 0.032126 | 0.0016063 | 0.0080316 | 0 | 150 | 1 | 154000 | FALSE
line_192_192 | bus_GBD_192 | bus_GBD_192 | 192 | 192 | 0.027962 | 0.0013981 | 0.0069905 | 0 | 150 | 1 | 154000 | FALSE
line_192_192 | bus_GBD_192 | bus_GBD_192 | 192 | 192 | 0.079428 | 0.0039714 | 0.019857 | 0 | 150 | 1 | 154000 | FALSE
line_192_192 | bus_GBD_192 | bus_GBD_192 | 192 | 192 | 0.077348 | 0.0038674 | 0.019337 | 0 | 150 | 1 | 154000 | FALSE
line_192_192 | bus_GBD_192 | bus_GBD_192 | 192 | 192 | 0.077436 | 0.0038718 | 0.019359 | 0 | 150 | 1 | 154000 | FALSE
line_192_192 | bus_GBD_192 | bus_GBD_192 | 192 | 192 | 0.079548 | 0.0039774 | 0.019887 | 0 | 150 | 1 | 154000 | FALSE
line_192_192 | bus_GBD_192 | bus_GBD_192 | 192 | 192 | 0.084921 | 0.004246 | 0.02123 | 0 | 150 | 1 | 154000 | FALSE
line_192_192 | bus_GBD_192 | bus_GBD_192 | 192 | 192 | 0.085366 | 0.0042683 | 0.021341 | 0 | 150 | 1 | 154000 | FALSE
line_192_192 | bus_GBD_192 | bus_GBD_192 | 192 | 192 | 0.099273 | 0.0049637 | 0.024818 | 0 | 150 | 1 | 154000 | FALSE
line_192_192 | bus_GBD_192 | bus_GBD_192 | 192 | 192 | 0.097287 | 0.0048643 | 0.024322 | 0 | 150 | 1 | 154000 | FALSE
line_192_192 | bus_GBD_192 | bus_GBD_192 | 192 | 192 | 0.086101 | 0.0043051 | 0.021525 | 0 | 150 | 1 | 154000 | FALSE
line_192_192 | bus_GBD_192 | bus_GBD_192 | 192 | 192 | 0.085956 | 0.0042978 | 0.021489 | 0 | 150 | 1 | 154000 | FALSE
line_192_192 | bus_GBD_192 | bus_GBD_192 | 192 | 192 | 0.076148 | 0.0038074 | 0.019037 | 0 | 150 | 1 | 154000 | FALSE
line_192_192 | bus_GBD_192 | bus_GBD_192 | 192 | 192 | 0.074765 | 0.0037382 | 0.018691 | 0 | 150 | 1 | 154000 | FALSE
line_192_192 | bus_GBD_192 | bus_GBD_192 | 192 | 192 | 0.16924 | 0.0084619 | 0.04231 | 0 | 800 | 1 | 345000 | FALSE
line_192_192 | bus_GBD_192 | bus_GBD_192 | 192 | 192 | 0.15983 | 0.0079914 | 0.039957 | 0 | 800 | 1 | 345000 | FALSE
line_192_192 | bus_GBD_192 | bus_GBD_192 | 192 | 192 | 0.12866 | 0.0064331 | 0.032166 | 0 | 800 | 1 | 345000 | FALSE
line_139_355 | bus_GBD_139 | bus_GBD_355 | 139 | 355 | 11.5596 | 0.57798 | 2.8899 | 0 | 150 | 1 | 154000 | FALSE
line_2_2 | bus_GND_002 | bus_GND_002 | 2 | 2 | 0.067149 | 0.0033575 | 0.016787 | 0 | 150 | 1 | 154000 | FALSE
line_2_2 | bus_GND_002 | bus_GND_002 | 2 | 2 | 0.067658 | 0.0033829 | 0.016914 | 0 | 150 | 1 | 154000 | FALSE
line_2_2 | bus_GND_002 | bus_GND_002 | 2 | 2 | 0.060467 | 0.0030234 | 0.015117 | 0 | 150 | 1 | 154000 | FALSE
line_2_2 | bus_GND_002 | bus_GND_002 | 2 | 2 | 0.17476 | 0.0087381 | 0.04369 | 0 | 150 | 1 | 154000 | FALSE
line_2_2 | bus_GND_002 | bus_GND_002 | 2 | 2 | 0.18284 | 0.0091418 | 0.045709 | 0 | 150 | 1 | 154000 | FALSE
line_2_2 | bus_GND_002 | bus_GND_002 | 2 | 2 | 0.27747 | 0.013874 | 0.069368 | 0 | 150 | 1 | 154000 | FALSE
line_114_114 | bus_GBD_114 | bus_GBD_114 | 114 | 114 | 1.6597 | 0.082984 | 0.41492 | 0 | 150 | 1 | 154000 | FALSE
line_114_114 | bus_GBD_114 | bus_GBD_114 | 114 | 114 | 4.7282 | 0.23641 | 1.182 | 0 | 150 | 1 | 154000 | FALSE
line_192_192 | bus_GBD_192 | bus_GBD_192 | 192 | 192 | 0.034475 | 0.0017238 | 0.0086188 | 0 | 150 | 1 | 154000 | FALSE
line_192_192 | bus_GBD_192 | bus_GBD_192 | 192 | 192 | 0.035618 | 0.0017809 | 0.0089044 | 0 | 150 | 1 | 154000 | FALSE
line_192_192 | bus_GBD_192 | bus_GBD_192 | 192 | 192 | 0.02934 | 0.001467 | 0.0073349 | 0 | 150 | 1 | 154000 | FALSE
line_192_192 | bus_GBD_192 | bus_GBD_192 | 192 | 192 | 0.029089 | 0.0014544 | 0.0072721 | 0 | 150 | 1 | 154000 | FALSE
line_192_192 | bus_GBD_192 | bus_GBD_192 | 192 | 192 | 0.065375 | 0.0032688 | 0.016344 | 0 | 150 | 1 | 154000 | FALSE
line_192_192 | bus_GBD_192 | bus_GBD_192 | 192 | 192 | 0.092599 | 0.00463 | 0.02315 | 0 | 150 | 1 | 154000 | FALSE
line_192_114 | bus_GBD_192 | bus_GBD_114 | 192 | 114 | 21.2375 | 1.0619 | 5.3094 | 0 | 150 | 1 | 154000 | FALSE
line_92_92 | bus_GBD_092 | bus_GBD_092 | 92 | 92 | 0.059086 | 0.0029543 | 0.014771 | 0 | 150 | 1 | 154000 | FALSE
line_92_92 | bus_GBD_092 | bus_GBD_092 | 92 | 92 | 0.056986 | 0.0028493 | 0.014247 | 0 | 150 | 1 | 154000 | FALSE
line_92_92 | bus_GBD_092 | bus_GBD_092 | 92 | 92 | 0.0664 | 0.00332 | 0.0166 | 0 | 150 | 1 | 154000 | FALSE
line_92_92 | bus_GBD_092 | bus_GBD_092 | 92 | 92 | 0.061602 | 0.0030801 | 0.0154 | 0 | 150 | 1 | 154000 | FALSE
line_92_92 | bus_GBD_092 | bus_GBD_092 | 92 | 92 | 0.9716 | 0.04858 | 0.2429 | 0 | 150 | 1 | 154000 | FALSE
line_92_92 | bus_GBD_092 | bus_GBD_092 | 92 | 92 | 2.1973 | 0.10987 | 0.54933 | 0 | 150 | 1 | 154000 | FALSE
line_92_92 | bus_GBD_092 | bus_GBD_092 | 92 | 92 | 2.7789 | 0.13895 | 0.69473 | 0 | 150 | 1 | 154000 | FALSE
line_349_349 | bus_GBD_349 | bus_GBD_349 | 349 | 349 | 0.06577 | 0.0032885 | 0.016442 | 0 | 150 | 1 | 154000 | FALSE
line_349_349 | bus_GBD_349 | bus_GBD_349 | 349 | 349 | 0.069896 | 0.0034948 | 0.017474 | 0 | 150 | 1 | 154000 | FALSE
line_208_208 | bus_GBD_208 | bus_GBD_208 | 208 | 208 | 0.067034 | 0.0033517 | 0.016758 | 0 | 150 | 1 | 154000 | FALSE
line_208_208 | bus_GBD_208 | bus_GBD_208 | 208 | 208 | 0.056242 | 0.0028121 | 0.014061 | 0 | 150 | 1 | 154000 | FALSE
line_208_208 | bus_GBD_208 | bus_GBD_208 | 208 | 208 | 0.06179 | 0.0030895 | 0.015447 | 0 | 150 | 1 | 154000 | FALSE
line_208_208 | bus_GBD_208 | bus_GBD_208 | 208 | 208 | 0.048971 | 0.0024486 | 0.012243 | 0 | 150 | 1 | 154000 | FALSE
line_208_208 | bus_GBD_208 | bus_GBD_208 | 208 | 208 | 0.054471 | 0.0027235 | 0.013618 | 0 | 150 | 1 | 154000 | FALSE
line_265_265 | bus_GBD_265 | bus_GBD_265 | 265 | 265 | 0.14867 | 0.0074334 | 0.037167 | 0 | 150 | 1 | 154000 | FALSE
line_265_265 | bus_GBD_265 | bus_GBD_265 | 265 | 265 | 0.12262 | 0.0061309 | 0.030655 | 0 | 150 | 1 | 154000 | FALSE
line_265_265 | bus_GBD_265 | bus_GBD_265 | 265 | 265 | 3.1222 | 0.15611 | 0.78056 | 0 | 150 | 1 | 154000 | FALSE
line_263_263 | bus_GBD_263 | bus_GBD_263 | 263 | 263 | 2.7965 | 0.13983 | 0.69914 | 0 | 150 | 1 | 154000 | FALSE
line_263_263 | bus_GBD_263 | bus_GBD_263 | 263 | 263 | 0.31262 | 0.015631 | 0.078154 | 0 | 150 | 1 | 154000 | FALSE
line_263_263 | bus_GBD_263 | bus_GBD_263 | 263 | 263 | 0.32337 | 0.016168 | 0.080842 | 0 | 150 | 1 | 154000 | FALSE
line_263_263 | bus_GBD_263 | bus_GBD_263 | 263 | 263 | 0.076063 | 0.0038032 | 0.019016 | 0 | 150 | 1 | 154000 | FALSE
line_263_263 | bus_GBD_263 | bus_GBD_263 | 263 | 263 | 0.079712 | 0.0039856 | 0.019928 | 0 | 150 | 1 | 154000 | FALSE
line_73_73 | bus_GBD_073 | bus_GBD_073 | 73 | 73 | 0.52623 | 0.026312 | 0.13156 | 0 | 800 | 1 | 345000 | FALSE
line_73_73 | bus_GBD_073 | bus_GBD_073 | 73 | 73 | 0.1953 | 0.0097648 | 0.048824 | 0 | 800 | 1 | 345000 | FALSE
line_410_266 | bus_GBD_410 | bus_GBD_266 | 410 | 266 | 6.7105 | 0.33552 | 1.6776 | 0 | 150 | 1 | 154000 | FALSE
line_341_34 | bus_GBD_341 | bus_GBD_034 | 341 | 34 | 5.7999 | 0.28999 | 1.45 | 0 | 150 | 1 | 154000 | FALSE
line_340_340 | bus_GBD_340 | bus_GBD_340 | 340 | 340 | 0.02617 | 0.0013085 | 0.0065425 | 0 | 150 | 1 | 154000 | FALSE
line_340_340 | bus_GBD_340 | bus_GBD_340 | 340 | 340 | 0.031519 | 0.001576 | 0.0078798 | 0 | 150 | 1 | 154000 | FALSE
line_340_340 | bus_GBD_340 | bus_GBD_340 | 340 | 340 | 0.028994 | 0.0014497 | 0.0072486 | 0 | 150 | 1 | 154000 | FALSE
line_340_340 | bus_GBD_340 | bus_GBD_340 | 340 | 340 | 0.032003 | 0.0016001 | 0.0080007 | 0 | 150 | 1 | 154000 | FALSE
line_340_340 | bus_GBD_340 | bus_GBD_340 | 340 | 340 | 0.031335 | 0.0015667 | 0.0078336 | 0 | 150 | 1 | 154000 | FALSE
line_213_213 | bus_GBD_213 | bus_GBD_213 | 213 | 213 | 0.043788 | 0.0021894 | 0.010947 | 0 | 150 | 1 | 154000 | FALSE
line_213_213 | bus_GBD_213 | bus_GBD_213 | 213 | 213 | 0.040991 | 0.0020496 | 0.010248 | 0 | 150 | 1 | 154000 | FALSE
line_213_213 | bus_GBD_213 | bus_GBD_213 | 213 | 213 | 0.042899 | 0.0021449 | 0.010725 | 0 | 150 | 1 | 154000 | FALSE
line_213_213 | bus_GBD_213 | bus_GBD_213 | 213 | 213 | 0.038067 | 0.0019034 | 0.0095168 | 0 | 150 | 1 | 154000 | FALSE
line_213_213 | bus_GBD_213 | bus_GBD_213 | 213 | 213 | 1.1783 | 0.058913 | 0.29456 | 0 | 150 | 1 | 154000 | FALSE
line_32_32 | bus_GGD_032 | bus_GGD_032 | 32 | 32 | 1.3278 | 0.066388 | 0.33194 | 0 | 150 | 1 | 154000 | FALSE
line_110_110 | bus_GBD_110 | bus_GBD_110 | 110 | 110 | 0.029845 | 0.0014922 | 0.0074612 | 0 | 150 | 1 | 154000 | FALSE
line_110_110 | bus_GBD_110 | bus_GBD_110 | 110 | 110 | 0.033962 | 0.0016981 | 0.0084906 | 0 | 150 | 1 | 154000 | FALSE
line_110_110 | bus_GBD_110 | bus_GBD_110 | 110 | 110 | 0.029052 | 0.0014526 | 0.007263 | 0 | 150 | 1 | 154000 | FALSE
line_110_110 | bus_GBD_110 | bus_GBD_110 | 110 | 110 | 0.02838 | 0.001419 | 0.007095 | 0 | 150 | 1 | 154000 | FALSE
line_153_153 | bus_GGD_153 | bus_GGD_153 | 153 | 153 | 2.42 | 0.121 | 0.60499 | 0 | 150 | 1 | 154000 | FALSE
line_28_28 | bus_GGD_028 | bus_GGD_028 | 28 | 28 | 0.029219 | 0.001461 | 0.0073049 | 0 | 800 | 1 | 345000 | FALSE
line_28_28 | bus_GGD_028 | bus_GGD_028 | 28 | 28 | 0.039043 | 0.0019521 | 0.0097606 | 0 | 800 | 1 | 345000 | FALSE
line_28_28 | bus_GGD_028 | bus_GGD_028 | 28 | 28 | 0.22234 | 0.011117 | 0.055586 | 0 | 800 | 1 | 345000 | FALSE
line_28_28 | bus_GGD_028 | bus_GGD_028 | 28 | 28 | 1.468 | 0.073399 | 0.36699 | 0 | 800 | 1 | 345000 | FALSE
line_28_28 | bus_GGD_028 | bus_GGD_028 | 28 | 28 | 0.23894 | 0.011947 | 0.059735 | 0 | 800 | 1 | 345000 | FALSE
line_153_153 | bus_GGD_153 | bus_GGD_153 | 153 | 153 | 0.41527 | 0.020763 | 0.10382 | 0 | 800 | 1 | 345000 | FALSE
line_153_153 | bus_GGD_153 | bus_GGD_153 | 153 | 153 | 0.24839 | 0.012419 | 0.062097 | 0 | 800 | 1 | 345000 | FALSE
line_153_153 | bus_GGD_153 | bus_GGD_153 | 153 | 153 | 0.72523 | 0.036262 | 0.18131 | 0 | 800 | 1 | 345000 | FALSE
line_64_64 | bus_GGD_064 | bus_GGD_064 | 64 | 64 | 10.4189 | 0.52094 | 2.6047 | 0 | 800 | 1 | 345000 | FALSE
line_322_322 | bus_GGD_322 | bus_GGD_322 | 322 | 322 | 3.6687 | 0.18343 | 0.91717 | 0 | 150 | 1 | 154000 | FALSE
line_64_64 | bus_GGD_064 | bus_GGD_064 | 64 | 64 | 0.2182 | 0.01091 | 0.054551 | 0 | 800 | 1 | 345000 | FALSE
line_64_64 | bus_GGD_064 | bus_GGD_064 | 64 | 64 | 0.10724 | 0.0053621 | 0.026811 | 0 | 800 | 1 | 345000 | FALSE
line_64_64 | bus_GGD_064 | bus_GGD_064 | 64 | 64 | 0.12646 | 0.0063232 | 0.031616 | 0 | 800 | 1 | 345000 | FALSE
line_64_64 | bus_GGD_064 | bus_GGD_064 | 64 | 64 | 0.12791 | 0.0063956 | 0.031978 | 0 | 800 | 1 | 345000 | FALSE
line_64_64 | bus_GGD_064 | bus_GGD_064 | 64 | 64 | 0.077196 | 0.0038598 | 0.019299 | 0 | 800 | 1 | 345000 | FALSE
line_64_64 | bus_GGD_064 | bus_GGD_064 | 64 | 64 | 0.046797 | 0.0023399 | 0.011699 | 0 | 800 | 1 | 345000 | FALSE
line_64_64 | bus_GGD_064 | bus_GGD_064 | 64 | 64 | 0.11099 | 0.0055493 | 0.027747 | 0 | 800 | 1 | 345000 | FALSE
line_64_64 | bus_GGD_064 | bus_GGD_064 | 64 | 64 | 0.1085 | 0.0054251 | 0.027126 | 0 | 800 | 1 | 345000 | FALSE
line_64_64 | bus_GGD_064 | bus_GGD_064 | 64 | 64 | 0.39086 | 0.019543 | 0.097715 | 0 | 800 | 1 | 345000 | FALSE
line_64_64 | bus_GGD_064 | bus_GGD_064 | 64 | 64 | 0.11468 | 0.0057342 | 0.028671 | 0 | 800 | 1 | 345000 | FALSE
line_153_153 | bus_GGD_153 | bus_GGD_153 | 153 | 153 | 1.923 | 0.096152 | 0.48076 | 0 | 800 | 1 | 345000 | FALSE
line_153_153 | bus_GGD_153 | bus_GGD_153 | 153 | 153 | 9.5354 | 0.47677 | 2.3838 | 0 | 800 | 1 | 345000 | FALSE
line_153_153 | bus_GGD_153 | bus_GGD_153 | 153 | 153 | 2.8962 | 0.14481 | 0.72406 | 0 | 150 | 1 | 154000 | FALSE
line_7_7 | bus_GGD_007 | bus_GGD_007 | 7 | 7 | 0.6876 | 0.03438 | 0.1719 | 0 | 150 | 1 | 154000 | FALSE
line_252_252 | bus_JND_252 | bus_JND_252 | 252 | 252 | 1.2055 | 0.060276 | 0.30138 | 0 | 150 | 1 | 154000 | FALSE
line_253_253 | bus_JND_253 | bus_JND_253 | 253 | 253 | 0.33028 | 0.016514 | 0.082569 | 0 | 150 | 1 | 154000 | FALSE
line_254_254 | bus_JND_254 | bus_JND_254 | 254 | 254 | 0.058077 | 0.0029039 | 0.014519 | 0 | 150 | 1 | 154000 | FALSE
line_254_254 | bus_JND_254 | bus_JND_254 | 254 | 254 | 0.04973 | 0.0024865 | 0.012432 | 0 | 150 | 1 | 154000 | FALSE
line_254_254 | bus_JND_254 | bus_JND_254 | 254 | 254 | 0.057117 | 0.0028559 | 0.014279 | 0 | 150 | 1 | 154000 | FALSE
line_254_254 | bus_JND_254 | bus_JND_254 | 254 | 254 | 0.048644 | 0.0024322 | 0.012161 | 0 | 150 | 1 | 154000 | FALSE
line_165_165 | bus_GGD_165 | bus_GGD_165 | 165 | 165 | 0.070042 | 0.0035021 | 0.01751 | 0 | 800 | 1 | 345000 | FALSE
line_165_165 | bus_GGD_165 | bus_GGD_165 | 165 | 165 | 0.076146 | 0.0038073 | 0.019037 | 0 | 800 | 1 | 345000 | FALSE
line_0_0 | bus_GWD_000 | bus_GWD_000 | 0 | 0 | 0.37863 | 0.018931 | 0.094657 | 0 | 800 | 1 | 345000 | FALSE
line_0_0 | bus_GWD_000 | bus_GWD_000 | 0 | 0 | 0.091307 | 0.0045654 | 0.022827 | 0 | 3500 | 1 | 765000 | FALSE
line_0_0 | bus_GWD_000 | bus_GWD_000 | 0 | 0 | 0.08899 | 0.0044495 | 0.022247 | 0 | 3500 | 1 | 765000 | FALSE
line_0_0 | bus_GWD_000 | bus_GWD_000 | 0 | 0 | 0.064339 | 0.003217 | 0.016085 | 0 | 3500 | 1 | 765000 | FALSE
line_0_0 | bus_GWD_000 | bus_GWD_000 | 0 | 0 | 0.074979 | 0.0037489 | 0.018745 | 0 | 3500 | 1 | 765000 | FALSE
line_12_12 | bus_CND_012 | bus_CND_012 | 12 | 12 | 0.10953 | 0.0054766 | 0.027383 | 0 | 3500 | 1 | 765000 | FALSE
line_12_12 | bus_CND_012 | bus_CND_012 | 12 | 12 | 0.10413 | 0.0052066 | 0.026033 | 0 | 3500 | 1 | 765000 | FALSE
line_12_12 | bus_CND_012 | bus_CND_012 | 12 | 12 | 0.083674 | 0.0041837 | 0.020919 | 0 | 3500 | 1 | 765000 | FALSE
line_12_12 | bus_CND_012 | bus_CND_012 | 12 | 12 | 0.093666 | 0.0046833 | 0.023416 | 0 | 3500 | 1 | 765000 | FALSE
line_30_30 | bus_GGD_030 | bus_GGD_030 | 30 | 30 | 0.070816 | 0.0035408 | 0.017704 | 0 | 800 | 1 | 345000 | FALSE
line_30_30 | bus_GGD_030 | bus_GGD_030 | 30 | 30 | 0.089338 | 0.0044669 | 0.022335 | 0 | 800 | 1 | 345000 | FALSE
line_30_30 | bus_GGD_030 | bus_GGD_030 | 30 | 30 | 0.098812 | 0.0049406 | 0.024703 | 0 | 800 | 1 | 345000 | FALSE
line_30_30 | bus_GGD_030 | bus_GGD_030 | 30 | 30 | 0.10527 | 0.0052635 | 0.026318 | 0 | 800 | 1 | 345000 | FALSE
line_30_30 | bus_GGD_030 | bus_GGD_030 | 30 | 30 | 0.11514 | 0.005757 | 0.028785 | 0 | 800 | 1 | 345000 | FALSE
line_30_30 | bus_GGD_030 | bus_GGD_030 | 30 | 30 | 1.0808 | 0.054038 | 0.27019 | 0 | 800 | 1 | 345000 | FALSE
line_30_30 | bus_GGD_030 | bus_GGD_030 | 30 | 30 | 0.89539 | 0.04477 | 0.22385 | 0 | 800 | 1 | 345000 | FALSE
line_30_30 | bus_GGD_030 | bus_GGD_030 | 30 | 30 | 0.97419 | 0.048709 | 0.24355 | 0 | 800 | 1 | 345000 | FALSE
line_30_30 | bus_GGD_030 | bus_GGD_030 | 30 | 30 | 0.6999 | 0.034995 | 0.17497 | 0 | 800 | 1 | 345000 | FALSE
line_30_30 | bus_GGD_030 | bus_GGD_030 | 30 | 30 | 0.97057 | 0.048528 | 0.24264 | 0 | 150 | 1 | 154000 | FALSE
line_299_300 | bus_GGD_299 | bus_GGD_300 | 299 | 300 | 9.2278 | 0.46139 | 2.3069 | 0 | 800 | 1 | 345000 | FALSE
line_300_300 | bus_GGD_300 | bus_GGD_300 | 300 | 300 | 0.7054 | 0.03527 | 0.17635 | 0 | 800 | 1 | 345000 | FALSE
line_23_23 | bus_GGD_023 | bus_GGD_023 | 23 | 23 | 0.41807 | 0.020904 | 0.10452 | 0 | 800 | 1 | 345000 | FALSE
line_23_23 | bus_GGD_023 | bus_GGD_023 | 23 | 23 | 0.35668 | 0.017834 | 0.08917 | 0 | 150 | 1 | 154000 | FALSE
line_292_292 | bus_ICN_292 | bus_ICN_292 | 292 | 292 | 0.41826 | 0.020913 | 0.10457 | 0 | 800 | 1 | 345000 | FALSE
line_292_292 | bus_ICN_292 | bus_ICN_292 | 292 | 292 | 0.25704 | 0.012852 | 0.064261 | 0 | 800 | 1 | 345000 | FALSE
line_292_292 | bus_ICN_292 | bus_ICN_292 | 292 | 292 | 0.046698 | 0.0023349 | 0.011675 | 0 | 150 | 1 | 154000 | FALSE
line_292_292 | bus_ICN_292 | bus_ICN_292 | 292 | 292 | 5.3531 | 0.26765 | 1.3383 | 0 | 150 | 1 | 154000 | FALSE
line_68_68 | bus_SEL_068 | bus_SEL_068 | 68 | 68 | 1.2557 | 0.062784 | 0.31392 | 0 | 150 | 1 | 154000 | FALSE
line_165_160 | bus_GGD_165 | bus_GGD_160 | 165 | 160 | 3.338 | 0.1669 | 0.83451 | 0 | 800 | 1 | 345000 | FALSE
line_167_234 | bus_GGD_167 | bus_GGD_234 | 167 | 234 | 4.5909 | 0.22955 | 1.1477 | 0 | 150 | 1 | 154000 | FALSE
line_165_234 | bus_GGD_165 | bus_GGD_234 | 165 | 234 | 5.8879 | 0.2944 | 1.472 | 0 | 150 | 1 | 154000 | FALSE
line_234_234 | bus_GGD_234 | bus_GGD_234 | 234 | 234 | 2.7205 | 0.13603 | 0.68013 | 0 | 150 | 1 | 154000 | FALSE
line_165_234 | bus_GGD_165 | bus_GGD_234 | 165 | 234 | 0.34716 | 0.017358 | 0.086791 | 0 | 150 | 1 | 154000 | FALSE
line_165_234 | bus_GGD_165 | bus_GGD_234 | 165 | 234 | 0.32144 | 0.016072 | 0.080361 | 0 | 800 | 1 | 345000 | FALSE
line_165_165 | bus_GGD_165 | bus_GGD_165 | 165 | 165 | 1.2278 | 0.061392 | 0.30696 | 0 | 800 | 1 | 345000 | FALSE
line_234_165 | bus_GGD_234 | bus_GGD_165 | 234 | 165 | 0.33833 | 0.016917 | 0.084583 | 0 | 800 | 1 | 345000 | FALSE
line_165_234 | bus_GGD_165 | bus_GGD_234 | 165 | 234 | 0.34195 | 0.017097 | 0.085487 | 0 | 150 | 1 | 154000 | FALSE
line_165_165 | bus_GGD_165 | bus_GGD_165 | 165 | 165 | 1.2067 | 0.060335 | 0.30168 | 0 | 150 | 1 | 154000 | FALSE
line_316_316 | bus_GGD_316 | bus_GGD_316 | 316 | 316 | 0.65284 | 0.032642 | 0.16321 | 0 | 800 | 1 | 345000 | FALSE
line_316_316 | bus_GGD_316 | bus_GGD_316 | 316 | 316 | 0.093073 | 0.0046537 | 0.023268 | 0 | 150 | 1 | 154000 | FALSE
line_152_152 | bus_GGD_152 | bus_GGD_152 | 152 | 152 | 0.89754 | 0.044877 | 0.22438 | 0 | 800 | 1 | 345000 | FALSE
line_152_152 | bus_GGD_152 | bus_GGD_152 | 152 | 152 | 1.2422 | 0.06211 | 0.31055 | 0 | 800 | 1 | 345000 | FALSE
line_152_152 | bus_GGD_152 | bus_GGD_152 | 152 | 152 | 1.0692 | 0.05346 | 0.2673 | 0 | 150 | 1 | 154000 | FALSE
line_152_152 | bus_GGD_152 | bus_GGD_152 | 152 | 152 | 0.34027 | 0.017013 | 0.085067 | 0 | 150 | 1 | 154000 | FALSE
line_152_152 | bus_GGD_152 | bus_GGD_152 | 152 | 152 | 0.071804 | 0.0035902 | 0.017951 | 0 | 150 | 1 | 154000 | FALSE
line_152_152 | bus_GGD_152 | bus_GGD_152 | 152 | 152 | 0.065212 | 0.0032606 | 0.016303 | 0 | 150 | 1 | 154000 | FALSE
line_152_152 | bus_GGD_152 | bus_GGD_152 | 152 | 152 | 0.049462 | 0.0024731 | 0.012366 | 0 | 150 | 1 | 154000 | FALSE
line_152_152 | bus_GGD_152 | bus_GGD_152 | 152 | 152 | 0.048776 | 0.0024388 | 0.012194 | 0 | 150 | 1 | 154000 | FALSE
line_152_152 | bus_GGD_152 | bus_GGD_152 | 152 | 152 | 0.051878 | 0.0025939 | 0.012969 | 0 | 150 | 1 | 154000 | FALSE
line_152_152 | bus_GGD_152 | bus_GGD_152 | 152 | 152 | 0.057825 | 0.0028913 | 0.014456 | 0 | 150 | 1 | 154000 | FALSE
line_152_152 | bus_GGD_152 | bus_GGD_152 | 152 | 152 | 0.031618 | 0.0015809 | 0.0079045 | 0 | 800 | 1 | 345000 | FALSE
line_152_152 | bus_GGD_152 | bus_GGD_152 | 152 | 152 | 0.10831 | 0.0054155 | 0.027077 | 0 | 800 | 1 | 345000 | FALSE
line_152_152 | bus_GGD_152 | bus_GGD_152 | 152 | 152 | 0.1113 | 0.0055649 | 0.027824 | 0 | 800 | 1 | 345000 | FALSE
line_152_152 | bus_GGD_152 | bus_GGD_152 | 152 | 152 | 0.11742 | 0.005871 | 0.029355 | 0 | 800 | 1 | 345000 | FALSE
line_152_152 | bus_GGD_152 | bus_GGD_152 | 152 | 152 | 0.12763 | 0.0063815 | 0.031907 | 0 | 800 | 1 | 345000 | FALSE
line_21_21 | bus_GGD_021 | bus_GGD_021 | 21 | 21 | 0.11942 | 0.0059709 | 0.029854 | 0 | 800 | 1 | 345000 | FALSE
line_21_21 | bus_GGD_021 | bus_GGD_021 | 21 | 21 | 0.088736 | 0.0044368 | 0.022184 | 0 | 800 | 1 | 345000 | FALSE
line_21_21 | bus_GGD_021 | bus_GGD_021 | 21 | 21 | 0.093029 | 0.0046514 | 0.023257 | 0 | 800 | 1 | 345000 | FALSE
line_21_21 | bus_GGD_021 | bus_GGD_021 | 21 | 21 | 0.067143 | 0.0033572 | 0.016786 | 0 | 800 | 1 | 345000 | FALSE
line_21_21 | bus_GGD_021 | bus_GGD_021 | 21 | 21 | 0.48357 | 0.024178 | 0.12089 | 0 | 800 | 1 | 345000 | FALSE
line_21_21 | bus_GGD_021 | bus_GGD_021 | 21 | 21 | 0.46722 | 0.023361 | 0.11681 | 0 | 800 | 1 | 345000 | FALSE
line_21_21 | bus_GGD_021 | bus_GGD_021 | 21 | 21 | 0.060345 | 0.0030172 | 0.015086 | 0 | 800 | 1 | 345000 | FALSE
line_21_21 | bus_GGD_021 | bus_GGD_021 | 21 | 21 | 0.45699 | 0.02285 | 0.11425 | 0 | 800 | 1 | 345000 | FALSE
line_21_21 | bus_GGD_021 | bus_GGD_021 | 21 | 21 | 0.16011 | 0.0080057 | 0.040028 | 0 | 3500 | 1 | 765000 | FALSE
line_21_21 | bus_GGD_021 | bus_GGD_021 | 21 | 21 | 0.15854 | 0.0079269 | 0.039634 | 0 | 3500 | 1 | 765000 | FALSE
line_21_21 | bus_GGD_021 | bus_GGD_021 | 21 | 21 | 0.13807 | 0.0069033 | 0.034517 | 0 | 3500 | 1 | 765000 | FALSE
line_1_1 | bus_GGD_001 | bus_GGD_001 | 1 | 1 | 0.21505 | 0.010752 | 0.053762 | 0 | 3500 | 1 | 765000 | FALSE
line_234_234 | bus_GGD_234 | bus_GGD_234 | 234 | 234 | 0.33248 | 0.016624 | 0.08312 | 0 | 800 | 1 | 345000 | FALSE
line_234_234 | bus_GGD_234 | bus_GGD_234 | 234 | 234 | 0.045137 | 0.0022569 | 0.011284 | 0 | 800 | 1 | 345000 | FALSE
line_68_68 | bus_SEL_068 | bus_SEL_068 | 68 | 68 | 0.071811 | 0.0035905 | 0.017953 | 0 | 150 | 1 | 154000 | FALSE
line_68_68 | bus_SEL_068 | bus_SEL_068 | 68 | 68 | 0.095801 | 0.0047901 | 0.02395 | 0 | 150 | 1 | 154000 | FALSE
line_68_234 | bus_SEL_068 | bus_GGD_234 | 68 | 234 | 2.8119 | 0.14059 | 0.70297 | 0 | 150 | 1 | 154000 | FALSE
line_68_234 | bus_SEL_068 | bus_GGD_234 | 68 | 234 | 5.3199 | 0.26599 | 1.33 | 0 | 800 | 1 | 345000 | FALSE
line_152_152 | bus_GGD_152 | bus_GGD_152 | 152 | 152 | 3.4207 | 0.17103 | 0.85517 | 0 | 150 | 1 | 154000 | FALSE
line_152_152 | bus_GGD_152 | bus_GGD_152 | 152 | 152 | 0.15955 | 0.0079776 | 0.039888 | 0 | 150 | 1 | 154000 | FALSE
line_152_152 | bus_GGD_152 | bus_GGD_152 | 152 | 152 | 0.18612 | 0.0093058 | 0.046529 | 0 | 150 | 1 | 154000 | FALSE
line_68_68 | bus_SEL_068 | bus_SEL_068 | 68 | 68 | 0.39244 | 0.019622 | 0.09811 | 0 | 800 | 1 | 345000 | FALSE
line_68_68 | bus_SEL_068 | bus_SEL_068 | 68 | 68 | 0.25222 | 0.012611 | 0.063054 | 0 | 800 | 1 | 345000 | FALSE
line_68_68 | bus_SEL_068 | bus_SEL_068 | 68 | 68 | 0.21148 | 0.010574 | 0.052871 | 0 | 150 | 1 | 154000 | FALSE
line_68_68 | bus_SEL_068 | bus_SEL_068 | 68 | 68 | 0.3565 | 0.017825 | 0.089125 | 0 | 150 | 1 | 154000 | FALSE
line_68_68 | bus_SEL_068 | bus_SEL_068 | 68 | 68 | 0.19624 | 0.0098121 | 0.04906 | 0 | 150 | 1 | 154000 | FALSE
line_68_68 | bus_SEL_068 | bus_SEL_068 | 68 | 68 | 1.3598 | 0.067992 | 0.33996 | 0 | 800 | 1 | 345000 | FALSE
line_68_68 | bus_SEL_068 | bus_SEL_068 | 68 | 68 | 0.49503 | 0.024751 | 0.12376 | 0 | 800 | 1 | 345000 | FALSE
line_152_152 | bus_GGD_152 | bus_GGD_152 | 152 | 152 | 0.044233 | 0.0022116 | 0.011058 | 0 | 800 | 1 | 345000 | FALSE
line_178_178 | bus_GGD_178 | bus_GGD_178 | 178 | 178 | 0.59449 | 0.029724 | 0.14862 | 0 | 150 | 1 | 154000 | FALSE
line_7_7 | bus_GGD_007 | bus_GGD_007 | 7 | 7 | 0.99378 | 0.049689 | 0.24845 | 0 | 150 | 1 | 154000 | FALSE
line_7_7 | bus_GGD_007 | bus_GGD_007 | 7 | 7 | 0.84849 | 0.042425 | 0.21212 | 0 | 150 | 1 | 154000 | FALSE
line_7_7 | bus_GGD_007 | bus_GGD_007 | 7 | 7 | 0.85438 | 0.042719 | 0.21359 | 0 | 150 | 1 | 154000 | FALSE
line_21_21 | bus_GGD_021 | bus_GGD_021 | 21 | 21 | 0.061628 | 0.0030814 | 0.015407 | 0 | 150 | 1 | 154000 | FALSE
line_21_21 | bus_GGD_021 | bus_GGD_021 | 21 | 21 | 0.066138 | 0.0033069 | 0.016534 | 0 | 150 | 1 | 154000 | FALSE
line_21_21 | bus_GGD_021 | bus_GGD_021 | 21 | 21 | 0.08265 | 0.0041325 | 0.020662 | 0 | 800 | 1 | 345000 | FALSE
line_21_21 | bus_GGD_021 | bus_GGD_021 | 21 | 21 | 0.069072 | 0.0034536 | 0.017268 | 0 | 800 | 1 | 345000 | FALSE
line_21_21 | bus_GGD_021 | bus_GGD_021 | 21 | 21 | 0.060921 | 0.0030461 | 0.01523 | 0 | 800 | 1 | 345000 | FALSE
line_21_21 | bus_GGD_021 | bus_GGD_021 | 21 | 21 | 0.06297 | 0.0031485 | 0.015742 | 0 | 800 | 1 | 345000 | FALSE
line_5_5 | bus_CBD_005 | bus_CBD_005 | 5 | 5 | 3.7119 | 0.18559 | 0.92797 | 0 | 150 | 1 | 154000 | FALSE
line_71_71 | bus_CBD_071 | bus_CBD_071 | 71 | 71 | 0.036233 | 0.0018117 | 0.0090583 | 0 | 150 | 1 | 154000 | FALSE
line_71_71 | bus_CBD_071 | bus_CBD_071 | 71 | 71 | 0.023582 | 0.0011791 | 0.0058955 | 0 | 150 | 1 | 154000 | FALSE
line_71_71 | bus_CBD_071 | bus_CBD_071 | 71 | 71 | 0.037182 | 0.0018591 | 0.0092954 | 0 | 150 | 1 | 154000 | FALSE
line_71_71 | bus_CBD_071 | bus_CBD_071 | 71 | 71 | 0.30405 | 0.015203 | 0.076013 | 0 | 150 | 1 | 154000 | FALSE
line_71_71 | bus_CBD_071 | bus_CBD_071 | 71 | 71 | 0.021806 | 0.0010903 | 0.0054514 | 0 | 150 | 1 | 154000 | FALSE
line_71_71 | bus_CBD_071 | bus_CBD_071 | 71 | 71 | 1.3247 | 0.066234 | 0.33117 | 0 | 150 | 1 | 154000 | FALSE
line_217_223 | bus_CBD_217 | bus_CBD_223 | 217 | 223 | 12.8455 | 0.64228 | 3.2114 | 0 | 150 | 1 | 154000 | FALSE
line_217_217 | bus_CBD_217 | bus_CBD_217 | 217 | 217 | 1.938 | 0.0969 | 0.4845 | 0 | 150 | 1 | 154000 | FALSE
line_222_222 | bus_CBD_222 | bus_CBD_222 | 222 | 222 | 3.0169 | 0.15085 | 0.75423 | 0 | 150 | 1 | 154000 | FALSE
line_222_222 | bus_CBD_222 | bus_CBD_222 | 222 | 222 | 3.1086 | 0.15543 | 0.77715 | 0 | 150 | 1 | 154000 | FALSE
line_275_275 | bus_CBD_275 | bus_CBD_275 | 275 | 275 | 0.037143 | 0.0018571 | 0.0092856 | 0 | 150 | 1 | 154000 | FALSE
line_275_275 | bus_CBD_275 | bus_CBD_275 | 275 | 275 | 0.035704 | 0.0017852 | 0.0089261 | 0 | 150 | 1 | 154000 | FALSE
line_275_275 | bus_CBD_275 | bus_CBD_275 | 275 | 275 | 0.040202 | 0.0020101 | 0.010051 | 0 | 150 | 1 | 154000 | FALSE
line_275_275 | bus_CBD_275 | bus_CBD_275 | 275 | 275 | 0.048789 | 0.0024394 | 0.012197 | 0 | 150 | 1 | 154000 | FALSE
line_275_275 | bus_CBD_275 | bus_CBD_275 | 275 | 275 | 0.036232 | 0.0018116 | 0.0090579 | 0 | 150 | 1 | 154000 | FALSE
line_275_275 | bus_CBD_275 | bus_CBD_275 | 275 | 275 | 0.051284 | 0.0025642 | 0.012821 | 0 | 150 | 1 | 154000 | FALSE
line_262_262 | bus_GWD_262 | bus_GWD_262 | 262 | 262 | 5.1081 | 0.25541 | 1.277 | 0 | 150 | 1 | 154000 | FALSE
line_368_368 | bus_GWD_368 | bus_GWD_368 | 368 | 368 | 0.54298 | 0.027149 | 0.13575 | 0 | 150 | 1 | 154000 | FALSE
line_194_194 | bus_GWD_194 | bus_GWD_194 | 194 | 194 | 0.7928 | 0.03964 | 0.1982 | 0 | 150 | 1 | 154000 | FALSE
line_161_161 | bus_CBD_161 | bus_CBD_161 | 161 | 161 | 0.037783 | 0.0018892 | 0.0094459 | 0 | 800 | 1 | 345000 | FALSE
line_161_161 | bus_CBD_161 | bus_CBD_161 | 161 | 161 | 0.034695 | 0.0017347 | 0.0086737 | 0 | 800 | 1 | 345000 | FALSE
line_161_161 | bus_CBD_161 | bus_CBD_161 | 161 | 161 | 0.035258 | 0.0017629 | 0.0088145 | 0 | 800 | 1 | 345000 | FALSE
line_161_161 | bus_CBD_161 | bus_CBD_161 | 161 | 161 | 0.043479 | 0.002174 | 0.01087 | 0 | 800 | 1 | 345000 | FALSE
line_161_161 | bus_CBD_161 | bus_CBD_161 | 161 | 161 | 0.047497 | 0.0023749 | 0.011874 | 0 | 800 | 1 | 345000 | FALSE
line_161_161 | bus_CBD_161 | bus_CBD_161 | 161 | 161 | 0.038883 | 0.0019441 | 0.0097207 | 0 | 800 | 1 | 345000 | FALSE
line_161_161 | bus_CBD_161 | bus_CBD_161 | 161 | 161 | 3.1997 | 0.15999 | 0.79993 | 0 | 150 | 1 | 154000 | FALSE
line_290_392 | bus_CBD_290 | bus_CBD_392 | 290 | 392 | 20.6782 | 1.0339 | 5.1696 | 0 | 150 | 1 | 154000 | FALSE
line_161_290 | bus_CBD_161 | bus_CBD_290 | 161 | 290 | 18.2945 | 0.91472 | 4.5736 | 0 | 150 | 1 | 154000 | FALSE
line_392_215 | bus_CBD_392 | bus_CBD_215 | 392 | 215 | 9.4397 | 0.47198 | 2.3599 | 0 | 150 | 1 | 154000 | FALSE
line_215_215 | bus_CBD_215 | bus_CBD_215 | 215 | 215 | 0.045257 | 0.0022628 | 0.011314 | 0 | 800 | 1 | 345000 | FALSE
line_215_215 | bus_CBD_215 | bus_CBD_215 | 215 | 215 | 0.040637 | 0.0020319 | 0.010159 | 0 | 800 | 1 | 345000 | FALSE
line_215_215 | bus_CBD_215 | bus_CBD_215 | 215 | 215 | 0.046072 | 0.0023036 | 0.011518 | 0 | 800 | 1 | 345000 | FALSE
line_215_215 | bus_CBD_215 | bus_CBD_215 | 215 | 215 | 0.047645 | 0.0023822 | 0.011911 | 0 | 800 | 1 | 345000 | FALSE
line_215_215 | bus_CBD_215 | bus_CBD_215 | 215 | 215 | 0.056936 | 0.0028468 | 0.014234 | 0 | 800 | 1 | 345000 | FALSE
line_215_215 | bus_CBD_215 | bus_CBD_215 | 215 | 215 | 0.13919 | 0.0069595 | 0.034797 | 0 | 150 | 1 | 154000 | FALSE
line_215_215 | bus_CBD_215 | bus_CBD_215 | 215 | 215 | 0.13383 | 0.0066915 | 0.033458 | 0 | 150 | 1 | 154000 | FALSE
line_215_215 | bus_CBD_215 | bus_CBD_215 | 215 | 215 | 0.065512 | 0.0032756 | 0.016378 | 0 | 150 | 1 | 154000 | FALSE
line_215_215 | bus_CBD_215 | bus_CBD_215 | 215 | 215 | 0.068069 | 0.0034034 | 0.017017 | 0 | 150 | 1 | 154000 | FALSE
line_215_215 | bus_CBD_215 | bus_CBD_215 | 215 | 215 | 0.12867 | 0.0064335 | 0.032167 | 0 | 150 | 1 | 154000 | FALSE
line_215_215 | bus_CBD_215 | bus_CBD_215 | 215 | 215 | 0.1305 | 0.0065248 | 0.032624 | 0 | 150 | 1 | 154000 | FALSE
line_94_94 | bus_GBD_094 | bus_GBD_094 | 94 | 94 | 3.3192 | 0.16596 | 0.82981 | 0 | 150 | 1 | 154000 | FALSE
line_94_2 | bus_GBD_094 | bus_GND_002 | 94 | 2 | 1.094 | 0.054702 | 0.27351 | 0 | 150 | 1 | 154000 | FALSE
line_94_94 | bus_GBD_094 | bus_GBD_094 | 94 | 94 | 0.28065 | 0.014033 | 0.070163 | 0 | 150 | 1 | 154000 | FALSE
line_3_3 | bus_DGU_003 | bus_DGU_003 | 3 | 3 | 0.041239 | 0.0020619 | 0.01031 | 0 | 150 | 1 | 154000 | FALSE
line_3_3 | bus_DGU_003 | bus_DGU_003 | 3 | 3 | 0.038555 | 0.0019278 | 0.0096389 | 0 | 150 | 1 | 154000 | FALSE
line_3_3 | bus_DGU_003 | bus_DGU_003 | 3 | 3 | 0.066215 | 0.0033107 | 0.016554 | 0 | 150 | 1 | 154000 | FALSE
line_3_3 | bus_DGU_003 | bus_DGU_003 | 3 | 3 | 0.056351 | 0.0028175 | 0.014088 | 0 | 150 | 1 | 154000 | FALSE
line_93_93 | bus_GBD_093 | bus_GBD_093 | 93 | 93 | 0.021526 | 0.0010763 | 0.0053815 | 0 | 800 | 1 | 345000 | FALSE
line_93_93 | bus_GBD_093 | bus_GBD_093 | 93 | 93 | 0.028364 | 0.0014182 | 0.0070911 | 0 | 800 | 1 | 345000 | FALSE
line_93_93 | bus_GBD_093 | bus_GBD_093 | 93 | 93 | 0.024509 | 0.0012254 | 0.0061272 | 0 | 800 | 1 | 345000 | FALSE
line_93_93 | bus_GBD_093 | bus_GBD_093 | 93 | 93 | 0.030677 | 0.0015338 | 0.0076692 | 0 | 800 | 1 | 345000 | FALSE
line_180_180 | bus_GND_180 | bus_GND_180 | 180 | 180 | 0.14029 | 0.0070145 | 0.035073 | 0 | 800 | 1 | 345000 | FALSE
line_180_180 | bus_GND_180 | bus_GND_180 | 180 | 180 | 0.14813 | 0.0074067 | 0.037033 | 0 | 800 | 1 | 345000 | FALSE
line_180_180 | bus_GND_180 | bus_GND_180 | 180 | 180 | 0.22853 | 0.011426 | 0.057132 | 0 | 800 | 1 | 345000 | FALSE
line_180_180 | bus_GND_180 | bus_GND_180 | 180 | 180 | 0.21187 | 0.010594 | 0.052968 | 0 | 800 | 1 | 345000 | FALSE
line_180_180 | bus_GND_180 | bus_GND_180 | 180 | 180 | 0.063826 | 0.0031913 | 0.015957 | 0 | 800 | 1 | 345000 | FALSE
line_180_180 | bus_GND_180 | bus_GND_180 | 180 | 180 | 0.06144 | 0.003072 | 0.01536 | 0 | 800 | 1 | 345000 | FALSE
line_180_180 | bus_GND_180 | bus_GND_180 | 180 | 180 | 0.083764 | 0.0041882 | 0.020941 | 0 | 800 | 1 | 345000 | FALSE
line_180_180 | bus_GND_180 | bus_GND_180 | 180 | 180 | 0.082859 | 0.004143 | 0.020715 | 0 | 800 | 1 | 345000 | FALSE
line_180_180 | bus_GND_180 | bus_GND_180 | 180 | 180 | 0.084388 | 0.0042194 | 0.021097 | 0 | 800 | 1 | 345000 | FALSE
line_180_180 | bus_GND_180 | bus_GND_180 | 180 | 180 | 0.083801 | 0.0041901 | 0.02095 | 0 | 800 | 1 | 345000 | FALSE
line_180_180 | bus_GND_180 | bus_GND_180 | 180 | 180 | 0.084429 | 0.0042214 | 0.021107 | 0 | 800 | 1 | 345000 | FALSE
line_180_180 | bus_GND_180 | bus_GND_180 | 180 | 180 | 0.082325 | 0.0041163 | 0.020581 | 0 | 800 | 1 | 345000 | FALSE
line_180_180 | bus_GND_180 | bus_GND_180 | 180 | 180 | 0.12902 | 0.006451 | 0.032255 | 0 | 3500 | 1 | 765000 | FALSE
line_180_180 | bus_GND_180 | bus_GND_180 | 180 | 180 | 0.1108 | 0.0055401 | 0.027701 | 0 | 3500 | 1 | 765000 | FALSE
line_182_182 | bus_GND_182 | bus_GND_182 | 182 | 182 | 0.047838 | 0.0023919 | 0.01196 | 0 | 150 | 1 | 154000 | FALSE
line_182_182 | bus_GND_182 | bus_GND_182 | 182 | 182 | 0.051241 | 0.002562 | 0.01281 | 0 | 150 | 1 | 154000 | FALSE
line_182_182 | bus_GND_182 | bus_GND_182 | 182 | 182 | 0.056602 | 0.0028301 | 0.01415 | 0 | 150 | 1 | 154000 | FALSE
line_182_182 | bus_GND_182 | bus_GND_182 | 182 | 182 | 0.064607 | 0.0032304 | 0.016152 | 0 | 150 | 1 | 154000 | FALSE
line_184_184 | bus_GND_184 | bus_GND_184 | 184 | 184 | 2.081 | 0.10405 | 0.52025 | 0 | 150 | 1 | 154000 | FALSE
line_184_184 | bus_GND_184 | bus_GND_184 | 184 | 184 | 0.058166 | 0.0029083 | 0.014541 | 0 | 150 | 1 | 154000 | FALSE
line_184_184 | bus_GND_184 | bus_GND_184 | 184 | 184 | 0.050054 | 0.0025027 | 0.012513 | 0 | 150 | 1 | 154000 | FALSE
line_183_183 | bus_DGU_183 | bus_DGU_183 | 183 | 183 | 0.40156 | 0.020078 | 0.10039 | 0 | 150 | 1 | 154000 | FALSE
line_183_183 | bus_DGU_183 | bus_DGU_183 | 183 | 183 | 0.025208 | 0.0012604 | 0.0063019 | 0 | 150 | 1 | 154000 | FALSE
line_183_183 | bus_DGU_183 | bus_DGU_183 | 183 | 183 | 0.018974 | 0.00094868 | 0.0047434 | 0 | 150 | 1 | 154000 | FALSE
line_183_183 | bus_DGU_183 | bus_DGU_183 | 183 | 183 | 0.019345 | 0.00096727 | 0.0048364 | 0 | 150 | 1 | 154000 | FALSE
line_183_183 | bus_DGU_183 | bus_DGU_183 | 183 | 183 | 0.021527 | 0.0010763 | 0.0053817 | 0 | 150 | 1 | 154000 | FALSE
line_183_183 | bus_DGU_183 | bus_DGU_183 | 183 | 183 | 0.02346 | 0.001173 | 0.005865 | 0 | 150 | 1 | 154000 | FALSE
line_116_116 | bus_CBD_116 | bus_CBD_116 | 116 | 116 | 0.04289 | 0.0021445 | 0.010723 | 0 | 150 | 1 | 154000 | FALSE
line_116_116 | bus_CBD_116 | bus_CBD_116 | 116 | 116 | 0.051251 | 0.0025625 | 0.012813 | 0 | 150 | 1 | 154000 | FALSE
line_116_116 | bus_CBD_116 | bus_CBD_116 | 116 | 116 | 0.34555 | 0.017278 | 0.086388 | 0 | 150 | 1 | 154000 | FALSE
line_116_116 | bus_CBD_116 | bus_CBD_116 | 116 | 116 | 0.3312 | 0.01656 | 0.0828 | 0 | 150 | 1 | 154000 | FALSE
line_4_4 | bus_DJN_004 | bus_DJN_004 | 4 | 4 | 5.8554 | 0.29277 | 1.4638 | 0 | 150 | 1 | 154000 | FALSE
line_276_276 | bus_CBD_276 | bus_CBD_276 | 276 | 276 | 0.039893 | 0.0019947 | 0.0099733 | 0 | 150 | 1 | 154000 | FALSE
line_276_276 | bus_CBD_276 | bus_CBD_276 | 276 | 276 | 0.037738 | 0.0018869 | 0.0094345 | 0 | 150 | 1 | 154000 | FALSE
line_276_276 | bus_CBD_276 | bus_CBD_276 | 276 | 276 | 0.027844 | 0.0013922 | 0.0069611 | 0 | 150 | 1 | 154000 | FALSE
line_276_276 | bus_CBD_276 | bus_CBD_276 | 276 | 276 | 0.038342 | 0.0019171 | 0.0095855 | 0 | 150 | 1 | 154000 | FALSE
line_276_276 | bus_CBD_276 | bus_CBD_276 | 276 | 276 | 0.036079 | 0.0018039 | 0.0090196 | 0 | 150 | 1 | 154000 | FALSE
line_276_276 | bus_CBD_276 | bus_CBD_276 | 276 | 276 | 0.20853 | 0.010427 | 0.052133 | 0 | 150 | 1 | 154000 | FALSE
line_276_276 | bus_CBD_276 | bus_CBD_276 | 276 | 276 | 0.026419 | 0.001321 | 0.0066048 | 0 | 150 | 1 | 154000 | FALSE
line_16_16 | bus_CND_016 | bus_CND_016 | 16 | 16 | 0.18993 | 0.0094966 | 0.047483 | 0 | 800 | 1 | 345000 | FALSE
line_16_16 | bus_CND_016 | bus_CND_016 | 16 | 16 | 0.17755 | 0.0088776 | 0.044388 | 0 | 800 | 1 | 345000 | FALSE
line_15_15 | bus_CND_015 | bus_CND_015 | 15 | 15 | 0.045845 | 0.0022923 | 0.011461 | 0 | 150 | 1 | 154000 | FALSE
line_15_15 | bus_CND_015 | bus_CND_015 | 15 | 15 | 0.049162 | 0.0024581 | 0.01229 | 0 | 150 | 1 | 154000 | FALSE
line_15_15 | bus_CND_015 | bus_CND_015 | 15 | 15 | 0.046072 | 0.0023036 | 0.011518 | 0 | 150 | 1 | 154000 | FALSE
line_15_15 | bus_CND_015 | bus_CND_015 | 15 | 15 | 0.047926 | 0.0023963 | 0.011981 | 0 | 150 | 1 | 154000 | FALSE
line_15_15 | bus_CND_015 | bus_CND_015 | 15 | 15 | 0.087233 | 0.0043616 | 0.021808 | 0 | 150 | 1 | 154000 | FALSE
line_15_15 | bus_CND_015 | bus_CND_015 | 15 | 15 | 0.083459 | 0.0041729 | 0.020865 | 0 | 150 | 1 | 154000 | FALSE
line_15_15 | bus_CND_015 | bus_CND_015 | 15 | 15 | 0.073411 | 0.0036705 | 0.018353 | 0 | 150 | 1 | 154000 | FALSE
line_15_15 | bus_CND_015 | bus_CND_015 | 15 | 15 | 0.066825 | 0.0033413 | 0.016706 | 0 | 150 | 1 | 154000 | FALSE
line_15_15 | bus_CND_015 | bus_CND_015 | 15 | 15 | 0.031173 | 0.0015587 | 0.0077933 | 0 | 150 | 1 | 154000 | FALSE
line_15_15 | bus_CND_015 | bus_CND_015 | 15 | 15 | 0.045234 | 0.0022617 | 0.011309 | 0 | 150 | 1 | 154000 | FALSE
line_18_18 | bus_CND_018 | bus_CND_018 | 18 | 18 | 0.43844 | 0.021922 | 0.10961 | 0 | 150 | 1 | 154000 | FALSE
line_18_18 | bus_CND_018 | bus_CND_018 | 18 | 18 | 0.4009 | 0.020045 | 0.10023 | 0 | 150 | 1 | 154000 | FALSE
line_298_298 | bus_GND_298 | bus_GND_298 | 298 | 298 | 0.058818 | 0.0029409 | 0.014705 | 0 | 150 | 1 | 154000 | FALSE
line_298_298 | bus_GND_298 | bus_GND_298 | 298 | 298 | 0.054841 | 0.0027421 | 0.01371 | 0 | 150 | 1 | 154000 | FALSE
line_298_298 | bus_GND_298 | bus_GND_298 | 298 | 298 | 0.067519 | 0.003376 | 0.01688 | 0 | 150 | 1 | 154000 | FALSE
line_298_298 | bus_GND_298 | bus_GND_298 | 298 | 298 | 0.078855 | 0.0039428 | 0.019714 | 0 | 150 | 1 | 154000 | FALSE
line_111_298 | bus_GND_111 | bus_GND_298 | 111 | 298 | 22.1184 | 1.1059 | 5.5296 | 0 | 150 | 1 | 154000 | FALSE
line_111_111 | bus_GND_111 | bus_GND_111 | 111 | 111 | 6.8378 | 0.34189 | 1.7095 | 0 | 800 | 1 | 345000 | FALSE
line_288_288 | bus_JBD_288 | bus_JBD_288 | 288 | 288 | 0.080659 | 0.004033 | 0.020165 | 0 | 150 | 1 | 154000 | FALSE
line_288_288 | bus_JBD_288 | bus_JBD_288 | 288 | 288 | 0.08401 | 0.0042005 | 0.021002 | 0 | 150 | 1 | 154000 | FALSE
line_288_288 | bus_JBD_288 | bus_JBD_288 | 288 | 288 | 0.042501 | 0.0021251 | 0.010625 | 0 | 150 | 1 | 154000 | FALSE
line_288_288 | bus_JBD_288 | bus_JBD_288 | 288 | 288 | 0.037235 | 0.0018617 | 0.0093087 | 0 | 150 | 1 | 154000 | FALSE
line_288_227 | bus_JBD_288 | bus_JBD_227 | 288 | 227 | 6.5306 | 0.32653 | 1.6327 | 0 | 150 | 1 | 154000 | FALSE
line_227_227 | bus_JBD_227 | bus_JBD_227 | 227 | 227 | 0.072933 | 0.0036466 | 0.018233 | 0 | 150 | 1 | 154000 | FALSE
line_227_227 | bus_JBD_227 | bus_JBD_227 | 227 | 227 | 0.035836 | 0.0017918 | 0.0089589 | 0 | 150 | 1 | 154000 | FALSE
line_227_227 | bus_JBD_227 | bus_JBD_227 | 227 | 227 | 0.076219 | 0.0038109 | 0.019055 | 0 | 150 | 1 | 154000 | FALSE
line_227_227 | bus_JBD_227 | bus_JBD_227 | 227 | 227 | 0.073705 | 0.0036853 | 0.018426 | 0 | 150 | 1 | 154000 | FALSE
line_227_227 | bus_JBD_227 | bus_JBD_227 | 227 | 227 | 0.075994 | 0.0037997 | 0.018998 | 0 | 150 | 1 | 154000 | FALSE
line_370_370 | bus_JBD_370 | bus_JBD_370 | 370 | 370 | 0.038656 | 0.0019328 | 0.0096641 | 0 | 150 | 1 | 154000 | FALSE
line_370_370 | bus_JBD_370 | bus_JBD_370 | 370 | 370 | 0.051561 | 0.002578 | 0.01289 | 0 | 150 | 1 | 154000 | FALSE
line_370_370 | bus_JBD_370 | bus_JBD_370 | 370 | 370 | 0.047731 | 0.0023865 | 0.011933 | 0 | 150 | 1 | 154000 | FALSE
line_370_370 | bus_JBD_370 | bus_JBD_370 | 370 | 370 | 0.060533 | 0.0030266 | 0.015133 | 0 | 150 | 1 | 154000 | FALSE
line_80_80 | bus_JBD_080 | bus_JBD_080 | 80 | 80 | 3.3946 | 0.16973 | 0.84864 | 0 | 150 | 1 | 154000 | FALSE
line_258_258 | bus_GWD_258 | bus_GWD_258 | 258 | 258 | 0.93801 | 0.046901 | 0.2345 | 0 | 150 | 1 | 154000 | FALSE
line_258_258 | bus_GWD_258 | bus_GWD_258 | 258 | 258 | 2.2444 | 0.11222 | 0.5611 | 0 | 150 | 1 | 154000 | FALSE
line_258_258 | bus_GWD_258 | bus_GWD_258 | 258 | 258 | 1.0599 | 0.052993 | 0.26497 | 0 | 150 | 1 | 154000 | FALSE
line_258_258 | bus_GWD_258 | bus_GWD_258 | 258 | 258 | 0.088617 | 0.0044309 | 0.022154 | 0 | 150 | 1 | 154000 | FALSE
line_258_258 | bus_GWD_258 | bus_GWD_258 | 258 | 258 | 0.075637 | 0.0037819 | 0.018909 | 0 | 150 | 1 | 154000 | FALSE
line_258_258 | bus_GWD_258 | bus_GWD_258 | 258 | 258 | 0.062551 | 0.0031276 | 0.015638 | 0 | 150 | 1 | 154000 | FALSE
line_258_258 | bus_GWD_258 | bus_GWD_258 | 258 | 258 | 0.051114 | 0.0025557 | 0.012779 | 0 | 150 | 1 | 154000 | FALSE
line_258_258 | bus_GWD_258 | bus_GWD_258 | 258 | 258 | 0.057289 | 0.0028645 | 0.014322 | 0 | 150 | 1 | 154000 | FALSE
line_258_258 | bus_GWD_258 | bus_GWD_258 | 258 | 258 | 0.064032 | 0.0032016 | 0.016008 | 0 | 150 | 1 | 154000 | FALSE
line_258_258 | bus_GWD_258 | bus_GWD_258 | 258 | 258 | 0.029127 | 0.0014564 | 0.0072818 | 0 | 150 | 1 | 154000 | FALSE
line_258_258 | bus_GWD_258 | bus_GWD_258 | 258 | 258 | 0.032079 | 0.001604 | 0.0080198 | 0 | 150 | 1 | 154000 | FALSE
line_29_29 | bus_GGD_029 | bus_GGD_029 | 29 | 29 | 2.6906 | 0.13453 | 0.67266 | 0 | 150 | 1 | 154000 | FALSE
line_170_170 | bus_GWD_170 | bus_GWD_170 | 170 | 170 | 0.38055 | 0.019028 | 0.095138 | 0 | 150 | 1 | 154000 | FALSE
line_170_170 | bus_GWD_170 | bus_GWD_170 | 170 | 170 | 0.25863 | 0.012931 | 0.064657 | 0 | 150 | 1 | 154000 | FALSE
line_279_279 | bus_GWD_279 | bus_GWD_279 | 279 | 279 | 0.060723 | 0.0030361 | 0.015181 | 0 | 150 | 1 | 154000 | FALSE
line_279_279 | bus_GWD_279 | bus_GWD_279 | 279 | 279 | 0.060741 | 0.0030371 | 0.015185 | 0 | 150 | 1 | 154000 | FALSE
line_279_279 | bus_GWD_279 | bus_GWD_279 | 279 | 279 | 0.021125 | 0.0010563 | 0.0052813 | 0 | 150 | 1 | 154000 | FALSE
line_279_279 | bus_GWD_279 | bus_GWD_279 | 279 | 279 | 0.011076 | 0.00055381 | 0.0027691 | 0 | 150 | 1 | 154000 | FALSE
line_279_279 | bus_GWD_279 | bus_GWD_279 | 279 | 279 | 0.017041 | 0.00085205 | 0.0042603 | 0 | 150 | 1 | 154000 | FALSE
line_279_279 | bus_GWD_279 | bus_GWD_279 | 279 | 279 | 0.014587 | 0.00072937 | 0.0036469 | 0 | 150 | 1 | 154000 | FALSE
line_411_411 | bus_GWD_411 | bus_GWD_411 | 411 | 411 | 0.022853 | 0.0011427 | 0.0057133 | 0 | 150 | 1 | 154000 | FALSE
line_411_411 | bus_GWD_411 | bus_GWD_411 | 411 | 411 | 0.021176 | 0.0010588 | 0.0052939 | 0 | 150 | 1 | 154000 | FALSE
line_411_279 | bus_GWD_411 | bus_GWD_279 | 411 | 279 | 19.3015 | 0.96507 | 4.8254 | 0 | 150 | 1 | 154000 | FALSE
line_411_411 | bus_GWD_411 | bus_GWD_411 | 411 | 411 | 4.2543 | 0.21272 | 1.0636 | 0 | 150 | 1 | 154000 | FALSE
line_411_411 | bus_GWD_411 | bus_GWD_411 | 411 | 411 | 0.49137 | 0.024569 | 0.12284 | 0 | 150 | 1 | 154000 | FALSE
line_411_411 | bus_GWD_411 | bus_GWD_411 | 411 | 411 | 0.24652 | 0.012326 | 0.061631 | 0 | 150 | 1 | 154000 | FALSE
line_411_411 | bus_GWD_411 | bus_GWD_411 | 411 | 411 | 0.37462 | 0.018731 | 0.093655 | 0 | 150 | 1 | 154000 | FALSE
line_273_411 | bus_GGD_273 | bus_GWD_411 | 273 | 411 | 26.8198 | 1.341 | 6.7049 | 0 | 150 | 1 | 154000 | FALSE
line_273_273 | bus_GGD_273 | bus_GGD_273 | 273 | 273 | 1.2027 | 0.060136 | 0.30068 | 0 | 150 | 1 | 154000 | FALSE
line_273_273 | bus_GGD_273 | bus_GGD_273 | 273 | 273 | 0.23246 | 0.011623 | 0.058115 | 0 | 150 | 1 | 154000 | FALSE
line_273_273 | bus_GGD_273 | bus_GGD_273 | 273 | 273 | 0.2193 | 0.010965 | 0.054825 | 0 | 150 | 1 | 154000 | FALSE
line_412_412 | bus_GWD_412 | bus_GWD_412 | 412 | 412 | 5.8323 | 0.29161 | 1.4581 | 0 | 150 | 1 | 154000 | FALSE
line_35_35 | bus_GBD_035 | bus_GBD_035 | 35 | 35 | 0.072738 | 0.0036369 | 0.018184 | 0 | 800 | 1 | 345000 | FALSE
line_39_39 | bus_USN_039 | bus_USN_039 | 39 | 39 | 0.053768 | 0.0026884 | 0.013442 | 0 | 800 | 1 | 345000 | FALSE
line_39_39 | bus_USN_039 | bus_USN_039 | 39 | 39 | 0.062337 | 0.0031169 | 0.015584 | 0 | 800 | 1 | 345000 | FALSE
line_39_39 | bus_USN_039 | bus_USN_039 | 39 | 39 | 0.054515 | 0.0027258 | 0.013629 | 0 | 800 | 1 | 345000 | FALSE
line_39_39 | bus_USN_039 | bus_USN_039 | 39 | 39 | 0.060595 | 0.0030297 | 0.015149 | 0 | 800 | 1 | 345000 | FALSE
line_39_39 | bus_USN_039 | bus_USN_039 | 39 | 39 | 0.23412 | 0.011706 | 0.058529 | 0 | 800 | 1 | 345000 | FALSE
line_35_33 | bus_GBD_035 | bus_GBD_033 | 35 | 33 | 9.4999 | 0.475 | 2.375 | 0 | 150 | 1 | 154000 | FALSE
line_37_35 | bus_GBD_037 | bus_GBD_035 | 37 | 35 | 6.6331 | 0.33166 | 1.6583 | 0 | 800 | 1 | 345000 | FALSE
line_37_37 | bus_GBD_037 | bus_GBD_037 | 37 | 37 | 0.73144 | 0.036572 | 0.18286 | 0 | 800 | 1 | 345000 | FALSE
line_37_37 | bus_GBD_037 | bus_GBD_037 | 37 | 37 | 0.23328 | 0.011664 | 0.058321 | 0 | 150 | 1 | 154000 | FALSE
line_36_37 | bus_USN_036 | bus_GBD_037 | 36 | 37 | 6.8867 | 0.34434 | 1.7217 | 0 | 800 | 1 | 345000 | FALSE
line_36_36 | bus_USN_036 | bus_USN_036 | 36 | 36 | 2.5986 | 0.12993 | 0.64964 | 0 | 800 | 1 | 345000 | FALSE
line_36_36 | bus_USN_036 | bus_USN_036 | 36 | 36 | 1.1274 | 0.056369 | 0.28185 | 0 | 150 | 1 | 154000 | FALSE
line_36_36 | bus_USN_036 | bus_USN_036 | 36 | 36 | 1.0601 | 0.053004 | 0.26502 | 0 | 150 | 1 | 154000 | FALSE
line_108_108 | bus_USN_108 | bus_USN_108 | 108 | 108 | 0.019088 | 0.00095441 | 0.0047721 | 0 | 150 | 1 | 154000 | FALSE
line_171_171 | bus_GWD_171 | bus_GWD_171 | 171 | 171 | 0.9013 | 0.045065 | 0.22532 | 0 | 150 | 1 | 154000 | FALSE
line_260_260 | bus_GWD_260 | bus_GWD_260 | 260 | 260 | 0.58008 | 0.029004 | 0.14502 | 0 | 150 | 1 | 154000 | FALSE
line_14_249 | bus_GWD_014 | bus_GWD_249 | 14 | 249 | 9.296 | 0.4648 | 2.324 | 0 | 150 | 1 | 154000 | FALSE
line_55_55 | bus_GWD_055 | bus_GWD_055 | 55 | 55 | 0.14863 | 0.0074316 | 0.037158 | 0 | 800 | 1 | 345000 | FALSE
line_55_55 | bus_GWD_055 | bus_GWD_055 | 55 | 55 | 0.20723 | 0.010362 | 0.051808 | 0 | 800 | 1 | 345000 | FALSE
line_55_55 | bus_GWD_055 | bus_GWD_055 | 55 | 55 | 0.23679 | 0.01184 | 0.059198 | 0 | 800 | 1 | 345000 | FALSE
line_55_55 | bus_GWD_055 | bus_GWD_055 | 55 | 55 | 0.34231 | 0.017115 | 0.085577 | 0 | 800 | 1 | 345000 | FALSE
line_55_55 | bus_GWD_055 | bus_GWD_055 | 55 | 55 | 0.34511 | 0.017255 | 0.086276 | 0 | 150 | 1 | 154000 | FALSE
line_55_55 | bus_GWD_055 | bus_GWD_055 | 55 | 55 | 0.76923 | 0.038461 | 0.19231 | 0 | 800 | 1 | 345000 | FALSE
line_171_171 | bus_GWD_171 | bus_GWD_171 | 171 | 171 | 0.27395 | 0.013698 | 0.068489 | 0 | 800 | 1 | 345000 | FALSE
line_171_171 | bus_GWD_171 | bus_GWD_171 | 171 | 171 | 0.3297 | 0.016485 | 0.082426 | 0 | 800 | 1 | 345000 | FALSE
line_55_55 | bus_GWD_055 | bus_GWD_055 | 55 | 55 | 0.036909 | 0.0018454 | 0.0092272 | 0 | 800 | 1 | 345000 | FALSE
line_55_55 | bus_GWD_055 | bus_GWD_055 | 55 | 55 | 0.04515 | 0.0022575 | 0.011287 | 0 | 800 | 1 | 345000 | FALSE
line_55_55 | bus_GWD_055 | bus_GWD_055 | 55 | 55 | 0.083982 | 0.0041991 | 0.020996 | 0 | 150 | 1 | 154000 | FALSE
line_55_55 | bus_GWD_055 | bus_GWD_055 | 55 | 55 | 0.080573 | 0.0040286 | 0.020143 | 0 | 150 | 1 | 154000 | FALSE
line_55_55 | bus_GWD_055 | bus_GWD_055 | 55 | 55 | 0.092782 | 0.0046391 | 0.023196 | 0 | 150 | 1 | 154000 | FALSE
line_55_55 | bus_GWD_055 | bus_GWD_055 | 55 | 55 | 0.095977 | 0.0047989 | 0.023994 | 0 | 150 | 1 | 154000 | FALSE
line_55_55 | bus_GWD_055 | bus_GWD_055 | 55 | 55 | 0.089489 | 0.0044744 | 0.022372 | 0 | 150 | 1 | 154000 | FALSE
line_55_55 | bus_GWD_055 | bus_GWD_055 | 55 | 55 | 0.080303 | 0.0040152 | 0.020076 | 0 | 150 | 1 | 154000 | FALSE
line_249_249 | bus_GWD_249 | bus_GWD_249 | 249 | 249 | 0.10677 | 0.0053386 | 0.026693 | 0 | 150 | 1 | 154000 | FALSE
line_249_249 | bus_GWD_249 | bus_GWD_249 | 249 | 249 | 0.069358 | 0.0034679 | 0.01734 | 0 | 150 | 1 | 154000 | FALSE
line_13_13 | bus_GWD_013 | bus_GWD_013 | 13 | 13 | 0.043346 | 0.0021673 | 0.010837 | 0 | 150 | 1 | 154000 | FALSE
line_13_13 | bus_GWD_013 | bus_GWD_013 | 13 | 13 | 0.045894 | 0.0022947 | 0.011474 | 0 | 150 | 1 | 154000 | FALSE
line_171_171 | bus_GWD_171 | bus_GWD_171 | 171 | 171 | 2.0093 | 0.10047 | 0.50233 | 0 | 150 | 1 | 154000 | FALSE
line_171_171 | bus_GWD_171 | bus_GWD_171 | 171 | 171 | 0.51094 | 0.025547 | 0.12773 | 0 | 150 | 1 | 154000 | FALSE
line_171_171 | bus_GWD_171 | bus_GWD_171 | 171 | 171 | 0.33819 | 0.016909 | 0.084547 | 0 | 150 | 1 | 154000 | FALSE
line_171_171 | bus_GWD_171 | bus_GWD_171 | 171 | 171 | 0.078126 | 0.0039063 | 0.019531 | 0 | 150 | 1 | 154000 | FALSE
line_171_171 | bus_GWD_171 | bus_GWD_171 | 171 | 171 | 0.088228 | 0.0044114 | 0.022057 | 0 | 150 | 1 | 154000 | FALSE
line_171_171 | bus_GWD_171 | bus_GWD_171 | 171 | 171 | 0.094043 | 0.0047022 | 0.023511 | 0 | 150 | 1 | 154000 | FALSE
line_171_171 | bus_GWD_171 | bus_GWD_171 | 171 | 171 | 0.08602 | 0.004301 | 0.021505 | 0 | 150 | 1 | 154000 | FALSE
line_171_171 | bus_GWD_171 | bus_GWD_171 | 171 | 171 | 0.10908 | 0.005454 | 0.02727 | 0 | 150 | 1 | 154000 | FALSE
line_171_171 | bus_GWD_171 | bus_GWD_171 | 171 | 171 | 0.099069 | 0.0049535 | 0.024767 | 0 | 150 | 1 | 154000 | FALSE
line_398_398 | bus_GWD_398 | bus_GWD_398 | 398 | 398 | 1.1427 | 0.057135 | 0.28568 | 0 | 150 | 1 | 154000 | FALSE
line_398_398 | bus_GWD_398 | bus_GWD_398 | 398 | 398 | 0.026631 | 0.0013316 | 0.0066578 | 0 | 150 | 1 | 154000 | FALSE
line_398_398 | bus_GWD_398 | bus_GWD_398 | 398 | 398 | 0.02998 | 0.001499 | 0.0074949 | 0 | 150 | 1 | 154000 | FALSE
line_171_171 | bus_GWD_171 | bus_GWD_171 | 171 | 171 | 0.59305 | 0.029653 | 0.14826 | 0 | 150 | 1 | 154000 | FALSE
line_171_171 | bus_GWD_171 | bus_GWD_171 | 171 | 171 | 0.18796 | 0.0093979 | 0.04699 | 0 | 150 | 1 | 154000 | FALSE
line_372_372 | bus_GWD_372 | bus_GWD_372 | 372 | 372 | 0.093548 | 0.0046774 | 0.023387 | 0 | 150 | 1 | 154000 | FALSE
line_372_372 | bus_GWD_372 | bus_GWD_372 | 372 | 372 | 0.096393 | 0.0048197 | 0.024098 | 0 | 150 | 1 | 154000 | FALSE
line_171_171 | bus_GWD_171 | bus_GWD_171 | 171 | 171 | 0.15686 | 0.0078431 | 0.039216 | 0 | 150 | 1 | 154000 | FALSE
line_171_171 | bus_GWD_171 | bus_GWD_171 | 171 | 171 | 0.15867 | 0.0079334 | 0.039667 | 0 | 150 | 1 | 154000 | FALSE
line_171_171 | bus_GWD_171 | bus_GWD_171 | 171 | 171 | 0.33259 | 0.016629 | 0.083146 | 0 | 150 | 1 | 154000 | FALSE
line_171_171 | bus_GWD_171 | bus_GWD_171 | 171 | 171 | 2.7643 | 0.13822 | 0.69108 | 0 | 150 | 1 | 154000 | FALSE
line_171_171 | bus_GWD_171 | bus_GWD_171 | 171 | 171 | 0.075301 | 0.0037651 | 0.018825 | 0 | 150 | 1 | 154000 | FALSE
line_171_171 | bus_GWD_171 | bus_GWD_171 | 171 | 171 | 0.066108 | 0.0033054 | 0.016527 | 0 | 150 | 1 | 154000 | FALSE
line_171_171 | bus_GWD_171 | bus_GWD_171 | 171 | 171 | 0.063138 | 0.0031569 | 0.015784 | 0 | 150 | 1 | 154000 | FALSE
line_171_171 | bus_GWD_171 | bus_GWD_171 | 171 | 171 | 0.054825 | 0.0027412 | 0.013706 | 0 | 150 | 1 | 154000 | FALSE
line_171_171 | bus_GWD_171 | bus_GWD_171 | 171 | 171 | 0.060962 | 0.0030481 | 0.01524 | 0 | 150 | 1 | 154000 | FALSE
line_171_171 | bus_GWD_171 | bus_GWD_171 | 171 | 171 | 0.063481 | 0.0031741 | 0.01587 | 0 | 150 | 1 | 154000 | FALSE
line_283_283 | bus_GBD_283 | bus_GBD_283 | 283 | 283 | 0.052982 | 0.0026491 | 0.013245 | 0 | 150 | 1 | 154000 | FALSE
line_283_283 | bus_GBD_283 | bus_GBD_283 | 283 | 283 | 0.11152 | 0.0055758 | 0.027879 | 0 | 150 | 1 | 154000 | FALSE
line_283_283 | bus_GBD_283 | bus_GBD_283 | 283 | 283 | 0.11158 | 0.0055792 | 0.027896 | 0 | 150 | 1 | 154000 | FALSE
line_283_283 | bus_GBD_283 | bus_GBD_283 | 283 | 283 | 0.057308 | 0.0028654 | 0.014327 | 0 | 150 | 1 | 154000 | FALSE
line_74_74 | bus_GBD_074 | bus_GBD_074 | 74 | 74 | 4.7344 | 0.23672 | 1.1836 | 0 | 150 | 1 | 154000 | FALSE
line_74_74 | bus_GBD_074 | bus_GBD_074 | 74 | 74 | 0.05176 | 0.002588 | 0.01294 | 0 | 150 | 1 | 154000 | FALSE
line_74_74 | bus_GBD_074 | bus_GBD_074 | 74 | 74 | 0.042686 | 0.0021343 | 0.010671 | 0 | 150 | 1 | 154000 | FALSE
line_74_74 | bus_GBD_074 | bus_GBD_074 | 74 | 74 | 0.03992 | 0.001996 | 0.0099799 | 0 | 150 | 1 | 154000 | FALSE
line_74_74 | bus_GBD_074 | bus_GBD_074 | 74 | 74 | 0.086649 | 0.0043325 | 0.021662 | 0 | 150 | 1 | 154000 | FALSE
line_74_74 | bus_GBD_074 | bus_GBD_074 | 74 | 74 | 0.084568 | 0.0042284 | 0.021142 | 0 | 150 | 1 | 154000 | FALSE
line_74_74 | bus_GBD_074 | bus_GBD_074 | 74 | 74 | 0.03846 | 0.001923 | 0.009615 | 0 | 150 | 1 | 154000 | FALSE
line_74_74 | bus_GBD_074 | bus_GBD_074 | 74 | 74 | 0.039742 | 0.0019871 | 0.0099356 | 0 | 150 | 1 | 154000 | FALSE
line_350_350 | bus_GBD_350 | bus_GBD_350 | 350 | 350 | 0.02224 | 0.001112 | 0.00556 | 0 | 800 | 1 | 345000 | FALSE
line_350_350 | bus_GBD_350 | bus_GBD_350 | 350 | 350 | 0.020872 | 0.0010436 | 0.0052181 | 0 | 800 | 1 | 345000 | FALSE
line_353_353 | bus_GBD_353 | bus_GBD_353 | 353 | 353 | 0.025876 | 0.0012938 | 0.006469 | 0 | 150 | 1 | 154000 | FALSE
line_353_353 | bus_GBD_353 | bus_GBD_353 | 353 | 353 | 0.020553 | 0.0010277 | 0.0051383 | 0 | 150 | 1 | 154000 | FALSE
line_353_353 | bus_GBD_353 | bus_GBD_353 | 353 | 353 | 0.026968 | 0.0013484 | 0.006742 | 0 | 150 | 1 | 154000 | FALSE
line_353_353 | bus_GBD_353 | bus_GBD_353 | 353 | 353 | 0.038202 | 0.0019101 | 0.0095504 | 0 | 150 | 1 | 154000 | FALSE
line_379_379 | bus_CBD_379 | bus_CBD_379 | 379 | 379 | 3.7767 | 0.18884 | 0.94418 | 0 | 150 | 1 | 154000 | FALSE
line_379_379 | bus_CBD_379 | bus_CBD_379 | 379 | 379 | 0.023165 | 0.0011583 | 0.0057913 | 0 | 150 | 1 | 154000 | FALSE
line_379_379 | bus_CBD_379 | bus_CBD_379 | 379 | 379 | 0.023151 | 0.0011575 | 0.0057877 | 0 | 150 | 1 | 154000 | FALSE
line_379_379 | bus_CBD_379 | bus_CBD_379 | 379 | 379 | 0.031794 | 0.0015897 | 0.0079485 | 0 | 150 | 1 | 154000 | FALSE
line_379_379 | bus_CBD_379 | bus_CBD_379 | 379 | 379 | 0.032261 | 0.001613 | 0.0080652 | 0 | 150 | 1 | 154000 | FALSE
line_379_379 | bus_CBD_379 | bus_CBD_379 | 379 | 379 | 0.055446 | 0.0027723 | 0.013861 | 0 | 150 | 1 | 154000 | FALSE
line_379_379 | bus_CBD_379 | bus_CBD_379 | 379 | 379 | 0.052271 | 0.0026135 | 0.013068 | 0 | 150 | 1 | 154000 | FALSE
line_379_379 | bus_CBD_379 | bus_CBD_379 | 379 | 379 | 0.049341 | 0.0024671 | 0.012335 | 0 | 150 | 1 | 154000 | FALSE
line_379_379 | bus_CBD_379 | bus_CBD_379 | 379 | 379 | 0.056752 | 0.0028376 | 0.014188 | 0 | 150 | 1 | 154000 | FALSE
line_354_354 | bus_GBD_354 | bus_GBD_354 | 354 | 354 | 0.031662 | 0.0015831 | 0.0079156 | 0 | 150 | 1 | 154000 | FALSE
line_354_354 | bus_GBD_354 | bus_GBD_354 | 354 | 354 | 0.034846 | 0.0017423 | 0.0087115 | 0 | 150 | 1 | 154000 | FALSE
line_352_352 | bus_GBD_352 | bus_GBD_352 | 352 | 352 | 0.043605 | 0.0021803 | 0.010901 | 0 | 150 | 1 | 154000 | FALSE
line_352_352 | bus_GBD_352 | bus_GBD_352 | 352 | 352 | 0.036561 | 0.001828 | 0.0091401 | 0 | 150 | 1 | 154000 | FALSE
line_352_352 | bus_GBD_352 | bus_GBD_352 | 352 | 352 | 0.12528 | 0.0062638 | 0.031319 | 0 | 150 | 1 | 154000 | FALSE
line_352_352 | bus_GBD_352 | bus_GBD_352 | 352 | 352 | 0.11414 | 0.0057068 | 0.028534 | 0 | 150 | 1 | 154000 | FALSE
line_352_352 | bus_GBD_352 | bus_GBD_352 | 352 | 352 | 0.10456 | 0.005228 | 0.02614 | 0 | 150 | 1 | 154000 | FALSE
line_203_352 | bus_GBD_203 | bus_GBD_352 | 203 | 352 | 12.8192 | 0.64096 | 3.2048 | 0 | 150 | 1 | 154000 | FALSE
line_250_250 | bus_CBD_250 | bus_CBD_250 | 250 | 250 | 0.21908 | 0.010954 | 0.054771 | 0 | 150 | 1 | 154000 | FALSE
line_250_250 | bus_CBD_250 | bus_CBD_250 | 250 | 250 | 0.21381 | 0.01069 | 0.053452 | 0 | 150 | 1 | 154000 | FALSE
line_250_382 | bus_CBD_250 | bus_CBD_382 | 250 | 382 | 5.6383 | 0.28191 | 1.4096 | 0 | 150 | 1 | 154000 | FALSE
line_382_382 | bus_CBD_382 | bus_CBD_382 | 382 | 382 | 0.089409 | 0.0044705 | 0.022352 | 0 | 150 | 1 | 154000 | FALSE
line_382_382 | bus_CBD_382 | bus_CBD_382 | 382 | 382 | 0.090576 | 0.0045288 | 0.022644 | 0 | 150 | 1 | 154000 | FALSE
line_382_382 | bus_CBD_382 | bus_CBD_382 | 382 | 382 | 0.078545 | 0.0039273 | 0.019636 | 0 | 150 | 1 | 154000 | FALSE
line_382_382 | bus_CBD_382 | bus_CBD_382 | 382 | 382 | 0.075267 | 0.0037633 | 0.018817 | 0 | 150 | 1 | 154000 | FALSE
line_382_382 | bus_CBD_382 | bus_CBD_382 | 382 | 382 | 0.087282 | 0.0043641 | 0.021821 | 0 | 150 | 1 | 154000 | FALSE
line_382_382 | bus_CBD_382 | bus_CBD_382 | 382 | 382 | 0.083789 | 0.0041894 | 0.020947 | 0 | 150 | 1 | 154000 | FALSE
line_152_152 | bus_GGD_152 | bus_GGD_152 | 152 | 152 | 0.36782 | 0.018391 | 0.091955 | 0 | 150 | 1 | 154000 | FALSE
line_21_21 | bus_GGD_021 | bus_GGD_021 | 21 | 21 | 1.2487 | 0.062433 | 0.31216 | 0 | 150 | 1 | 154000 | FALSE
line_152_152 | bus_GGD_152 | bus_GGD_152 | 152 | 152 | 0.31612 | 0.015806 | 0.079031 | 0 | 150 | 1 | 154000 | FALSE
line_152_152 | bus_GGD_152 | bus_GGD_152 | 152 | 152 | 0.10616 | 0.0053079 | 0.02654 | 0 | 150 | 1 | 154000 | FALSE
line_152_152 | bus_GGD_152 | bus_GGD_152 | 152 | 152 | 0.053592 | 0.0026796 | 0.013398 | 0 | 150 | 1 | 154000 | FALSE
line_152_152 | bus_GGD_152 | bus_GGD_152 | 152 | 152 | 0.046532 | 0.0023266 | 0.011633 | 0 | 150 | 1 | 154000 | FALSE
line_152_152 | bus_GGD_152 | bus_GGD_152 | 152 | 152 | 0.11162 | 0.0055809 | 0.027904 | 0 | 150 | 1 | 154000 | FALSE
line_152_152 | bus_GGD_152 | bus_GGD_152 | 152 | 152 | 0.070427 | 0.0035213 | 0.017607 | 0 | 150 | 1 | 154000 | FALSE
line_152_152 | bus_GGD_152 | bus_GGD_152 | 152 | 152 | 0.072188 | 0.0036094 | 0.018047 | 0 | 150 | 1 | 154000 | FALSE
line_152_152 | bus_GGD_152 | bus_GGD_152 | 152 | 152 | 0.020706 | 0.0010353 | 0.0051765 | 0 | 150 | 1 | 154000 | FALSE
line_152_152 | bus_GGD_152 | bus_GGD_152 | 152 | 152 | 0.019307 | 0.00096534 | 0.0048267 | 0 | 150 | 1 | 154000 | FALSE
line_173_173 | bus_GGD_173 | bus_GGD_173 | 173 | 173 | 4.2884 | 0.21442 | 1.0721 | 0 | 150 | 1 | 154000 | FALSE
line_173_173 | bus_GGD_173 | bus_GGD_173 | 173 | 173 | 3.4961 | 0.1748 | 0.87402 | 0 | 150 | 1 | 154000 | FALSE
line_174_174 | bus_GGD_174 | bus_GGD_174 | 174 | 174 | 10.887 | 0.54435 | 2.7217 | 0 | 150 | 1 | 154000 | FALSE
line_152_152 | bus_GGD_152 | bus_GGD_152 | 152 | 152 | 0.97172 | 0.048586 | 0.24293 | 0 | 150 | 1 | 154000 | FALSE
line_152_152 | bus_GGD_152 | bus_GGD_152 | 152 | 152 | 0.079264 | 0.0039632 | 0.019816 | 0 | 150 | 1 | 154000 | FALSE
line_152_152 | bus_GGD_152 | bus_GGD_152 | 152 | 152 | 0.07701 | 0.0038505 | 0.019252 | 0 | 150 | 1 | 154000 | FALSE
line_152_152 | bus_GGD_152 | bus_GGD_152 | 152 | 152 | 2.0602 | 0.10301 | 0.51506 | 0 | 150 | 1 | 154000 | FALSE
line_152_152 | bus_GGD_152 | bus_GGD_152 | 152 | 152 | 0.12158 | 0.0060791 | 0.030395 | 0 | 150 | 1 | 154000 | FALSE
line_152_152 | bus_GGD_152 | bus_GGD_152 | 152 | 152 | 4.6111 | 0.23055 | 1.1528 | 0 | 150 | 1 | 154000 | FALSE
line_152_152 | bus_GGD_152 | bus_GGD_152 | 152 | 152 | 0.30787 | 0.015393 | 0.076967 | 0 | 150 | 1 | 154000 | FALSE
line_262_262 | bus_GWD_262 | bus_GWD_262 | 262 | 262 | 1.9998 | 0.09999 | 0.49995 | 0 | 150 | 1 | 154000 | FALSE
line_262_262 | bus_GWD_262 | bus_GWD_262 | 262 | 262 | 1.7327 | 0.086634 | 0.43317 | 0 | 150 | 1 | 154000 | FALSE
line_262_262 | bus_GWD_262 | bus_GWD_262 | 262 | 262 | 1.8533 | 0.092664 | 0.46332 | 0 | 150 | 1 | 154000 | FALSE
line_231_231 | bus_GGD_231 | bus_GGD_231 | 231 | 231 | 0.47745 | 0.023873 | 0.11936 | 0 | 150 | 1 | 154000 | FALSE
line_231_231 | bus_GGD_231 | bus_GGD_231 | 231 | 231 | 0.46858 | 0.023429 | 0.11714 | 0 | 150 | 1 | 154000 | FALSE
line_231_231 | bus_GGD_231 | bus_GGD_231 | 231 | 231 | 0.056571 | 0.0028285 | 0.014143 | 0 | 150 | 1 | 154000 | FALSE
line_231_231 | bus_GGD_231 | bus_GGD_231 | 231 | 231 | 0.055532 | 0.0027766 | 0.013883 | 0 | 150 | 1 | 154000 | FALSE
line_38_38 | bus_USN_038 | bus_USN_038 | 38 | 38 | 3.1208 | 0.15604 | 0.7802 | 0 | 800 | 1 | 345000 | FALSE
line_38_38 | bus_USN_038 | bus_USN_038 | 38 | 38 | 0.12485 | 0.0062425 | 0.031212 | 0 | 150 | 1 | 154000 | FALSE
line_38_38 | bus_USN_038 | bus_USN_038 | 38 | 38 | 4.4461 | 0.22231 | 1.1115 | 0 | 800 | 1 | 345000 | FALSE
line_38_38 | bus_USN_038 | bus_USN_038 | 38 | 38 | 0.39475 | 0.019737 | 0.098687 | 0 | 150 | 1 | 154000 | FALSE
line_38_38 | bus_USN_038 | bus_USN_038 | 38 | 38 | 0.088332 | 0.0044166 | 0.022083 | 0 | 800 | 1 | 345000 | FALSE
line_38_38 | bus_USN_038 | bus_USN_038 | 38 | 38 | 0.082187 | 0.0041093 | 0.020547 | 0 | 800 | 1 | 345000 | FALSE
line_38_38 | bus_USN_038 | bus_USN_038 | 38 | 38 | 0.11344 | 0.0056718 | 0.028359 | 0 | 800 | 1 | 345000 | FALSE
line_38_38 | bus_USN_038 | bus_USN_038 | 38 | 38 | 0.1173 | 0.0058651 | 0.029325 | 0 | 800 | 1 | 345000 | FALSE
line_38_38 | bus_USN_038 | bus_USN_038 | 38 | 38 | 0.055473 | 0.0027737 | 0.013868 | 0 | 150 | 1 | 154000 | FALSE
line_38_38 | bus_USN_038 | bus_USN_038 | 38 | 38 | 0.80685 | 0.040342 | 0.20171 | 0 | 800 | 1 | 345000 | FALSE
line_38_38 | bus_USN_038 | bus_USN_038 | 38 | 38 | 6.3172 | 0.31586 | 1.5793 | 0 | 800 | 1 | 345000 | FALSE
line_38_38 | bus_USN_038 | bus_USN_038 | 38 | 38 | 0.12254 | 0.0061271 | 0.030635 | 0 | 150 | 1 | 154000 | FALSE
line_38_38 | bus_USN_038 | bus_USN_038 | 38 | 38 | 0.14153 | 0.0070767 | 0.035384 | 0 | 150 | 1 | 154000 | FALSE
line_38_38 | bus_USN_038 | bus_USN_038 | 38 | 38 | 2.2805 | 0.11403 | 0.57014 | 0 | 150 | 1 | 154000 | FALSE
line_38_38 | bus_USN_038 | bus_USN_038 | 38 | 38 | 0.087025 | 0.0043513 | 0.021756 | 0 | 150 | 1 | 154000 | FALSE
line_38_38 | bus_USN_038 | bus_USN_038 | 38 | 38 | 0.59418 | 0.029709 | 0.14854 | 0 | 150 | 1 | 154000 | FALSE
line_38_38 | bus_USN_038 | bus_USN_038 | 38 | 38 | 0.1101 | 0.0055051 | 0.027525 | 0 | 150 | 1 | 154000 | FALSE
line_38_38 | bus_USN_038 | bus_USN_038 | 38 | 38 | 0.10239 | 0.0051197 | 0.025599 | 0 | 150 | 1 | 154000 | FALSE
line_38_38 | bus_USN_038 | bus_USN_038 | 38 | 38 | 0.037028 | 0.0018514 | 0.009257 | 0 | 150 | 1 | 154000 | FALSE
line_38_38 | bus_USN_038 | bus_USN_038 | 38 | 38 | 0.040837 | 0.0020419 | 0.010209 | 0 | 150 | 1 | 154000 | FALSE
line_38_38 | bus_USN_038 | bus_USN_038 | 38 | 38 | 0.065607 | 0.0032804 | 0.016402 | 0 | 150 | 1 | 154000 | FALSE
line_38_38 | bus_USN_038 | bus_USN_038 | 38 | 38 | 0.065351 | 0.0032675 | 0.016338 | 0 | 150 | 1 | 154000 | FALSE
line_38_38 | bus_USN_038 | bus_USN_038 | 38 | 38 | 0.053892 | 0.0026946 | 0.013473 | 0 | 150 | 1 | 154000 | FALSE
line_38_38 | bus_USN_038 | bus_USN_038 | 38 | 38 | 0.051196 | 0.0025598 | 0.012799 | 0 | 150 | 1 | 154000 | FALSE
line_38_38 | bus_USN_038 | bus_USN_038 | 38 | 38 | 0.074326 | 0.0037163 | 0.018581 | 0 | 800 | 1 | 345000 | FALSE
line_38_38 | bus_USN_038 | bus_USN_038 | 38 | 38 | 0.090504 | 0.0045252 | 0.022626 | 0 | 800 | 1 | 345000 | FALSE
line_38_38 | bus_USN_038 | bus_USN_038 | 38 | 38 | 0.087845 | 0.0043922 | 0.021961 | 0 | 800 | 1 | 345000 | FALSE
line_38_38 | bus_USN_038 | bus_USN_038 | 38 | 38 | 0.080302 | 0.0040151 | 0.020075 | 0 | 800 | 1 | 345000 | FALSE
line_38_38 | bus_USN_038 | bus_USN_038 | 38 | 38 | 0.032128 | 0.0016064 | 0.008032 | 0 | 150 | 1 | 154000 | FALSE
line_38_38 | bus_USN_038 | bus_USN_038 | 38 | 38 | 0.023076 | 0.0011538 | 0.0057689 | 0 | 150 | 1 | 154000 | FALSE
line_38_38 | bus_USN_038 | bus_USN_038 | 38 | 38 | 0.02308 | 0.001154 | 0.00577 | 0 | 150 | 1 | 154000 | FALSE
line_38_38 | bus_USN_038 | bus_USN_038 | 38 | 38 | 2.5604 | 0.12802 | 0.6401 | 0 | 150 | 1 | 154000 | FALSE
line_38_38 | bus_USN_038 | bus_USN_038 | 38 | 38 | 0.30152 | 0.015076 | 0.07538 | 0 | 800 | 1 | 345000 | FALSE
line_38_38 | bus_USN_038 | bus_USN_038 | 38 | 38 | 1.0919 | 0.054596 | 0.27298 | 0 | 800 | 1 | 345000 | FALSE
line_38_38 | bus_USN_038 | bus_USN_038 | 38 | 38 | 0.49867 | 0.024933 | 0.12467 | 0 | 150 | 1 | 154000 | FALSE
line_38_38 | bus_USN_038 | bus_USN_038 | 38 | 38 | 0.85657 | 0.042828 | 0.21414 | 0 | 150 | 1 | 154000 | FALSE
line_38_38 | bus_USN_038 | bus_USN_038 | 38 | 38 | 0.03606 | 0.001803 | 0.0090149 | 0 | 150 | 1 | 154000 | FALSE
line_38_38 | bus_USN_038 | bus_USN_038 | 38 | 38 | 0.031244 | 0.0015622 | 0.007811 | 0 | 150 | 1 | 154000 | FALSE
line_38_38 | bus_USN_038 | bus_USN_038 | 38 | 38 | 0.031007 | 0.0015504 | 0.0077518 | 0 | 150 | 1 | 154000 | FALSE
line_38_38 | bus_USN_038 | bus_USN_038 | 38 | 38 | 0.1149 | 0.0057449 | 0.028724 | 0 | 150 | 1 | 154000 | FALSE
line_38_38 | bus_USN_038 | bus_USN_038 | 38 | 38 | 0.045574 | 0.0022787 | 0.011393 | 0 | 150 | 1 | 154000 | FALSE
line_38_38 | bus_USN_038 | bus_USN_038 | 38 | 38 | 0.044996 | 0.0022498 | 0.011249 | 0 | 150 | 1 | 154000 | FALSE
line_38_38 | bus_USN_038 | bus_USN_038 | 38 | 38 | 0.045069 | 0.0022534 | 0.011267 | 0 | 150 | 1 | 154000 | FALSE
line_38_38 | bus_USN_038 | bus_USN_038 | 38 | 38 | 0.043439 | 0.0021719 | 0.01086 | 0 | 150 | 1 | 154000 | FALSE
line_38_38 | bus_USN_038 | bus_USN_038 | 38 | 38 | 0.35726 | 0.017863 | 0.089315 | 0 | 800 | 1 | 345000 | FALSE
line_38_38 | bus_USN_038 | bus_USN_038 | 38 | 38 | 0.89896 | 0.044948 | 0.22474 | 0 | 800 | 1 | 345000 | FALSE
line_38_38 | bus_USN_038 | bus_USN_038 | 38 | 38 | 1.0078 | 0.050391 | 0.25195 | 0 | 800 | 1 | 345000 | FALSE
line_38_38 | bus_USN_038 | bus_USN_038 | 38 | 38 | 0.22698 | 0.011349 | 0.056746 | 0 | 800 | 1 | 345000 | FALSE
line_38_38 | bus_USN_038 | bus_USN_038 | 38 | 38 | 0.11147 | 0.0055736 | 0.027868 | 0 | 150 | 1 | 154000 | FALSE
line_38_38 | bus_USN_038 | bus_USN_038 | 38 | 38 | 0.36659 | 0.01833 | 0.091648 | 0 | 800 | 1 | 345000 | FALSE
line_38_38 | bus_USN_038 | bus_USN_038 | 38 | 38 | 0.059966 | 0.0029983 | 0.014991 | 0 | 150 | 1 | 154000 | FALSE
line_38_38 | bus_USN_038 | bus_USN_038 | 38 | 38 | 0.052203 | 0.0026101 | 0.013051 | 0 | 150 | 1 | 154000 | FALSE
line_38_38 | bus_USN_038 | bus_USN_038 | 38 | 38 | 0.046244 | 0.0023122 | 0.011561 | 0 | 150 | 1 | 154000 | FALSE
line_38_38 | bus_USN_038 | bus_USN_038 | 38 | 38 | 0.04311 | 0.0021555 | 0.010777 | 0 | 150 | 1 | 154000 | FALSE
line_38_38 | bus_USN_038 | bus_USN_038 | 38 | 38 | 0.039648 | 0.0019824 | 0.009912 | 0 | 150 | 1 | 154000 | FALSE
line_38_38 | bus_USN_038 | bus_USN_038 | 38 | 38 | 0.035644 | 0.0017822 | 0.0089109 | 0 | 150 | 1 | 154000 | FALSE
line_38_38 | bus_USN_038 | bus_USN_038 | 38 | 38 | 1.0125 | 0.050625 | 0.25312 | 0 | 150 | 1 | 154000 | FALSE
line_38_38 | bus_USN_038 | bus_USN_038 | 38 | 38 | 1.0028 | 0.05014 | 0.2507 | 0 | 800 | 1 | 345000 | FALSE
line_38_38 | bus_USN_038 | bus_USN_038 | 38 | 38 | 0.16818 | 0.0084089 | 0.042045 | 0 | 800 | 1 | 345000 | FALSE
line_38_38 | bus_USN_038 | bus_USN_038 | 38 | 38 | 0.16751 | 0.0083753 | 0.041876 | 0 | 800 | 1 | 345000 | FALSE
line_38_38 | bus_USN_038 | bus_USN_038 | 38 | 38 | 0.17584 | 0.008792 | 0.04396 | 0 | 800 | 1 | 345000 | FALSE
line_38_38 | bus_USN_038 | bus_USN_038 | 38 | 38 | 0.17354 | 0.008677 | 0.043385 | 0 | 800 | 1 | 345000 | FALSE
line_62_62 | bus_BSN_062 | bus_BSN_062 | 62 | 62 | 1.9656 | 0.098282 | 0.49141 | 0 | 150 | 1 | 154000 | FALSE
line_62_62 | bus_BSN_062 | bus_BSN_062 | 62 | 62 | 0.09344 | 0.004672 | 0.02336 | 0 | 800 | 1 | 345000 | FALSE
line_62_62 | bus_BSN_062 | bus_BSN_062 | 62 | 62 | 0.13968 | 0.0069839 | 0.03492 | 0 | 800 | 1 | 345000 | FALSE
line_62_62 | bus_BSN_062 | bus_BSN_062 | 62 | 62 | 0.12776 | 0.0063881 | 0.031941 | 0 | 800 | 1 | 345000 | FALSE
line_62_62 | bus_BSN_062 | bus_BSN_062 | 62 | 62 | 0.09463 | 0.0047315 | 0.023658 | 0 | 800 | 1 | 345000 | FALSE
line_62_62 | bus_BSN_062 | bus_BSN_062 | 62 | 62 | 0.095555 | 0.0047777 | 0.023889 | 0 | 800 | 1 | 345000 | FALSE
line_62_62 | bus_BSN_062 | bus_BSN_062 | 62 | 62 | 0.11996 | 0.0059978 | 0.029989 | 0 | 800 | 1 | 345000 | FALSE
line_411_311 | bus_GWD_411 | bus_GWD_311 | 411 | 311 | 8.7644 | 0.43822 | 2.1911 | 0 | 150 | 1 | 154000 | FALSE
line_161_409 | bus_CBD_161 | bus_CBD_409 | 161 | 409 | 11.1325 | 0.55662 | 2.7831 | 0 | 150 | 1 | 154000 | FALSE
line_178_178 | bus_GGD_178 | bus_GGD_178 | 178 | 178 | 2.3352 | 0.11676 | 0.58379 | 0 | 150 | 1 | 154000 | FALSE
line_19_19 | bus_CND_019 | bus_CND_019 | 19 | 19 | 0.037048 | 0.0018524 | 0.0092619 | 0 | 150 | 1 | 154000 | FALSE
line_19_19 | bus_CND_019 | bus_CND_019 | 19 | 19 | 4.4402 | 0.22201 | 1.11 | 0 | 150 | 1 | 154000 | FALSE
line_153_153 | bus_GGD_153 | bus_GGD_153 | 153 | 153 | 0.1252 | 0.0062599 | 0.0313 | 0 | 800 | 1 | 345000 | FALSE
line_153_153 | bus_GGD_153 | bus_GGD_153 | 153 | 153 | 0.13101 | 0.0065505 | 0.032752 | 0 | 800 | 1 | 345000 | FALSE
line_9_9 | bus_CND_009 | bus_CND_009 | 9 | 9 | 0.055837 | 0.0027919 | 0.013959 | 0 | 800 | 1 | 345000 | FALSE
line_9_9 | bus_CND_009 | bus_CND_009 | 9 | 9 | 0.060702 | 0.0030351 | 0.015176 | 0 | 800 | 1 | 345000 | FALSE
line_9_9 | bus_CND_009 | bus_CND_009 | 9 | 9 | 0.057565 | 0.0028782 | 0.014391 | 0 | 800 | 1 | 345000 | FALSE
line_9_9 | bus_CND_009 | bus_CND_009 | 9 | 9 | 0.06556 | 0.003278 | 0.01639 | 0 | 800 | 1 | 345000 | FALSE
line_9_9 | bus_CND_009 | bus_CND_009 | 9 | 9 | 0.10666 | 0.0053328 | 0.026664 | 0 | 800 | 1 | 345000 | FALSE
line_9_9 | bus_CND_009 | bus_CND_009 | 9 | 9 | 0.10139 | 0.0050694 | 0.025347 | 0 | 800 | 1 | 345000 | FALSE
line_9_9 | bus_CND_009 | bus_CND_009 | 9 | 9 | 0.6925 | 0.034625 | 0.17313 | 0 | 800 | 1 | 345000 | FALSE
line_9_9 | bus_CND_009 | bus_CND_009 | 9 | 9 | 0.23561 | 0.011781 | 0.058903 | 0 | 800 | 1 | 345000 | FALSE
line_9_9 | bus_CND_009 | bus_CND_009 | 9 | 9 | 0.92388 | 0.046194 | 0.23097 | 0 | 800 | 1 | 345000 | FALSE
line_9_9 | bus_CND_009 | bus_CND_009 | 9 | 9 | 1.6843 | 0.084215 | 0.42107 | 0 | 800 | 1 | 345000 | FALSE
line_9_15 | bus_CND_009 | bus_CND_015 | 9 | 15 | 5.2889 | 0.26444 | 1.3222 | 0 | 800 | 1 | 345000 | FALSE
line_15_15 | bus_CND_015 | bus_CND_015 | 15 | 15 | 6.9948 | 0.34974 | 1.7487 | 0 | 800 | 1 | 345000 | FALSE
line_158_158 | bus_CND_158 | bus_CND_158 | 158 | 158 | 0.15786 | 0.0078932 | 0.039466 | 0 | 800 | 1 | 345000 | FALSE
line_158_12 | bus_CND_158 | bus_CND_012 | 158 | 12 | 10.1262 | 0.50631 | 2.5316 | 0 | 800 | 1 | 345000 | FALSE
line_12_12 | bus_CND_012 | bus_CND_012 | 12 | 12 | 0.11534 | 0.0057669 | 0.028834 | 0 | 800 | 1 | 345000 | FALSE
line_12_12 | bus_CND_012 | bus_CND_012 | 12 | 12 | 0.10357 | 0.0051787 | 0.025893 | 0 | 800 | 1 | 345000 | FALSE
line_12_12 | bus_CND_012 | bus_CND_012 | 12 | 12 | 0.11599 | 0.0057997 | 0.028999 | 0 | 800 | 1 | 345000 | FALSE
line_12_12 | bus_CND_012 | bus_CND_012 | 12 | 12 | 0.10395 | 0.0051977 | 0.025989 | 0 | 800 | 1 | 345000 | FALSE
line_12_12 | bus_CND_012 | bus_CND_012 | 12 | 12 | 0.10852 | 0.0054261 | 0.027131 | 0 | 800 | 1 | 345000 | FALSE
line_12_12 | bus_CND_012 | bus_CND_012 | 12 | 12 | 0.11125 | 0.0055627 | 0.027813 | 0 | 800 | 1 | 345000 | FALSE
line_240_240 | bus_CND_240 | bus_CND_240 | 240 | 240 | 0.096963 | 0.0048482 | 0.024241 | 0 | 800 | 1 | 345000 | FALSE
line_240_240 | bus_CND_240 | bus_CND_240 | 240 | 240 | 0.14834 | 0.0074171 | 0.037085 | 0 | 800 | 1 | 345000 | FALSE
line_240_240 | bus_CND_240 | bus_CND_240 | 240 | 240 | 0.090084 | 0.0045042 | 0.022521 | 0 | 800 | 1 | 345000 | FALSE
line_158_158 | bus_CND_158 | bus_CND_158 | 158 | 158 | 0.069227 | 0.0034614 | 0.017307 | 0 | 800 | 1 | 345000 | FALSE
line_158_158 | bus_CND_158 | bus_CND_158 | 158 | 158 | 0.067734 | 0.0033867 | 0.016934 | 0 | 800 | 1 | 345000 | FALSE
line_158_158 | bus_CND_158 | bus_CND_158 | 158 | 158 | 0.083852 | 0.0041926 | 0.020963 | 0 | 800 | 1 | 345000 | FALSE
line_158_158 | bus_CND_158 | bus_CND_158 | 158 | 158 | 0.073142 | 0.0036571 | 0.018286 | 0 | 800 | 1 | 345000 | FALSE
line_158_158 | bus_CND_158 | bus_CND_158 | 158 | 158 | 0.076287 | 0.0038143 | 0.019072 | 0 | 800 | 1 | 345000 | FALSE
line_158_158 | bus_CND_158 | bus_CND_158 | 158 | 158 | 0.076922 | 0.0038461 | 0.01923 | 0 | 800 | 1 | 345000 | FALSE
line_330_330 | bus_CND_330 | bus_CND_330 | 330 | 330 | 0.029444 | 0.0014722 | 0.007361 | 0 | 800 | 1 | 345000 | FALSE
line_330_330 | bus_CND_330 | bus_CND_330 | 330 | 330 | 0.045349 | 0.0022675 | 0.011337 | 0 | 800 | 1 | 345000 | FALSE
line_68_68 | bus_SEL_068 | bus_SEL_068 | 68 | 68 | 2.9298 | 0.14649 | 0.73246 | 0 | 150 | 1 | 154000 | FALSE
line_68_68 | bus_SEL_068 | bus_SEL_068 | 68 | 68 | 0.18596 | 0.0092978 | 0.046489 | 0 | 150 | 1 | 154000 | FALSE
line_68_234 | bus_SEL_068 | bus_GGD_234 | 68 | 234 | 9.5287 | 0.47643 | 2.3822 | 0 | 150 | 1 | 154000 | FALSE
line_23_23 | bus_GGD_023 | bus_GGD_023 | 23 | 23 | 0.050252 | 0.0025126 | 0.012563 | 0 | 150 | 1 | 154000 | FALSE
line_23_23 | bus_GGD_023 | bus_GGD_023 | 23 | 23 | 0.04333 | 0.0021665 | 0.010832 | 0 | 150 | 1 | 154000 | FALSE
line_23_23 | bus_GGD_023 | bus_GGD_023 | 23 | 23 | 2.2418 | 0.11209 | 0.56045 | 0 | 150 | 1 | 154000 | FALSE
line_23_23 | bus_GGD_023 | bus_GGD_023 | 23 | 23 | 0.42037 | 0.021019 | 0.10509 | 0 | 150 | 1 | 154000 | FALSE
line_23_23 | bus_GGD_023 | bus_GGD_023 | 23 | 23 | 3.8264 | 0.19132 | 0.9566 | 0 | 150 | 1 | 154000 | FALSE
line_23_23 | bus_GGD_023 | bus_GGD_023 | 23 | 23 | 1.8267 | 0.091333 | 0.45667 | 0 | 800 | 1 | 345000 | FALSE
line_234_234 | bus_GGD_234 | bus_GGD_234 | 234 | 234 | 3.1784 | 0.15892 | 0.7946 | 0 | 150 | 1 | 154000 | FALSE
line_234_234 | bus_GGD_234 | bus_GGD_234 | 234 | 234 | 0.018336 | 0.00091682 | 0.0045841 | 0 | 150 | 1 | 154000 | FALSE
line_234_165 | bus_GGD_234 | bus_GGD_165 | 234 | 165 | 1.8777 | 0.093887 | 0.46944 | 0 | 150 | 1 | 154000 | FALSE
line_165_165 | bus_GGD_165 | bus_GGD_165 | 165 | 165 | 1.3696 | 0.068479 | 0.34239 | 0 | 150 | 1 | 154000 | FALSE
line_165_165 | bus_GGD_165 | bus_GGD_165 | 165 | 165 | 1.6736 | 0.083682 | 0.41841 | 0 | 150 | 1 | 154000 | FALSE
line_160_68 | bus_GGD_160 | bus_SEL_068 | 160 | 68 | 3.3818 | 0.16909 | 0.84545 | 0 | 150 | 1 | 154000 | FALSE
line_68_68 | bus_SEL_068 | bus_SEL_068 | 68 | 68 | 0.95363 | 0.047682 | 0.23841 | 0 | 150 | 1 | 154000 | FALSE
line_68_68 | bus_SEL_068 | bus_SEL_068 | 68 | 68 | 0.63876 | 0.031938 | 0.15969 | 0 | 150 | 1 | 154000 | FALSE
line_68_68 | bus_SEL_068 | bus_SEL_068 | 68 | 68 | 5.3383 | 0.26692 | 1.3346 | 0 | 150 | 1 | 154000 | FALSE
line_68_68 | bus_SEL_068 | bus_SEL_068 | 68 | 68 | 0.095849 | 0.0047924 | 0.023962 | 0 | 150 | 1 | 154000 | FALSE
line_68_68 | bus_SEL_068 | bus_SEL_068 | 68 | 68 | 0.13398 | 0.0066989 | 0.033494 | 0 | 150 | 1 | 154000 | FALSE
line_68_68 | bus_SEL_068 | bus_SEL_068 | 68 | 68 | 0.096398 | 0.0048199 | 0.0241 | 0 | 150 | 1 | 154000 | FALSE
line_68_68 | bus_SEL_068 | bus_SEL_068 | 68 | 68 | 0.29132 | 0.014566 | 0.072829 | 0 | 150 | 1 | 154000 | FALSE
line_68_68 | bus_SEL_068 | bus_SEL_068 | 68 | 68 | 1.0182 | 0.050909 | 0.25454 | 0 | 150 | 1 | 154000 | FALSE
line_39_38 | bus_USN_039 | bus_USN_038 | 39 | 38 | 3.4868 | 0.17434 | 0.8717 | 0 | 150 | 1 | 154000 | FALSE
line_38_38 | bus_USN_038 | bus_USN_038 | 38 | 38 | 2.8015 | 0.14008 | 0.70038 | 0 | 150 | 1 | 154000 | FALSE
line_413_211 | bus_GWJ_413 | bus_JND_211 | 413 | 211 | 15.2067 | 0.76033 | 3.8017 | 0 | 150 | 1 | 154000 | FALSE
line_160_292 | bus_GGD_160 | bus_ICN_292 | 160 | 292 | 3.6136 | 0.18068 | 0.90341 | 0 | 150 | 1 | 154000 | FALSE
line_292_292 | bus_ICN_292 | bus_ICN_292 | 292 | 292 | 3.217 | 0.16085 | 0.80425 | 0 | 150 | 1 | 154000 | FALSE
line_292_292 | bus_ICN_292 | bus_ICN_292 | 292 | 292 | 1.3387 | 0.066934 | 0.33467 | 0 | 150 | 1 | 154000 | FALSE
line_292_292 | bus_ICN_292 | bus_ICN_292 | 292 | 292 | 2.9595 | 0.14798 | 0.73988 | 0 | 150 | 1 | 154000 | FALSE
line_292_292 | bus_ICN_292 | bus_ICN_292 | 292 | 292 | 0.25141 | 0.012571 | 0.062853 | 0 | 150 | 1 | 154000 | FALSE
line_292_292 | bus_ICN_292 | bus_ICN_292 | 292 | 292 | 0.49364 | 0.024682 | 0.12341 | 0 | 150 | 1 | 154000 | FALSE
line_292_292 | bus_ICN_292 | bus_ICN_292 | 292 | 292 | 0.15047 | 0.0075235 | 0.037618 | 0 | 150 | 1 | 154000 | FALSE
line_292_292 | bus_ICN_292 | bus_ICN_292 | 292 | 292 | 0.25738 | 0.012869 | 0.064346 | 0 | 150 | 1 | 154000 | FALSE
line_292_292 | bus_ICN_292 | bus_ICN_292 | 292 | 292 | 1.4556 | 0.072778 | 0.36389 | 0 | 150 | 1 | 154000 | FALSE
line_292_292 | bus_ICN_292 | bus_ICN_292 | 292 | 292 | 1.196 | 0.059798 | 0.29899 | 0 | 150 | 1 | 154000 | FALSE
line_292_292 | bus_ICN_292 | bus_ICN_292 | 292 | 292 | 2.1554 | 0.10777 | 0.53884 | 0 | 150 | 1 | 154000 | FALSE
line_414_414 | bus_GBD_414 | bus_GBD_414 | 414 | 414 | 0.021084 | 0.0010542 | 0.0052709 | 0 | 150 | 1 | 154000 | FALSE
line_414_355 | bus_GBD_414 | bus_GBD_355 | 414 | 355 | 14.5701 | 0.7285 | 3.6425 | 0 | 150 | 1 | 154000 | FALSE
line_139_139 | bus_GBD_139 | bus_GBD_139 | 139 | 139 | 0.063369 | 0.0031685 | 0.015842 | 0 | 150 | 1 | 154000 | FALSE
line_139_139 | bus_GBD_139 | bus_GBD_139 | 139 | 139 | 0.057014 | 0.0028507 | 0.014253 | 0 | 150 | 1 | 154000 | FALSE
line_139_139 | bus_GBD_139 | bus_GBD_139 | 139 | 139 | 0.051833 | 0.0025917 | 0.012958 | 0 | 150 | 1 | 154000 | FALSE
line_139_139 | bus_GBD_139 | bus_GBD_139 | 139 | 139 | 0.050545 | 0.0025272 | 0.012636 | 0 | 150 | 1 | 154000 | FALSE
line_10_10 | bus_CBD_010 | bus_CBD_010 | 10 | 10 | 0.13704 | 0.006852 | 0.03426 | 0 | 800 | 1 | 345000 | FALSE
line_10_10 | bus_CBD_010 | bus_CBD_010 | 10 | 10 | 0.13835 | 0.0069176 | 0.034588 | 0 | 800 | 1 | 345000 | FALSE
line_10_10 | bus_CBD_010 | bus_CBD_010 | 10 | 10 | 0.063061 | 0.003153 | 0.015765 | 0 | 150 | 1 | 154000 | FALSE
line_10_10 | bus_CBD_010 | bus_CBD_010 | 10 | 10 | 0.31295 | 0.015648 | 0.078238 | 0 | 150 | 1 | 154000 | FALSE
line_10_10 | bus_CBD_010 | bus_CBD_010 | 10 | 10 | 0.28822 | 0.014411 | 0.072056 | 0 | 150 | 1 | 154000 | FALSE
line_10_10 | bus_CBD_010 | bus_CBD_010 | 10 | 10 | 0.29288 | 0.014644 | 0.073221 | 0 | 150 | 1 | 154000 | FALSE
line_10_10 | bus_CBD_010 | bus_CBD_010 | 10 | 10 | 0.29677 | 0.014839 | 0.074193 | 0 | 150 | 1 | 154000 | FALSE
line_10_10 | bus_CBD_010 | bus_CBD_010 | 10 | 10 | 0.31197 | 0.015598 | 0.077992 | 0 | 150 | 1 | 154000 | FALSE
line_10_10 | bus_CBD_010 | bus_CBD_010 | 10 | 10 | 0.070089 | 0.0035045 | 0.017522 | 0 | 150 | 1 | 154000 | FALSE
line_10_10 | bus_CBD_010 | bus_CBD_010 | 10 | 10 | 0.25387 | 0.012694 | 0.063468 | 0 | 150 | 1 | 154000 | FALSE
line_10_10 | bus_CBD_010 | bus_CBD_010 | 10 | 10 | 0.24335 | 0.012167 | 0.060837 | 0 | 150 | 1 | 154000 | FALSE
line_10_10 | bus_CBD_010 | bus_CBD_010 | 10 | 10 | 0.236 | 0.0118 | 0.059001 | 0 | 150 | 1 | 154000 | FALSE
line_10_10 | bus_CBD_010 | bus_CBD_010 | 10 | 10 | 0.24769 | 0.012384 | 0.061922 | 0 | 150 | 1 | 154000 | FALSE
line_138_138 | bus_CBD_138 | bus_CBD_138 | 138 | 138 | 0.023634 | 0.0011817 | 0.0059085 | 0 | 150 | 1 | 154000 | FALSE
line_10_138 | bus_CBD_010 | bus_CBD_138 | 10 | 138 | 7.8697 | 0.39349 | 1.9674 | 0 | 150 | 1 | 154000 | FALSE
line_192_192 | bus_GBD_192 | bus_GBD_192 | 192 | 192 | 0.49372 | 0.024686 | 0.12343 | 0 | 150 | 1 | 154000 | FALSE
line_192_192 | bus_GBD_192 | bus_GBD_192 | 192 | 192 | 0.52288 | 0.026144 | 0.13072 | 0 | 150 | 1 | 154000 | FALSE
line_356_192 | bus_GBD_356 | bus_GBD_192 | 356 | 192 | 22.5013 | 1.1251 | 5.6253 | 0 | 150 | 1 | 154000 | FALSE
line_356_356 | bus_GBD_356 | bus_GBD_356 | 356 | 356 | 0.32273 | 0.016137 | 0.080683 | 0 | 150 | 1 | 154000 | FALSE
line_291_291 | bus_GBD_291 | bus_GBD_291 | 291 | 291 | 0.047611 | 0.0023806 | 0.011903 | 0 | 150 | 1 | 154000 | FALSE
line_291_291 | bus_GBD_291 | bus_GBD_291 | 291 | 291 | 0.0392 | 0.00196 | 0.0098001 | 0 | 150 | 1 | 154000 | FALSE
line_291_291 | bus_GBD_291 | bus_GBD_291 | 291 | 291 | 0.034574 | 0.0017287 | 0.0086435 | 0 | 150 | 1 | 154000 | FALSE
line_291_291 | bus_GBD_291 | bus_GBD_291 | 291 | 291 | 0.035289 | 0.0017644 | 0.0088222 | 0 | 150 | 1 | 154000 | FALSE
line_291_291 | bus_GBD_291 | bus_GBD_291 | 291 | 291 | 0.58286 | 0.029143 | 0.14572 | 0 | 150 | 1 | 154000 | FALSE
line_396_396 | bus_GBD_396 | bus_GBD_396 | 396 | 396 | 0.3242 | 0.01621 | 0.081049 | 0 | 150 | 1 | 154000 | FALSE
line_396_396 | bus_GBD_396 | bus_GBD_396 | 396 | 396 | 0.20946 | 0.010473 | 0.052366 | 0 | 150 | 1 | 154000 | FALSE
line_265_208 | bus_GBD_265 | bus_GBD_208 | 265 | 208 | 42.1297 | 2.1065 | 10.5324 | 0 | 150 | 1 | 154000 | FALSE
line_165_165 | bus_GGD_165 | bus_GGD_165 | 165 | 165 | 0.5069 | 0.025345 | 0.12672 | 0 | 150 | 1 | 154000 | FALSE
line_165_165 | bus_GGD_165 | bus_GGD_165 | 165 | 165 | 0.14004 | 0.007002 | 0.03501 | 0 | 150 | 1 | 154000 | FALSE
line_165_165 | bus_GGD_165 | bus_GGD_165 | 165 | 165 | 1.1081 | 0.055406 | 0.27703 | 0 | 150 | 1 | 154000 | FALSE
line_165_165 | bus_GGD_165 | bus_GGD_165 | 165 | 165 | 3.0809 | 0.15405 | 0.77023 | 0 | 150 | 1 | 154000 | FALSE
line_165_165 | bus_GGD_165 | bus_GGD_165 | 165 | 165 | 0.40588 | 0.020294 | 0.10147 | 0 | 150 | 1 | 154000 | FALSE
line_165_165 | bus_GGD_165 | bus_GGD_165 | 165 | 165 | 0.42573 | 0.021287 | 0.10643 | 0 | 150 | 1 | 154000 | FALSE
line_165_165 | bus_GGD_165 | bus_GGD_165 | 165 | 165 | 0.40084 | 0.020042 | 0.10021 | 0 | 150 | 1 | 154000 | FALSE
line_165_165 | bus_GGD_165 | bus_GGD_165 | 165 | 165 | 0.36973 | 0.018487 | 0.092433 | 0 | 150 | 1 | 154000 | FALSE
line_165_165 | bus_GGD_165 | bus_GGD_165 | 165 | 165 | 0.27089 | 0.013544 | 0.067722 | 0 | 150 | 1 | 154000 | FALSE
line_165_165 | bus_GGD_165 | bus_GGD_165 | 165 | 165 | 0.47749 | 0.023874 | 0.11937 | 0 | 150 | 1 | 154000 | FALSE
line_165_165 | bus_GGD_165 | bus_GGD_165 | 165 | 165 | 0.47686 | 0.023843 | 0.11921 | 0 | 150 | 1 | 154000 | FALSE
line_165_165 | bus_GGD_165 | bus_GGD_165 | 165 | 165 | 0.050239 | 0.002512 | 0.01256 | 0 | 800 | 1 | 345000 | FALSE
line_165_165 | bus_GGD_165 | bus_GGD_165 | 165 | 165 | 0.077949 | 0.0038974 | 0.019487 | 0 | 800 | 1 | 345000 | FALSE
line_165_165 | bus_GGD_165 | bus_GGD_165 | 165 | 165 | 0.072799 | 0.0036399 | 0.0182 | 0 | 800 | 1 | 345000 | FALSE
line_165_165 | bus_GGD_165 | bus_GGD_165 | 165 | 165 | 0.079307 | 0.0039653 | 0.019827 | 0 | 800 | 1 | 345000 | FALSE
line_165_165 | bus_GGD_165 | bus_GGD_165 | 165 | 165 | 0.073882 | 0.0036941 | 0.01847 | 0 | 800 | 1 | 345000 | FALSE
line_164_164 | bus_GBD_164 | bus_GBD_164 | 164 | 164 | 1.5154 | 0.07577 | 0.37885 | 0 | 150 | 1 | 154000 | FALSE
line_164_164 | bus_GBD_164 | bus_GBD_164 | 164 | 164 | 0.25385 | 0.012692 | 0.063462 | 0 | 150 | 1 | 154000 | FALSE
line_164_164 | bus_GBD_164 | bus_GBD_164 | 164 | 164 | 0.25433 | 0.012716 | 0.063582 | 0 | 150 | 1 | 154000 | FALSE
line_299_299 | bus_GGD_299 | bus_GGD_299 | 299 | 299 | 0.43804 | 0.021902 | 0.10951 | 0 | 150 | 1 | 154000 | FALSE
line_300_189 | bus_GGD_300 | bus_GGD_189 | 300 | 189 | 11.2133 | 0.56067 | 2.8033 | 0 | 800 | 1 | 345000 | FALSE
line_314_314 | bus_GGD_314 | bus_GGD_314 | 314 | 314 | 0.059774 | 0.0029887 | 0.014944 | 0 | 150 | 1 | 154000 | FALSE
line_31_315 | bus_GGD_031 | bus_GGD_315 | 31 | 315 | 10.7018 | 0.53509 | 2.6755 | 0 | 150 | 1 | 154000 | FALSE
line_31_31 | bus_GGD_031 | bus_GGD_031 | 31 | 31 | 0.48776 | 0.024388 | 0.12194 | 0 | 150 | 1 | 154000 | FALSE
line_179_179 | bus_ICN_179 | bus_ICN_179 | 179 | 179 | 0.026526 | 0.0013263 | 0.0066316 | 0 | 150 | 1 | 154000 | FALSE
line_179_179 | bus_ICN_179 | bus_ICN_179 | 179 | 179 | 0.022668 | 0.0011334 | 0.0056671 | 0 | 150 | 1 | 154000 | FALSE
line_179_179 | bus_ICN_179 | bus_ICN_179 | 179 | 179 | 3.0367 | 0.15183 | 0.75917 | 0 | 150 | 1 | 154000 | FALSE
line_179_179 | bus_ICN_179 | bus_ICN_179 | 179 | 179 | 0.14047 | 0.0070233 | 0.035117 | 0 | 150 | 1 | 154000 | FALSE
line_179_179 | bus_ICN_179 | bus_ICN_179 | 179 | 179 | 1.7338 | 0.086692 | 0.43346 | 0 | 150 | 1 | 154000 | FALSE
line_179_179 | bus_ICN_179 | bus_ICN_179 | 179 | 179 | 0.047964 | 0.0023982 | 0.011991 | 0 | 150 | 1 | 154000 | FALSE
line_179_179 | bus_ICN_179 | bus_ICN_179 | 179 | 179 | 0.047934 | 0.0023967 | 0.011983 | 0 | 150 | 1 | 154000 | FALSE
line_179_179 | bus_ICN_179 | bus_ICN_179 | 179 | 179 | 1.1599 | 0.057996 | 0.28998 | 0 | 150 | 1 | 154000 | FALSE
line_179_179 | bus_ICN_179 | bus_ICN_179 | 179 | 179 | 0.39006 | 0.019503 | 0.097514 | 0 | 150 | 1 | 154000 | FALSE
line_64_64 | bus_GGD_064 | bus_GGD_064 | 64 | 64 | 0.05438 | 0.002719 | 0.013595 | 0 | 150 | 1 | 154000 | FALSE
line_179_179 | bus_ICN_179 | bus_ICN_179 | 179 | 179 | 5.5694 | 0.27847 | 1.3923 | 0 | 150 | 1 | 154000 | FALSE
line_292_292 | bus_ICN_292 | bus_ICN_292 | 292 | 292 | 0.37465 | 0.018733 | 0.093663 | 0 | 150 | 1 | 154000 | FALSE
line_413_413 | bus_GWJ_413 | bus_GWJ_413 | 413 | 413 | 0.060566 | 0.0030283 | 0.015141 | 0 | 150 | 1 | 154000 | FALSE
line_413_413 | bus_GWJ_413 | bus_GWJ_413 | 413 | 413 | 0.054381 | 0.0027191 | 0.013595 | 0 | 150 | 1 | 154000 | FALSE
line_413_413 | bus_GWJ_413 | bus_GWJ_413 | 413 | 413 | 0.068049 | 0.0034024 | 0.017012 | 0 | 150 | 1 | 154000 | FALSE
line_413_413 | bus_GWJ_413 | bus_GWJ_413 | 413 | 413 | 0.051557 | 0.0025778 | 0.012889 | 0 | 150 | 1 | 154000 | FALSE
line_211_211 | bus_JND_211 | bus_JND_211 | 211 | 211 | 0.88252 | 0.044126 | 0.22063 | 0 | 150 | 1 | 154000 | FALSE
line_212_212 | bus_GWJ_212 | bus_GWJ_212 | 212 | 212 | 0.7873 | 0.039365 | 0.19682 | 0 | 150 | 1 | 154000 | FALSE
line_212_212 | bus_GWJ_212 | bus_GWJ_212 | 212 | 212 | 0.030707 | 0.0015354 | 0.0076768 | 0 | 150 | 1 | 154000 | FALSE
line_159_159 | bus_CND_159 | bus_CND_159 | 159 | 159 | 0.21387 | 0.010693 | 0.053467 | 0 | 150 | 1 | 154000 | FALSE
line_159_159 | bus_CND_159 | bus_CND_159 | 159 | 159 | 4.5537 | 0.22768 | 1.1384 | 0 | 150 | 1 | 154000 | FALSE
line_239_240 | bus_CND_239 | bus_CND_240 | 239 | 240 | 9.0734 | 0.45367 | 2.2684 | 0 | 800 | 1 | 345000 | FALSE
line_318_320 | bus_CND_318 | bus_CND_320 | 318 | 320 | 7.3502 | 0.36751 | 1.8376 | 0 | 150 | 1 | 154000 | FALSE
line_4_4 | bus_DJN_004 | bus_DJN_004 | 4 | 4 | 4.9278 | 0.24639 | 1.232 | 0 | 150 | 1 | 154000 | FALSE
line_374_415 | bus_GWD_374 | bus_GWD_415 | 374 | 415 | 11.1737 | 0.55869 | 2.7934 | 0 | 5 | 1 | 15000 | FALSE
line_68_68 | bus_SEL_068 | bus_SEL_068 | 68 | 68 | 0.67571 | 0.033786 | 0.16893 | 0 | 800 | 1 | 345000 | FALSE
line_133_133 | bus_GWJ_133 | bus_GWJ_133 | 133 | 133 | 3.9742 | 0.19871 | 0.99356 | 0 | 150 | 1 | 154000 | FALSE
line_226_226 | bus_JND_226 | bus_JND_226 | 226 | 226 | 0.028426 | 0.0014213 | 0.0071066 | 0 | 150 | 1 | 154000 | FALSE
line_226_226 | bus_JND_226 | bus_JND_226 | 226 | 226 | 0.029334 | 0.0014667 | 0.0073335 | 0 | 150 | 1 | 154000 | FALSE
line_226_226 | bus_JND_226 | bus_JND_226 | 226 | 226 | 0.019643 | 0.00098217 | 0.0049108 | 0 | 150 | 1 | 154000 | FALSE
line_226_226 | bus_JND_226 | bus_JND_226 | 226 | 226 | 0.019507 | 0.00097535 | 0.0048767 | 0 | 150 | 1 | 154000 | FALSE
line_226_226 | bus_JND_226 | bus_JND_226 | 226 | 226 | 0.22146 | 0.011073 | 0.055366 | 0 | 150 | 1 | 154000 | FALSE
line_226_226 | bus_JND_226 | bus_JND_226 | 226 | 226 | 0.040278 | 0.0020139 | 0.010069 | 0 | 150 | 1 | 154000 | FALSE
line_226_226 | bus_JND_226 | bus_JND_226 | 226 | 226 | 0.035132 | 0.0017566 | 0.008783 | 0 | 150 | 1 | 154000 | FALSE
line_416_226 | bus_JND_416 | bus_JND_226 | 416 | 226 | 26.5701 | 1.3285 | 6.6425 | 0 | 150 | 1 | 154000 | FALSE
line_178_195 | bus_GGD_178 | bus_GGD_195 | 178 | 195 | 9.5601 | 0.478 | 2.39 | 0 | 150 | 1 | 154000 | FALSE
line_371_371 | bus_JBD_371 | bus_JBD_371 | 371 | 371 | 1.0294 | 0.051468 | 0.25734 | 0 | 150 | 1 | 154000 | FALSE
line_368_368 | bus_GWD_368 | bus_GWD_368 | 368 | 368 | 0.18517 | 0.0092584 | 0.046292 | 0 | 150 | 1 | 154000 | FALSE
line_368_368 | bus_GWD_368 | bus_GWD_368 | 368 | 368 | 0.20292 | 0.010146 | 0.050729 | 0 | 150 | 1 | 154000 | FALSE
line_84_85 | bus_JJD_084 | bus_JJD_085 | 84 | 85 | 10.3924 | 0.51962 | 2.5981 | 0 | 150 | 1 | 154000 | FALSE
line_85_85 | bus_JJD_085 | bus_JJD_085 | 85 | 85 | 0.044059 | 0.0022029 | 0.011015 | 0 | 150 | 1 | 154000 | FALSE
line_85_85 | bus_JJD_085 | bus_JJD_085 | 85 | 85 | 0.039807 | 0.0019903 | 0.0099516 | 0 | 150 | 1 | 154000 | FALSE
line_85_85 | bus_JJD_085 | bus_JJD_085 | 85 | 85 | 0.054295 | 0.0027148 | 0.013574 | 0 | 150 | 1 | 154000 | FALSE
line_85_85 | bus_JJD_085 | bus_JJD_085 | 85 | 85 | 0.063873 | 0.0031936 | 0.015968 | 0 | 150 | 1 | 154000 | FALSE
line_85_85 | bus_JJD_085 | bus_JJD_085 | 85 | 85 | 3.9634 | 0.19817 | 0.99086 | 0 | 150 | 1 | 154000 | FALSE
line_86_86 | bus_JJD_086 | bus_JJD_086 | 86 | 86 | 0.086267 | 0.0043134 | 0.021567 | 0 | 150 | 1 | 154000 | FALSE
line_91_91 | bus_JJD_091 | bus_JJD_091 | 91 | 91 | 0.054093 | 0.0027046 | 0.013523 | 0 | 150 | 1 | 154000 | FALSE
line_91_91 | bus_JJD_091 | bus_JJD_091 | 91 | 91 | 0.051753 | 0.0025876 | 0.012938 | 0 | 150 | 1 | 154000 | FALSE
line_91_91 | bus_JJD_091 | bus_JJD_091 | 91 | 91 | 0.29483 | 0.014741 | 0.073707 | 0 | 150 | 1 | 154000 | FALSE
line_91_91 | bus_JJD_091 | bus_JJD_091 | 91 | 91 | 0.30561 | 0.015281 | 0.076403 | 0 | 150 | 1 | 154000 | FALSE
line_89_89 | bus_JJD_089 | bus_JJD_089 | 89 | 89 | 0.038224 | 0.0019112 | 0.0095559 | 0 | 150 | 1 | 154000 | FALSE
line_89_89 | bus_JJD_089 | bus_JJD_089 | 89 | 89 | 0.033732 | 0.0016866 | 0.0084331 | 0 | 150 | 1 | 154000 | FALSE
line_89_89 | bus_JJD_089 | bus_JJD_089 | 89 | 89 | 0.03169 | 0.0015845 | 0.0079225 | 0 | 150 | 1 | 154000 | FALSE
line_89_89 | bus_JJD_089 | bus_JJD_089 | 89 | 89 | 0.036145 | 0.0018072 | 0.0090362 | 0 | 150 | 1 | 154000 | FALSE
line_89_89 | bus_JJD_089 | bus_JJD_089 | 89 | 89 | 0.56066 | 0.028033 | 0.14016 | 0 | 150 | 1 | 154000 | FALSE
line_85_89 | bus_JJD_085 | bus_JJD_089 | 85 | 89 | 17.8405 | 0.89202 | 4.4601 | 0 | 150 | 1 | 154000 | FALSE
line_86_86 | bus_JJD_086 | bus_JJD_086 | 86 | 86 | 0.016468 | 0.00082339 | 0.004117 | 0 | 150 | 1 | 154000 | FALSE
line_86_86 | bus_JJD_086 | bus_JJD_086 | 86 | 86 | 0.0146 | 0.00073 | 0.00365 | 0 | 150 | 1 | 154000 | FALSE
line_86_86 | bus_JJD_086 | bus_JJD_086 | 86 | 86 | 0.018782 | 0.00093908 | 0.0046954 | 0 | 150 | 1 | 154000 | FALSE
line_86_86 | bus_JJD_086 | bus_JJD_086 | 86 | 86 | 0.015566 | 0.00077832 | 0.0038916 | 0 | 150 | 1 | 154000 | FALSE
line_288_288 | bus_JBD_288 | bus_JBD_288 | 288 | 288 | 4.986 | 0.2493 | 1.2465 | 0 | 150 | 1 | 154000 | FALSE
line_288_288 | bus_JBD_288 | bus_JBD_288 | 288 | 288 | 0.25132 | 0.012566 | 0.062829 | 0 | 150 | 1 | 154000 | FALSE
line_288_288 | bus_JBD_288 | bus_JBD_288 | 288 | 288 | 0.25379 | 0.012689 | 0.063447 | 0 | 150 | 1 | 154000 | FALSE
line_171_56 | bus_GWD_171 | bus_GWD_056 | 171 | 56 | 24.9172 | 1.2459 | 6.2293 | 0 | 800 | 1 | 345000 | FALSE
line_156_257 | bus_CBD_156 | bus_SJN_257 | 156 | 257 | 3.1561 | 0.1578 | 0.78902 | 0 | 150 | 1 | 154000 | FALSE
line_41_41 | bus_BSN_041 | bus_BSN_041 | 41 | 41 | 0.23964 | 0.011982 | 0.059909 | 0 | 800 | 1 | 345000 | FALSE
line_41_41 | bus_BSN_041 | bus_BSN_041 | 41 | 41 | 0.046327 | 0.0023163 | 0.011582 | 0 | 150 | 1 | 154000 | FALSE
line_41_41 | bus_BSN_041 | bus_BSN_041 | 41 | 41 | 0.046327 | 0.0023163 | 0.011582 | 0 | 150 | 1 | 154000 | FALSE
line_41_41 | bus_BSN_041 | bus_BSN_041 | 41 | 41 | 0.046327 | 0.0023163 | 0.011582 | 0 | 150 | 1 | 154000 | FALSE
line_50_50 | bus_DJN_050 | bus_DJN_050 | 50 | 50 | 4.2954 | 0.21477 | 1.0739 | 0 | 150 | 1 | 154000 | FALSE
line_63_62 | bus_GND_063 | bus_BSN_062 | 63 | 62 | 9.9663 | 0.49832 | 2.4916 | 0 | 800 | 1 | 345000 | FALSE
line_40_40 | bus_BSN_040 | bus_BSN_040 | 40 | 40 | 0.052113 | 0.0026056 | 0.013028 | 0 | 800 | 1 | 345000 | FALSE
line_47_47 | bus_GBD_047 | bus_GBD_047 | 47 | 47 | 0.08738 | 0.004369 | 0.021845 | 0 | 800 | 1 | 345000 | FALSE
line_262_262 | bus_GWD_262 | bus_GWD_262 | 262 | 262 | 0.076566 | 0.0038283 | 0.019142 | 0 | 150 | 1 | 154000 | FALSE
line_331_331 | bus_CND_331 | bus_CND_331 | 331 | 331 | 1.4992 | 0.07496 | 0.3748 | 0 | 800 | 1 | 345000 | FALSE
line_331_331 | bus_CND_331 | bus_CND_331 | 331 | 331 | 0.63214 | 0.031607 | 0.15803 | 0 | 800 | 1 | 345000 | FALSE
line_331_331 | bus_CND_331 | bus_CND_331 | 331 | 331 | 0.35233 | 0.017617 | 0.088083 | 0 | 800 | 1 | 345000 | FALSE
line_331_331 | bus_CND_331 | bus_CND_331 | 331 | 331 | 0.28048 | 0.014024 | 0.070121 | 0 | 800 | 1 | 345000 | FALSE
line_180_180 | bus_GND_180 | bus_GND_180 | 180 | 180 | 0.10531 | 0.0052657 | 0.026328 | 0 | 3500 | 1 | 765000 | FALSE
line_180_180 | bus_GND_180 | bus_GND_180 | 180 | 180 | 0.10829 | 0.0054147 | 0.027074 | 0 | 3500 | 1 | 765000 | FALSE
line_180_180 | bus_GND_180 | bus_GND_180 | 180 | 180 | 0.10231 | 0.0051157 | 0.025578 | 0 | 3500 | 1 | 765000 | FALSE
line_180_180 | bus_GND_180 | bus_GND_180 | 180 | 180 | 0.079097 | 0.0039548 | 0.019774 | 0 | 3500 | 1 | 765000 | FALSE
line_180_180 | bus_GND_180 | bus_GND_180 | 180 | 180 | 0.085474 | 0.0042737 | 0.021368 | 0 | 3500 | 1 | 765000 | FALSE
line_62_62 | bus_BSN_062 | bus_BSN_062 | 62 | 62 | 0.32593 | 0.016297 | 0.081484 | 0 | 150 | 1 | 154000 | FALSE
line_62_62 | bus_BSN_062 | bus_BSN_062 | 62 | 62 | 0.089468 | 0.0044734 | 0.022367 | 0 | 800 | 1 | 345000 | FALSE
line_62_62 | bus_BSN_062 | bus_BSN_062 | 62 | 62 | 0.08857 | 0.0044285 | 0.022143 | 0 | 800 | 1 | 345000 | FALSE
line_62_62 | bus_BSN_062 | bus_BSN_062 | 62 | 62 | 0.2058 | 0.01029 | 0.051449 | 0 | 800 | 1 | 345000 | FALSE
line_62_62 | bus_BSN_062 | bus_BSN_062 | 62 | 62 | 0.19787 | 0.0098935 | 0.049468 | 0 | 800 | 1 | 345000 | FALSE
line_62_62 | bus_BSN_062 | bus_BSN_062 | 62 | 62 | 0.10464 | 0.0052319 | 0.026159 | 0 | 800 | 1 | 345000 | FALSE
line_62_62 | bus_BSN_062 | bus_BSN_062 | 62 | 62 | 0.12215 | 0.0061077 | 0.030539 | 0 | 800 | 1 | 345000 | FALSE
line_62_62 | bus_BSN_062 | bus_BSN_062 | 62 | 62 | 0.032076 | 0.0016038 | 0.008019 | 0 | 800 | 1 | 345000 | FALSE
line_251_251 | bus_GBD_251 | bus_GBD_251 | 251 | 251 | 0.55151 | 0.027575 | 0.13788 | 0 | 150 | 1 | 154000 | FALSE
line_0_0 | bus_GWD_000 | bus_GWD_000 | 0 | 0 | 0.17974 | 0.008987 | 0.044935 | 0 | 800 | 1 | 345000 | FALSE
line_0_0 | bus_GWD_000 | bus_GWD_000 | 0 | 0 | 0.18996 | 0.0094981 | 0.04749 | 0 | 800 | 1 | 345000 | FALSE
line_162_162 | bus_CND_162 | bus_CND_162 | 162 | 162 | 1.6433 | 0.082165 | 0.41083 | 0 | 150 | 1 | 154000 | FALSE
line_53_53 | bus_JBD_053 | bus_JBD_053 | 53 | 53 | 0.092844 | 0.0046422 | 0.023211 | 0 | 800 | 1 | 345000 | FALSE
line_39_39 | bus_USN_039 | bus_USN_039 | 39 | 39 | 4.5077 | 0.22539 | 1.1269 | 0 | 150 | 1 | 154000 | FALSE
line_39_39 | bus_USN_039 | bus_USN_039 | 39 | 39 | 7.0192 | 0.35096 | 1.7548 | 0 | 150 | 1 | 154000 | FALSE
line_292_292 | bus_ICN_292 | bus_ICN_292 | 292 | 292 | 1.8294 | 0.091472 | 0.45736 | 0 | 150 | 1 | 154000 | FALSE
line_234_234 | bus_GGD_234 | bus_GGD_234 | 234 | 234 | 3.3153 | 0.16577 | 0.82884 | 0 | 800 | 1 | 345000 | FALSE
line_104_104 | bus_JBD_104 | bus_JBD_104 | 104 | 104 | 1.9447 | 0.097233 | 0.48617 | 0 | 800 | 1 | 345000 | FALSE
line_316_316 | bus_GGD_316 | bus_GGD_316 | 316 | 316 | 2.0473 | 0.10236 | 0.51182 | 0 | 150 | 1 | 154000 | FALSE
line_316_316 | bus_GGD_316 | bus_GGD_316 | 316 | 316 | 3.8163 | 0.19082 | 0.95408 | 0 | 150 | 1 | 154000 | FALSE
line_4_4 | bus_DJN_004 | bus_DJN_004 | 4 | 4 | 0.81113 | 0.040557 | 0.20278 | 0 | 150 | 1 | 154000 | FALSE
line_104_104 | bus_JBD_104 | bus_JBD_104 | 104 | 104 | 1.3156 | 0.065778 | 0.32889 | 0 | 150 | 1 | 154000 | FALSE
line_7_7 | bus_GGD_007 | bus_GGD_007 | 7 | 7 | 1.1372 | 0.056858 | 0.28429 | 0 | 800 | 1 | 345000 | FALSE
line_178_178 | bus_GGD_178 | bus_GGD_178 | 178 | 178 | 1.1714 | 0.058569 | 0.29284 | 0 | 800 | 1 | 345000 | FALSE
line_287_287 | bus_JBD_287 | bus_JBD_287 | 287 | 287 | 1.7501 | 0.087506 | 0.43753 | 0 | 150 | 1 | 154000 | FALSE
line_160_160 | bus_GGD_160 | bus_GGD_160 | 160 | 160 | 5.3327 | 0.26663 | 1.3332 | 0 | 800 | 1 | 345000 | FALSE
line_160_324 | bus_GGD_160 | bus_ICN_324 | 160 | 324 | 4.2236 | 0.21118 | 1.0559 | 0 | 800 | 1 | 345000 | FALSE
line_160_160 | bus_GGD_160 | bus_GGD_160 | 160 | 160 | 6.4205 | 0.32102 | 1.6051 | 0 | 150 | 1 | 154000 | FALSE
line_144_144 | bus_JBD_144 | bus_JBD_144 | 144 | 144 | 0.82861 | 0.04143 | 0.20715 | 0 | 150 | 1 | 154000 | FALSE
line_53_53 | bus_JBD_053 | bus_JBD_053 | 53 | 53 | 0.53393 | 0.026697 | 0.13348 | 0 | 150 | 1 | 154000 | FALSE
line_53_53 | bus_JBD_053 | bus_JBD_053 | 53 | 53 | 1.68 | 0.084002 | 0.42001 | 0 | 150 | 1 | 154000 | FALSE
line_144_144 | bus_JBD_144 | bus_JBD_144 | 144 | 144 | 1.1062 | 0.055308 | 0.27654 | 0 | 150 | 1 | 154000 | FALSE
line_128_128 | bus_GND_128 | bus_GND_128 | 128 | 128 | 1.0241 | 0.051203 | 0.25601 | 0 | 150 | 1 | 154000 | FALSE
line_298_298 | bus_GND_298 | bus_GND_298 | 298 | 298 | 2.1908 | 0.10954 | 0.5477 | 0 | 150 | 1 | 154000 | FALSE
line_378_378 | bus_JBD_378 | bus_JBD_378 | 378 | 378 | 1.6575 | 0.082875 | 0.41437 | 0 | 150 | 1 | 154000 | FALSE
line_270_270 | bus_JBD_270 | bus_JBD_270 | 270 | 270 | 2.0424 | 0.10212 | 0.51061 | 0 | 150 | 1 | 154000 | FALSE
line_51_51 | bus_DJN_051 | bus_DJN_051 | 51 | 51 | 1.5577 | 0.077887 | 0.38944 | 0 | 150 | 1 | 154000 | FALSE
line_10_10 | bus_CBD_010 | bus_CBD_010 | 10 | 10 | 0.73888 | 0.036944 | 0.18472 | 0 | 150 | 1 | 154000 | FALSE
line_51_51 | bus_DJN_051 | bus_DJN_051 | 51 | 51 | 0.83938 | 0.041969 | 0.20984 | 0 | 150 | 1 | 154000 | FALSE
line_129_129 | bus_GND_129 | bus_GND_129 | 129 | 129 | 0.97991 | 0.048995 | 0.24498 | 0 | 150 | 1 | 154000 | FALSE
line_247_247 | bus_JND_247 | bus_JND_247 | 247 | 247 | 1.3978 | 0.069892 | 0.34946 | 0 | 150 | 1 | 154000 | FALSE
line_211_211 | bus_JND_211 | bus_JND_211 | 211 | 211 | 0.84674 | 0.042337 | 0.21168 | 0 | 150 | 1 | 154000 | FALSE
line_211_211 | bus_JND_211 | bus_JND_211 | 211 | 211 | 1.4347 | 0.071736 | 0.35868 | 0 | 150 | 1 | 154000 | FALSE
line_362_362 | bus_JND_362 | bus_JND_362 | 362 | 362 | 0.68192 | 0.034096 | 0.17048 | 0 | 150 | 1 | 154000 | FALSE
line_43_43 | bus_GWJ_043 | bus_GWJ_043 | 43 | 43 | 0.3977 | 0.019885 | 0.099426 | 0 | 150 | 1 | 154000 | FALSE
line_407_407 | bus_BSN_407 | bus_BSN_407 | 407 | 407 | 2.8564 | 0.14282 | 0.7141 | 0 | 150 | 1 | 154000 | FALSE
line_192_192 | bus_GBD_192 | bus_GBD_192 | 192 | 192 | 0.89852 | 0.044926 | 0.22463 | 0 | 150 | 1 | 154000 | FALSE
line_92_92 | bus_GBD_092 | bus_GBD_092 | 92 | 92 | 0.20061 | 0.010031 | 0.050153 | 0 | 150 | 1 | 154000 | FALSE
line_92_92 | bus_GBD_092 | bus_GBD_092 | 92 | 92 | 0.40339 | 0.02017 | 0.10085 | 0 | 150 | 1 | 154000 | FALSE
line_68_68 | bus_SEL_068 | bus_SEL_068 | 68 | 68 | 1.0677 | 0.053383 | 0.26691 | 0 | 150 | 1 | 154000 | FALSE
line_234_234 | bus_GGD_234 | bus_GGD_234 | 234 | 234 | 0.35285 | 0.017642 | 0.088212 | 0 | 150 | 1 | 154000 | FALSE
line_234_234 | bus_GGD_234 | bus_GGD_234 | 234 | 234 | 0.61372 | 0.030686 | 0.15343 | 0 | 150 | 1 | 154000 | FALSE
line_234_234 | bus_GGD_234 | bus_GGD_234 | 234 | 234 | 2.0885 | 0.10442 | 0.52212 | 0 | 150 | 1 | 154000 | FALSE
line_234_234 | bus_GGD_234 | bus_GGD_234 | 234 | 234 | 2.5171 | 0.12585 | 0.62927 | 0 | 150 | 1 | 154000 | FALSE
line_234_234 | bus_GGD_234 | bus_GGD_234 | 234 | 234 | 4.2473 | 0.21236 | 1.0618 | 0 | 800 | 1 | 345000 | FALSE
line_64_64 | bus_GGD_064 | bus_GGD_064 | 64 | 64 | 1.0906 | 0.054531 | 0.27265 | 0 | 150 | 1 | 154000 | FALSE
line_298_298 | bus_GND_298 | bus_GND_298 | 298 | 298 | 1.9813 | 0.099067 | 0.49534 | 0 | 150 | 1 | 154000 | FALSE
line_21_21 | bus_GGD_021 | bus_GGD_021 | 21 | 21 | 1.3684 | 0.068419 | 0.34209 | 0 | 150 | 1 | 154000 | FALSE
line_173_173 | bus_GGD_173 | bus_GGD_173 | 173 | 173 | 1.7022 | 0.085109 | 0.42555 | 0 | 150 | 1 | 154000 | FALSE
line_152_152 | bus_GGD_152 | bus_GGD_152 | 152 | 152 | 0.97219 | 0.04861 | 0.24305 | 0 | 150 | 1 | 154000 | FALSE
line_262_262 | bus_GWD_262 | bus_GWD_262 | 262 | 262 | 0.54673 | 0.027336 | 0.13668 | 0 | 150 | 1 | 154000 | FALSE
line_160_160 | bus_GGD_160 | bus_GGD_160 | 160 | 160 | 7.4467 | 0.37233 | 1.8617 | 0 | 150 | 1 | 154000 | FALSE
line_160_160 | bus_GGD_160 | bus_GGD_160 | 160 | 160 | 2.5587 | 0.12793 | 0.63967 | 0 | 150 | 1 | 154000 | FALSE
line_160_160 | bus_GGD_160 | bus_GGD_160 | 160 | 160 | 5.8766 | 0.29383 | 1.4692 | 0 | 150 | 1 | 154000 | FALSE
line_160_160 | bus_GGD_160 | bus_GGD_160 | 160 | 160 | 4.5595 | 0.22798 | 1.1399 | 0 | 150 | 1 | 154000 | FALSE
line_160_160 | bus_GGD_160 | bus_GGD_160 | 160 | 160 | 0.64064 | 0.032032 | 0.16016 | 0 | 150 | 1 | 154000 | FALSE
line_160_160 | bus_GGD_160 | bus_GGD_160 | 160 | 160 | 1.0054 | 0.050271 | 0.25135 | 0 | 150 | 1 | 154000 | FALSE
line_160_160 | bus_GGD_160 | bus_GGD_160 | 160 | 160 | 3.9934 | 0.19967 | 0.99834 | 0 | 150 | 1 | 154000 | FALSE
line_68_68 | bus_SEL_068 | bus_SEL_068 | 68 | 68 | 1.1981 | 0.059903 | 0.29951 | 0 | 150 | 1 | 154000 | FALSE
line_68_160 | bus_SEL_068 | bus_GGD_160 | 68 | 160 | 7.4875 | 0.37437 | 1.8719 | 0 | 150 | 1 | 154000 | FALSE
line_160_160 | bus_GGD_160 | bus_GGD_160 | 160 | 160 | 0.010099 | 0.00050493 | 0.0025247 | 0 | 150 | 1 | 154000 | FALSE
line_160_160 | bus_GGD_160 | bus_GGD_160 | 160 | 160 | 0.082456 | 0.0041228 | 0.020614 | 0 | 150 | 1 | 154000 | FALSE
line_160_160 | bus_GGD_160 | bus_GGD_160 | 160 | 160 | 0.053341 | 0.002667 | 0.013335 | 0 | 150 | 1 | 154000 | FALSE
line_68_68 | bus_SEL_068 | bus_SEL_068 | 68 | 68 | 0.28355 | 0.014178 | 0.070888 | 0 | 150 | 1 | 154000 | FALSE
line_68_68 | bus_SEL_068 | bus_SEL_068 | 68 | 68 | 0.01875 | 0.00093752 | 0.0046876 | 0 | 150 | 1 | 154000 | FALSE
line_68_68 | bus_SEL_068 | bus_SEL_068 | 68 | 68 | 0.93961 | 0.04698 | 0.2349 | 0 | 150 | 1 | 154000 | FALSE
line_68_68 | bus_SEL_068 | bus_SEL_068 | 68 | 68 | 0.69032 | 0.034516 | 0.17258 | 0 | 150 | 1 | 154000 | FALSE
line_68_68 | bus_SEL_068 | bus_SEL_068 | 68 | 68 | 1.3906 | 0.069531 | 0.34765 | 0 | 150 | 1 | 154000 | FALSE
line_68_68 | bus_SEL_068 | bus_SEL_068 | 68 | 68 | 2.4336 | 0.12168 | 0.6084 | 0 | 150 | 1 | 154000 | FALSE
line_179_68 | bus_ICN_179 | bus_SEL_068 | 179 | 68 | 2.7965 | 0.13982 | 0.69911 | 0 | 150 | 1 | 154000 | FALSE
line_68_68 | bus_SEL_068 | bus_SEL_068 | 68 | 68 | 0.71036 | 0.035518 | 0.17759 | 0 | 150 | 1 | 154000 | FALSE
line_68_68 | bus_SEL_068 | bus_SEL_068 | 68 | 68 | 2.8032 | 0.14016 | 0.7008 | 0 | 150 | 1 | 154000 | FALSE
line_68_68 | bus_SEL_068 | bus_SEL_068 | 68 | 68 | 2.5167 | 0.12584 | 0.62918 | 0 | 150 | 1 | 154000 | FALSE
line_68_68 | bus_SEL_068 | bus_SEL_068 | 68 | 68 | 0.074787 | 0.0037394 | 0.018697 | 0 | 150 | 1 | 154000 | FALSE
line_68_68 | bus_SEL_068 | bus_SEL_068 | 68 | 68 | 0.051728 | 0.0025864 | 0.012932 | 0 | 150 | 1 | 154000 | FALSE
line_68_68 | bus_SEL_068 | bus_SEL_068 | 68 | 68 | 0.07121 | 0.0035605 | 0.017803 | 0 | 150 | 1 | 154000 | FALSE
line_68_68 | bus_SEL_068 | bus_SEL_068 | 68 | 68 | 3.0558 | 0.15279 | 0.76396 | 0 | 150 | 1 | 154000 | FALSE
line_68_68 | bus_SEL_068 | bus_SEL_068 | 68 | 68 | 3.4669 | 0.17335 | 0.86673 | 0 | 150 | 1 | 154000 | FALSE
line_68_68 | bus_SEL_068 | bus_SEL_068 | 68 | 68 | 0.31478 | 0.015739 | 0.078695 | 0 | 150 | 1 | 154000 | FALSE
line_68_68 | bus_SEL_068 | bus_SEL_068 | 68 | 68 | 1.6243 | 0.081215 | 0.40607 | 0 | 150 | 1 | 154000 | FALSE
line_68_68 | bus_SEL_068 | bus_SEL_068 | 68 | 68 | 3.6297 | 0.18149 | 0.90743 | 0 | 150 | 1 | 154000 | FALSE
line_68_68 | bus_SEL_068 | bus_SEL_068 | 68 | 68 | 0.011 | 0.00055002 | 0.0027501 | 0 | 150 | 1 | 154000 | FALSE
line_68_68 | bus_SEL_068 | bus_SEL_068 | 68 | 68 | 0.01336 | 0.000668 | 0.00334 | 0 | 150 | 1 | 154000 | FALSE
line_68_68 | bus_SEL_068 | bus_SEL_068 | 68 | 68 | 0.014062 | 0.00070309 | 0.0035155 | 0 | 150 | 1 | 154000 | FALSE
line_23_23 | bus_GGD_023 | bus_GGD_023 | 23 | 23 | 1.1359 | 0.056794 | 0.28397 | 0 | 150 | 1 | 154000 | FALSE
line_23_23 | bus_GGD_023 | bus_GGD_023 | 23 | 23 | 0.011693 | 0.00058463 | 0.0029231 | 0 | 150 | 1 | 154000 | FALSE
line_23_23 | bus_GGD_023 | bus_GGD_023 | 23 | 23 | 0.011914 | 0.00059571 | 0.0029785 | 0 | 150 | 1 | 154000 | FALSE
line_23_23 | bus_GGD_023 | bus_GGD_023 | 23 | 23 | 0.034558 | 0.0017279 | 0.0086396 | 0 | 150 | 1 | 154000 | FALSE
line_23_23 | bus_GGD_023 | bus_GGD_023 | 23 | 23 | 0.024542 | 0.0012271 | 0.0061355 | 0 | 150 | 1 | 154000 | FALSE
line_23_23 | bus_GGD_023 | bus_GGD_023 | 23 | 23 | 0.18048 | 0.009024 | 0.04512 | 0 | 150 | 1 | 154000 | FALSE
line_23_23 | bus_GGD_023 | bus_GGD_023 | 23 | 23 | 0.11206 | 0.0056028 | 0.028014 | 0 | 150 | 1 | 154000 | FALSE
line_23_23 | bus_GGD_023 | bus_GGD_023 | 23 | 23 | 0.19498 | 0.0097489 | 0.048744 | 0 | 150 | 1 | 154000 | FALSE
line_23_23 | bus_GGD_023 | bus_GGD_023 | 23 | 23 | 0.83655 | 0.041827 | 0.20914 | 0 | 150 | 1 | 154000 | FALSE
line_23_23 | bus_GGD_023 | bus_GGD_023 | 23 | 23 | 2.2006 | 0.11003 | 0.55015 | 0 | 800 | 1 | 345000 | FALSE
line_23_23 | bus_GGD_023 | bus_GGD_023 | 23 | 23 | 0.13374 | 0.0066868 | 0.033434 | 0 | 150 | 1 | 154000 | FALSE
line_23_23 | bus_GGD_023 | bus_GGD_023 | 23 | 23 | 2.346 | 0.1173 | 0.58651 | 0 | 150 | 1 | 154000 | FALSE
line_68_68 | bus_SEL_068 | bus_SEL_068 | 68 | 68 | 0.88007 | 0.044004 | 0.22002 | 0 | 150 | 1 | 154000 | FALSE
line_68_160 | bus_SEL_068 | bus_GGD_160 | 68 | 160 | 4.3646 | 0.21823 | 1.0911 | 0 | 150 | 1 | 154000 | FALSE
line_68_68 | bus_SEL_068 | bus_SEL_068 | 68 | 68 | 1.4713 | 0.073565 | 0.36782 | 0 | 150 | 1 | 154000 | FALSE
line_68_68 | bus_SEL_068 | bus_SEL_068 | 68 | 68 | 0.36125 | 0.018063 | 0.090313 | 0 | 150 | 1 | 154000 | FALSE
line_68_68 | bus_SEL_068 | bus_SEL_068 | 68 | 68 | 2.0893 | 0.10447 | 0.52233 | 0 | 150 | 1 | 154000 | FALSE
line_68_68 | bus_SEL_068 | bus_SEL_068 | 68 | 68 | 0.55605 | 0.027802 | 0.13901 | 0 | 150 | 1 | 154000 | FALSE
line_68_68 | bus_SEL_068 | bus_SEL_068 | 68 | 68 | 2.5852 | 0.12926 | 0.6463 | 0 | 150 | 1 | 154000 | FALSE
line_68_68 | bus_SEL_068 | bus_SEL_068 | 68 | 68 | 5.2555 | 0.26278 | 1.3139 | 0 | 150 | 1 | 154000 | FALSE
line_68_68 | bus_SEL_068 | bus_SEL_068 | 68 | 68 | 2.0304 | 0.10152 | 0.50759 | 0 | 150 | 1 | 154000 | FALSE
line_68_234 | bus_SEL_068 | bus_GGD_234 | 68 | 234 | 5.659 | 0.28295 | 1.4147 | 0 | 800 | 1 | 345000 | FALSE
line_165_165 | bus_GGD_165 | bus_GGD_165 | 165 | 165 | 1.5558 | 0.077789 | 0.38895 | 0 | 150 | 1 | 154000 | FALSE
line_165_165 | bus_GGD_165 | bus_GGD_165 | 165 | 165 | 0.79414 | 0.039707 | 0.19854 | 0 | 150 | 1 | 154000 | FALSE
line_165_68 | bus_GGD_165 | bus_SEL_068 | 165 | 68 | 4.4043 | 0.22022 | 1.1011 | 0 | 150 | 1 | 154000 | FALSE
line_68_68 | bus_SEL_068 | bus_SEL_068 | 68 | 68 | 1.9519 | 0.097594 | 0.48797 | 0 | 150 | 1 | 154000 | FALSE
line_68_68 | bus_SEL_068 | bus_SEL_068 | 68 | 68 | 0.85184 | 0.042592 | 0.21296 | 0 | 150 | 1 | 154000 | FALSE
line_68_68 | bus_SEL_068 | bus_SEL_068 | 68 | 68 | 0.04342 | 0.002171 | 0.010855 | 0 | 150 | 1 | 154000 | FALSE
line_68_68 | bus_SEL_068 | bus_SEL_068 | 68 | 68 | 7.9575 | 0.39788 | 1.9894 | 0 | 800 | 1 | 345000 | FALSE
line_68_68 | bus_SEL_068 | bus_SEL_068 | 68 | 68 | 9.3435 | 0.46717 | 2.3359 | 0 | 800 | 1 | 345000 | FALSE
line_68_68 | bus_SEL_068 | bus_SEL_068 | 68 | 68 | 1.0966 | 0.054829 | 0.27414 | 0 | 150 | 1 | 154000 | FALSE
line_68_160 | bus_SEL_068 | bus_GGD_160 | 68 | 160 | 0.88308 | 0.044154 | 0.22077 | 0 | 800 | 1 | 345000 | FALSE
line_160_160 | bus_GGD_160 | bus_GGD_160 | 160 | 160 | 3.7862 | 0.18931 | 0.94654 | 0 | 800 | 1 | 345000 | FALSE
line_68_68 | bus_SEL_068 | bus_SEL_068 | 68 | 68 | 0.75604 | 0.037802 | 0.18901 | 0 | 150 | 1 | 154000 | FALSE
line_68_68 | bus_SEL_068 | bus_SEL_068 | 68 | 68 | 0.0040407 | 0.00020204 | 0.0010102 | 0 | 150 | 1 | 154000 | FALSE
line_68_68 | bus_SEL_068 | bus_SEL_068 | 68 | 68 | 1.5119 | 0.075594 | 0.37797 | 0 | 150 | 1 | 154000 | FALSE
line_68_68 | bus_SEL_068 | bus_SEL_068 | 68 | 68 | 1.5841 | 0.079205 | 0.39602 | 0 | 150 | 1 | 154000 | FALSE
line_68_68 | bus_SEL_068 | bus_SEL_068 | 68 | 68 | 3.4408 | 0.17204 | 0.8602 | 0 | 150 | 1 | 154000 | FALSE
line_234_234 | bus_GGD_234 | bus_GGD_234 | 234 | 234 | 4.9501 | 0.24751 | 1.2375 | 0 | 150 | 1 | 154000 | FALSE
line_68_68 | bus_SEL_068 | bus_SEL_068 | 68 | 68 | 0.93824 | 0.046912 | 0.23456 | 0 | 150 | 1 | 154000 | FALSE
line_68_68 | bus_SEL_068 | bus_SEL_068 | 68 | 68 | 2.5798 | 0.12899 | 0.64496 | 0 | 150 | 1 | 154000 | FALSE
line_68_68 | bus_SEL_068 | bus_SEL_068 | 68 | 68 | 1.8597 | 0.092984 | 0.46492 | 0 | 150 | 1 | 154000 | FALSE
line_68_68 | bus_SEL_068 | bus_SEL_068 | 68 | 68 | 2.0568 | 0.10284 | 0.5142 | 0 | 150 | 1 | 154000 | FALSE
line_68_68 | bus_SEL_068 | bus_SEL_068 | 68 | 68 | 1.6192 | 0.08096 | 0.4048 | 0 | 150 | 1 | 154000 | FALSE
line_68_68 | bus_SEL_068 | bus_SEL_068 | 68 | 68 | 3.9696 | 0.19848 | 0.9924 | 0 | 150 | 1 | 154000 | FALSE
line_68_68 | bus_SEL_068 | bus_SEL_068 | 68 | 68 | 6.3641 | 0.3182 | 1.591 | 0 | 150 | 1 | 154000 | FALSE
line_68_68 | bus_SEL_068 | bus_SEL_068 | 68 | 68 | 0.48309 | 0.024154 | 0.12077 | 0 | 150 | 1 | 154000 | FALSE
line_68_68 | bus_SEL_068 | bus_SEL_068 | 68 | 68 | 1.8664 | 0.093322 | 0.46661 | 0 | 150 | 1 | 154000 | FALSE
line_68_68 | bus_SEL_068 | bus_SEL_068 | 68 | 68 | 3.8901 | 0.1945 | 0.97252 | 0 | 150 | 1 | 154000 | FALSE
line_68_68 | bus_SEL_068 | bus_SEL_068 | 68 | 68 | 1.3881 | 0.069405 | 0.34703 | 0 | 150 | 1 | 154000 | FALSE
line_68_68 | bus_SEL_068 | bus_SEL_068 | 68 | 68 | 6.0103 | 0.30051 | 1.5026 | 0 | 150 | 1 | 154000 | FALSE
line_68_68 | bus_SEL_068 | bus_SEL_068 | 68 | 68 | 0.016245 | 0.00081223 | 0.0040612 | 0 | 150 | 1 | 154000 | FALSE
line_68_68 | bus_SEL_068 | bus_SEL_068 | 68 | 68 | 1.8102 | 0.090512 | 0.45256 | 0 | 150 | 1 | 154000 | FALSE
line_165_165 | bus_GGD_165 | bus_GGD_165 | 165 | 165 | 4.6182 | 0.23091 | 1.1546 | 0 | 150 | 1 | 154000 | FALSE
line_68_68 | bus_SEL_068 | bus_SEL_068 | 68 | 68 | 1.4539 | 0.072697 | 0.36349 | 0 | 150 | 1 | 154000 | FALSE
line_68_68 | bus_SEL_068 | bus_SEL_068 | 68 | 68 | 2.7926 | 0.13963 | 0.69815 | 0 | 150 | 1 | 154000 | FALSE
line_68_68 | bus_SEL_068 | bus_SEL_068 | 68 | 68 | 4.5682 | 0.22841 | 1.1421 | 0 | 150 | 1 | 154000 | FALSE
line_68_68 | bus_SEL_068 | bus_SEL_068 | 68 | 68 | 4.2203 | 0.21101 | 1.0551 | 0 | 150 | 1 | 154000 | FALSE
line_68_68 | bus_SEL_068 | bus_SEL_068 | 68 | 68 | 7.0362 | 0.35181 | 1.759 | 0 | 150 | 1 | 154000 | FALSE
line_68_68 | bus_SEL_068 | bus_SEL_068 | 68 | 68 | 3.8308 | 0.19154 | 0.95769 | 0 | 150 | 1 | 154000 | FALSE
line_179_179 | bus_ICN_179 | bus_ICN_179 | 179 | 179 | 3.8612 | 0.19306 | 0.9653 | 0 | 150 | 1 | 154000 | FALSE
line_64_179 | bus_GGD_064 | bus_ICN_179 | 64 | 179 | 2.7871 | 0.13936 | 0.69678 | 0 | 800 | 1 | 345000 | FALSE
line_68_68 | bus_SEL_068 | bus_SEL_068 | 68 | 68 | 0.71229 | 0.035615 | 0.17807 | 0 | 150 | 1 | 154000 | FALSE
line_165_165 | bus_GGD_165 | bus_GGD_165 | 165 | 165 | 6.5919 | 0.32959 | 1.648 | 0 | 150 | 1 | 154000 | FALSE
line_68_68 | bus_SEL_068 | bus_SEL_068 | 68 | 68 | 4.3118 | 0.21559 | 1.078 | 0 | 150 | 1 | 154000 | FALSE
line_179_68 | bus_ICN_179 | bus_SEL_068 | 179 | 68 | 7.2071 | 0.36035 | 1.8018 | 0 | 800 | 1 | 345000 | FALSE
line_68_68 | bus_SEL_068 | bus_SEL_068 | 68 | 68 | 0.21031 | 0.010515 | 0.052577 | 0 | 150 | 1 | 154000 | FALSE
line_68_68 | bus_SEL_068 | bus_SEL_068 | 68 | 68 | 0.38082 | 0.019041 | 0.095204 | 0 | 150 | 1 | 154000 | FALSE
line_68_68 | bus_SEL_068 | bus_SEL_068 | 68 | 68 | 1.0188 | 0.050941 | 0.2547 | 0 | 150 | 1 | 154000 | FALSE
line_68_68 | bus_SEL_068 | bus_SEL_068 | 68 | 68 | 3.1035 | 0.15517 | 0.77587 | 0 | 800 | 1 | 345000 | FALSE
line_68_68 | bus_SEL_068 | bus_SEL_068 | 68 | 68 | 0.013563 | 0.00067814 | 0.0033907 | 0 | 150 | 1 | 154000 | FALSE
line_234_234 | bus_GGD_234 | bus_GGD_234 | 234 | 234 | 1.3318 | 0.066591 | 0.33295 | 0 | 150 | 1 | 154000 | FALSE
line_68_68 | bus_SEL_068 | bus_SEL_068 | 68 | 68 | 1.4644 | 0.073218 | 0.36609 | 0 | 150 | 1 | 154000 | FALSE
line_68_68 | bus_SEL_068 | bus_SEL_068 | 68 | 68 | 2.8982 | 0.14491 | 0.72455 | 0 | 150 | 1 | 154000 | FALSE
line_68_68 | bus_SEL_068 | bus_SEL_068 | 68 | 68 | 2.8522 | 0.14261 | 0.71306 | 0 | 150 | 1 | 154000 | FALSE
line_68_68 | bus_SEL_068 | bus_SEL_068 | 68 | 68 | 0.015706 | 0.00078532 | 0.0039266 | 0 | 150 | 1 | 154000 | FALSE
line_68_68 | bus_SEL_068 | bus_SEL_068 | 68 | 68 | 1.3525 | 0.067627 | 0.33813 | 0 | 150 | 1 | 154000 | FALSE
line_324_324 | bus_ICN_324 | bus_ICN_324 | 324 | 324 | 5.4422 | 0.27211 | 1.3606 | 0 | 150 | 1 | 154000 | FALSE
line_324_324 | bus_ICN_324 | bus_ICN_324 | 324 | 324 | 3.2941 | 0.1647 | 0.82352 | 0 | 150 | 1 | 154000 | FALSE
line_324_324 | bus_ICN_324 | bus_ICN_324 | 324 | 324 | 0.58562 | 0.029281 | 0.1464 | 0 | 800 | 1 | 345000 | FALSE
line_160_160 | bus_GGD_160 | bus_GGD_160 | 160 | 160 | 0.075045 | 0.0037522 | 0.018761 | 0 | 800 | 1 | 345000 | FALSE
line_160_160 | bus_GGD_160 | bus_GGD_160 | 160 | 160 | 6.5179 | 0.3259 | 1.6295 | 0 | 150 | 1 | 154000 | FALSE
line_160_160 | bus_GGD_160 | bus_GGD_160 | 160 | 160 | 0.011049 | 0.00055244 | 0.0027622 | 0 | 150 | 1 | 154000 | FALSE
line_68_68 | bus_SEL_068 | bus_SEL_068 | 68 | 68 | 4.6234 | 0.23117 | 1.1559 | 0 | 150 | 1 | 154000 | FALSE
line_68_68 | bus_SEL_068 | bus_SEL_068 | 68 | 68 | 0.40543 | 0.020271 | 0.10136 | 0 | 150 | 1 | 154000 | FALSE
line_68_68 | bus_SEL_068 | bus_SEL_068 | 68 | 68 | 3.7532 | 0.18766 | 0.93831 | 0 | 150 | 1 | 154000 | FALSE
line_68_68 | bus_SEL_068 | bus_SEL_068 | 68 | 68 | 5.0041 | 0.2502 | 1.251 | 0 | 150 | 1 | 154000 | FALSE
line_68_68 | bus_SEL_068 | bus_SEL_068 | 68 | 68 | 0.79581 | 0.03979 | 0.19895 | 0 | 150 | 1 | 154000 | FALSE
line_68_68 | bus_SEL_068 | bus_SEL_068 | 68 | 68 | 4.9314 | 0.24657 | 1.2329 | 0 | 150 | 1 | 154000 | FALSE
line_68_68 | bus_SEL_068 | bus_SEL_068 | 68 | 68 | 2.0672 | 0.10336 | 0.5168 | 0 | 150 | 1 | 154000 | FALSE
line_68_68 | bus_SEL_068 | bus_SEL_068 | 68 | 68 | 1.3133 | 0.065664 | 0.32832 | 0 | 150 | 1 | 154000 | FALSE
line_160_160 | bus_GGD_160 | bus_GGD_160 | 160 | 160 | 1.7773 | 0.088867 | 0.44434 | 0 | 150 | 1 | 154000 | FALSE
line_292_292 | bus_ICN_292 | bus_ICN_292 | 292 | 292 | 1.1963 | 0.059813 | 0.29906 | 0 | 150 | 1 | 154000 | FALSE
line_292_292 | bus_ICN_292 | bus_ICN_292 | 292 | 292 | 0.99178 | 0.049589 | 0.24794 | 0 | 150 | 1 | 154000 | FALSE
line_324_324 | bus_ICN_324 | bus_ICN_324 | 324 | 324 | 1.4971 | 0.074854 | 0.37427 | 0 | 150 | 1 | 154000 | FALSE
line_68_68 | bus_SEL_068 | bus_SEL_068 | 68 | 68 | 4.5873 | 0.22937 | 1.1468 | 0 | 150 | 1 | 154000 | FALSE
line_68_68 | bus_SEL_068 | bus_SEL_068 | 68 | 68 | 3.2814 | 0.16407 | 0.82034 | 0 | 150 | 1 | 154000 | FALSE
line_192_192 | bus_GBD_192 | bus_GBD_192 | 192 | 192 | 1.5499 | 0.077494 | 0.38747 | 0 | 150 | 1 | 154000 | FALSE
line_160_160 | bus_GGD_160 | bus_GGD_160 | 160 | 160 | 0.048221 | 0.0024111 | 0.012055 | 0 | 150 | 1 | 154000 | FALSE
line_160_160 | bus_GGD_160 | bus_GGD_160 | 160 | 160 | 0.97432 | 0.048716 | 0.24358 | 0 | 150 | 1 | 154000 | FALSE
line_178_178 | bus_GGD_178 | bus_GGD_178 | 178 | 178 | 0.81134 | 0.040567 | 0.20284 | 0 | 150 | 1 | 154000 | FALSE
line_25_25 | bus_CND_025 | bus_CND_025 | 25 | 25 | 0.72715 | 0.036358 | 0.18179 | 0 | 150 | 1 | 154000 | FALSE
line_194_194 | bus_GWD_194 | bus_GWD_194 | 194 | 194 | 2.4315 | 0.12158 | 0.60788 | 0 | 150 | 1 | 154000 | FALSE
line_82_82 | bus_JJD_082 | bus_JJD_082 | 82 | 82 | 2.5185 | 0.12593 | 0.62963 | 0 | 150 | 1 | 154000 | FALSE
line_160_160 | bus_GGD_160 | bus_GGD_160 | 160 | 160 | 0.75162 | 0.037581 | 0.1879 | 0 | 150 | 1 | 154000 | FALSE
line_160_160 | bus_GGD_160 | bus_GGD_160 | 160 | 160 | 3.2405 | 0.16203 | 0.81013 | 0 | 150 | 1 | 154000 | FALSE
line_160_179 | bus_GGD_160 | bus_ICN_179 | 160 | 179 | 2.3217 | 0.11609 | 0.58043 | 0 | 150 | 1 | 154000 | FALSE
line_160_160 | bus_GGD_160 | bus_GGD_160 | 160 | 160 | 1.8257 | 0.091285 | 0.45642 | 0 | 150 | 1 | 154000 | FALSE
line_179_179 | bus_ICN_179 | bus_ICN_179 | 179 | 179 | 2.3828 | 0.11914 | 0.59571 | 0 | 150 | 1 | 154000 | FALSE
line_179_179 | bus_ICN_179 | bus_ICN_179 | 179 | 179 | 1.4512 | 0.072562 | 0.36281 | 0 | 150 | 1 | 154000 | FALSE
line_179_179 | bus_ICN_179 | bus_ICN_179 | 179 | 179 | 3.4171 | 0.17086 | 0.85428 | 0 | 150 | 1 | 154000 | FALSE
line_204_85 | bus_JND_204 | bus_JJD_085 | 204 | 85 | 99.3389 | 4.9669 | 24.8347 | 0 | 200 | 1 | 180000 | FALSE
line_206_85 | bus_JND_206 | bus_JJD_085 | 206 | 85 | 88.7196 | 4.436 | 22.1799 | 0 | 100 | 1 | 150000 | FALSE
line_417_89 | bus_JND_417 | bus_JJD_089 | 417 | 89 | 110.7373 | 5.5369 | 27.6843 | 0 | 400 | 1 | 250000 | FALSE
line_254_417 | bus_JND_254 | bus_JND_417 | 254 | 417 | 20.4314 | 1.0216 | 5.1078 | 0 | 150 | 1 | 154000 | FALSE
line_41_41 | bus_BSN_041 | bus_BSN_041 | 41 | 41 | 0.027432 | 0.0013716 | 0.006858 | 0 | 800 | 1 | 345000 | FALSE
line_41_41 | bus_BSN_041 | bus_BSN_041 | 41 | 41 | 0.027433 | 0.0013716 | 0.0068581 | 0 | 800 | 1 | 345000 | FALSE
line_41_41 | bus_BSN_041 | bus_BSN_041 | 41 | 41 | 0.027432 | 0.0013716 | 0.006858 | 0 | 800 | 1 | 345000 | FALSE
line_41_41 | bus_BSN_041 | bus_BSN_041 | 41 | 41 | 0.024888 | 0.0012444 | 0.0062221 | 0 | 800 | 1 | 345000 | FALSE
line_41_41 | bus_BSN_041 | bus_BSN_041 | 41 | 41 | 0.027109 | 0.0013554 | 0.0067772 | 0 | 800 | 1 | 345000 | FALSE
line_41_41 | bus_BSN_041 | bus_BSN_041 | 41 | 41 | 0.026877 | 0.0013439 | 0.0067193 | 0 | 800 | 1 | 345000 | FALSE
line_41_41 | bus_BSN_041 | bus_BSN_041 | 41 | 41 | 0.026944 | 0.0013472 | 0.0067359 | 0 | 800 | 1 | 345000 | FALSE
line_41_41 | bus_BSN_041 | bus_BSN_041 | 41 | 41 | 0.026999 | 0.00135 | 0.0067498 | 0 | 800 | 1 | 345000 | FALSE
line_41_41 | bus_BSN_041 | bus_BSN_041 | 41 | 41 | 0.030744 | 0.0015372 | 0.0076859 | 0 | 800 | 1 | 345000 | FALSE
line_41_41 | bus_BSN_041 | bus_BSN_041 | 41 | 41 | 0.033109 | 0.0016554 | 0.0082772 | 0 | 800 | 1 | 345000 | FALSE
line_41_41 | bus_BSN_041 | bus_BSN_041 | 41 | 41 | 0.033042 | 0.0016521 | 0.0082606 | 0 | 800 | 1 | 345000 | FALSE
line_41_41 | bus_BSN_041 | bus_BSN_041 | 41 | 41 | 0.0066778 | 0.00033389 | 0.0016695 | 0 | 800 | 1 | 345000 | FALSE
line_41_41 | bus_BSN_041 | bus_BSN_041 | 41 | 41 | 0.0060443 | 0.00030221 | 0.0015111 | 0 | 800 | 1 | 345000 | FALSE
line_41_41 | bus_BSN_041 | bus_BSN_041 | 41 | 41 | 0.072114 | 0.0036057 | 0.018029 | 0 | 800 | 1 | 345000 | FALSE
line_41_41 | bus_BSN_041 | bus_BSN_041 | 41 | 41 | 0.072492 | 0.0036246 | 0.018123 | 0 | 800 | 1 | 345000 | FALSE
line_41_41 | bus_BSN_041 | bus_BSN_041 | 41 | 41 | 0.025177 | 0.0012589 | 0.0062943 | 0 | 800 | 1 | 345000 | FALSE
line_41_41 | bus_BSN_041 | bus_BSN_041 | 41 | 41 | 0.027454 | 0.0013727 | 0.0068634 | 0 | 800 | 1 | 345000 | FALSE
line_41_41 | bus_BSN_041 | bus_BSN_041 | 41 | 41 | 0.027465 | 0.0013732 | 0.0068662 | 0 | 800 | 1 | 345000 | FALSE
line_41_41 | bus_BSN_041 | bus_BSN_041 | 41 | 41 | 0.026077 | 0.0013039 | 0.0065193 | 0 | 800 | 1 | 345000 | FALSE
line_41_41 | bus_BSN_041 | bus_BSN_041 | 41 | 41 | 0.02832 | 0.001416 | 0.00708 | 0 | 800 | 1 | 345000 | FALSE
line_41_41 | bus_BSN_041 | bus_BSN_041 | 41 | 41 | 0.028209 | 0.0014104 | 0.0070522 | 0 | 800 | 1 | 345000 | FALSE
line_41_41 | bus_BSN_041 | bus_BSN_041 | 41 | 41 | 0.028431 | 0.0014215 | 0.0071077 | 0 | 800 | 1 | 345000 | FALSE
line_41_41 | bus_BSN_041 | bus_BSN_041 | 41 | 41 | 0.031888 | 0.0015944 | 0.007972 | 0 | 800 | 1 | 345000 | FALSE
line_41_41 | bus_BSN_041 | bus_BSN_041 | 41 | 41 | 0.028176 | 0.0014088 | 0.0070439 | 0 | 800 | 1 | 345000 | FALSE
line_41_41 | bus_BSN_041 | bus_BSN_041 | 41 | 41 | 0.026822 | 0.0013411 | 0.0067054 | 0 | 800 | 1 | 345000 | FALSE
line_41_41 | bus_BSN_041 | bus_BSN_041 | 41 | 41 | 0.026811 | 0.0013405 | 0.0067027 | 0 | 800 | 1 | 345000 | FALSE
line_41_41 | bus_BSN_041 | bus_BSN_041 | 41 | 41 | 0.026821 | 0.0013411 | 0.0067053 | 0 | 800 | 1 | 345000 | FALSE
line_41_41 | bus_BSN_041 | bus_BSN_041 | 41 | 41 | 0.026822 | 0.0013411 | 0.0067056 | 0 | 800 | 1 | 345000 | FALSE
line_41_41 | bus_BSN_041 | bus_BSN_041 | 41 | 41 | 0.026822 | 0.0013411 | 0.0067056 | 0 | 800 | 1 | 345000 | FALSE
line_41_41 | bus_BSN_041 | bus_BSN_041 | 41 | 41 | 0.026822 | 0.0013411 | 0.0067056 | 0 | 800 | 1 | 345000 | FALSE
line_41_41 | bus_BSN_041 | bus_BSN_041 | 41 | 41 | 0.0094835 | 0.00047417 | 0.0023709 | 0 | 800 | 1 | 345000 | FALSE
line_41_41 | bus_BSN_041 | bus_BSN_041 | 41 | 41 | 0.021689 | 0.0010844 | 0.0054222 | 0 | 800 | 1 | 345000 | FALSE
line_41_41 | bus_BSN_041 | bus_BSN_041 | 41 | 41 | 0.030484 | 0.0015242 | 0.0076209 | 0 | 800 | 1 | 345000 | FALSE
line_41_41 | bus_BSN_041 | bus_BSN_041 | 41 | 41 | 0.030206 | 0.0015103 | 0.0075515 | 0 | 800 | 1 | 345000 | FALSE
line_41_41 | bus_BSN_041 | bus_BSN_041 | 41 | 41 | 0.028994 | 0.0014497 | 0.0072486 | 0 | 800 | 1 | 345000 | FALSE
line_41_41 | bus_BSN_041 | bus_BSN_041 | 41 | 41 | 0.034244 | 0.0017122 | 0.008561 | 0 | 800 | 1 | 345000 | FALSE
line_41_41 | bus_BSN_041 | bus_BSN_041 | 41 | 41 | 0.011716 | 0.00058579 | 0.002929 | 0 | 800 | 1 | 345000 | FALSE
line_41_41 | bus_BSN_041 | bus_BSN_041 | 41 | 41 | 0.14083 | 0.0070413 | 0.035206 | 0 | 800 | 1 | 345000 | FALSE
line_41_41 | bus_BSN_041 | bus_BSN_041 | 41 | 41 | 0.019038 | 0.00095192 | 0.0047596 | 0 | 800 | 1 | 345000 | FALSE
line_41_41 | bus_BSN_041 | bus_BSN_041 | 41 | 41 | 0.14255 | 0.0071274 | 0.035637 | 0 | 800 | 1 | 345000 | FALSE
line_41_41 | bus_BSN_041 | bus_BSN_041 | 41 | 41 | 0.016282 | 0.0008141 | 0.0040705 | 0 | 800 | 1 | 345000 | FALSE
line_41_41 | bus_BSN_041 | bus_BSN_041 | 41 | 41 | 0.01886 | 0.00094298 | 0.0047149 | 0 | 800 | 1 | 345000 | FALSE
line_41_41 | bus_BSN_041 | bus_BSN_041 | 41 | 41 | 0.045794 | 0.0022897 | 0.011449 | 0 | 800 | 1 | 345000 | FALSE
line_41_41 | bus_BSN_041 | bus_BSN_041 | 41 | 41 | 0.0062343 | 0.00031172 | 0.0015586 | 0 | 800 | 1 | 345000 | FALSE
line_41_41 | bus_BSN_041 | bus_BSN_041 | 41 | 41 | 0.0062343 | 0.00031172 | 0.0015586 | 0 | 800 | 1 | 345000 | FALSE
line_41_41 | bus_BSN_041 | bus_BSN_041 | 41 | 41 | 0.0062232 | 0.00031116 | 0.0015558 | 0 | 800 | 1 | 345000 | FALSE
line_41_41 | bus_BSN_041 | bus_BSN_041 | 41 | 41 | 0.060868 | 0.0030434 | 0.015217 | 0 | 800 | 1 | 345000 | FALSE
line_41_41 | bus_BSN_041 | bus_BSN_041 | 41 | 41 | 0.0094058 | 0.00047029 | 0.0023514 | 0 | 800 | 1 | 345000 | FALSE
line_41_41 | bus_BSN_041 | bus_BSN_041 | 41 | 41 | 0.0094058 | 0.00047029 | 0.0023514 | 0 | 800 | 1 | 345000 | FALSE
line_41_41 | bus_BSN_041 | bus_BSN_041 | 41 | 41 | 0.0084842 | 0.00042421 | 0.0021211 | 0 | 800 | 1 | 345000 | FALSE
line_41_41 | bus_BSN_041 | bus_BSN_041 | 41 | 41 | 0.0084842 | 0.00042421 | 0.0021211 | 0 | 800 | 1 | 345000 | FALSE
line_41_41 | bus_BSN_041 | bus_BSN_041 | 41 | 41 | 0.052393 | 0.0026196 | 0.013098 | 0 | 800 | 1 | 345000 | FALSE
line_41_41 | bus_BSN_041 | bus_BSN_041 | 41 | 41 | 0.032334 | 0.0016167 | 0.0080835 | 0 | 800 | 1 | 345000 | FALSE
line_41_41 | bus_BSN_041 | bus_BSN_041 | 41 | 41 | 0.11177 | 0.0055884 | 0.027942 | 0 | 800 | 1 | 345000 | FALSE
line_41_41 | bus_BSN_041 | bus_BSN_041 | 41 | 41 | 0.029011 | 0.0014505 | 0.0072527 | 0 | 800 | 1 | 345000 | FALSE
line_41_41 | bus_BSN_041 | bus_BSN_041 | 41 | 41 | 0.064906 | 0.0032453 | 0.016226 | 0 | 800 | 1 | 345000 | FALSE
line_41_41 | bus_BSN_041 | bus_BSN_041 | 41 | 41 | 0.041801 | 0.00209 | 0.01045 | 0 | 800 | 1 | 345000 | FALSE
line_41_41 | bus_BSN_041 | bus_BSN_041 | 41 | 41 | 0.060616 | 0.0030308 | 0.015154 | 0 | 800 | 1 | 345000 | FALSE
line_41_41 | bus_BSN_041 | bus_BSN_041 | 41 | 41 | 0.046926 | 0.0023463 | 0.011732 | 0 | 800 | 1 | 345000 | FALSE
line_41_41 | bus_BSN_041 | bus_BSN_041 | 41 | 41 | 0.10533 | 0.0052664 | 0.026332 | 0 | 800 | 1 | 345000 | FALSE
line_41_41 | bus_BSN_041 | bus_BSN_041 | 41 | 41 | 0.040309 | 0.0020154 | 0.010077 | 0 | 800 | 1 | 345000 | FALSE
line_41_41 | bus_BSN_041 | bus_BSN_041 | 41 | 41 | 0.054379 | 0.0027189 | 0.013595 | 0 | 800 | 1 | 345000 | FALSE
line_41_41 | bus_BSN_041 | bus_BSN_041 | 41 | 41 | 0.024775 | 0.0012388 | 0.0061938 | 0 | 800 | 1 | 345000 | FALSE
line_41_41 | bus_BSN_041 | bus_BSN_041 | 41 | 41 | 0.021525 | 0.0010762 | 0.0053812 | 0 | 800 | 1 | 345000 | FALSE
line_41_41 | bus_BSN_041 | bus_BSN_041 | 41 | 41 | 0.026529 | 0.0013265 | 0.0066323 | 0 | 800 | 1 | 345000 | FALSE
line_41_41 | bus_BSN_041 | bus_BSN_041 | 41 | 41 | 0.0079587 | 0.00039794 | 0.0019897 | 0 | 800 | 1 | 345000 | FALSE
line_41_41 | bus_BSN_041 | bus_BSN_041 | 41 | 41 | 0.051282 | 0.0025641 | 0.012821 | 0 | 800 | 1 | 345000 | FALSE
line_41_41 | bus_BSN_041 | bus_BSN_041 | 41 | 41 | 0.026518 | 0.0013259 | 0.0066295 | 0 | 800 | 1 | 345000 | FALSE
line_41_41 | bus_BSN_041 | bus_BSN_041 | 41 | 41 | 0.025386 | 0.0012693 | 0.0063464 | 0 | 800 | 1 | 345000 | FALSE
line_41_41 | bus_BSN_041 | bus_BSN_041 | 41 | 41 | 0.0079587 | 0.00039794 | 0.0019897 | 0 | 800 | 1 | 345000 | FALSE
line_41_41 | bus_BSN_041 | bus_BSN_041 | 41 | 41 | 0.051915 | 0.0025957 | 0.012979 | 0 | 800 | 1 | 345000 | FALSE
line_41_41 | bus_BSN_041 | bus_BSN_041 | 41 | 41 | 0.054379 | 0.0027189 | 0.013595 | 0 | 800 | 1 | 345000 | FALSE
line_41_41 | bus_BSN_041 | bus_BSN_041 | 41 | 41 | 0.058423 | 0.0029212 | 0.014606 | 0 | 800 | 1 | 345000 | FALSE
line_41_41 | bus_BSN_041 | bus_BSN_041 | 41 | 41 | 0.064236 | 0.0032118 | 0.016059 | 0 | 800 | 1 | 345000 | FALSE
line_41_41 | bus_BSN_041 | bus_BSN_041 | 41 | 41 | 0.068021 | 0.0034011 | 0.017005 | 0 | 800 | 1 | 345000 | FALSE
line_41_41 | bus_BSN_041 | bus_BSN_041 | 41 | 41 | 0.079672 | 0.0039836 | 0.019918 | 0 | 800 | 1 | 345000 | FALSE
line_41_41 | bus_BSN_041 | bus_BSN_041 | 41 | 41 | 0.090394 | 0.0045197 | 0.022599 | 0 | 800 | 1 | 345000 | FALSE
line_41_41 | bus_BSN_041 | bus_BSN_041 | 41 | 41 | 0.087963 | 0.0043981 | 0.021991 | 0 | 800 | 1 | 345000 | FALSE
line_41_41 | bus_BSN_041 | bus_BSN_041 | 41 | 41 | 0.012375 | 0.00061877 | 0.0030939 | 0 | 3500 | 1 | 765000 | FALSE
line_41_41 | bus_BSN_041 | bus_BSN_041 | 41 | 41 | 0.054715 | 0.0027358 | 0.013679 | 0 | 3500 | 1 | 765000 | FALSE
line_41_41 | bus_BSN_041 | bus_BSN_041 | 41 | 41 | 0.022662 | 0.0011331 | 0.0056655 | 0 | 3500 | 1 | 765000 | FALSE
line_41_41 | bus_BSN_041 | bus_BSN_041 | 41 | 41 | 0.069502 | 0.0034751 | 0.017376 | 0 | 3500 | 1 | 765000 | FALSE
line_41_41 | bus_BSN_041 | bus_BSN_041 | 41 | 41 | 0.062913 | 0.0031457 | 0.015728 | 0 | 800 | 1 | 345000 | FALSE
line_41_41 | bus_BSN_041 | bus_BSN_041 | 41 | 41 | 0.013786 | 0.0006893 | 0.0034465 | 0 | 800 | 1 | 345000 | FALSE
line_41_41 | bus_BSN_041 | bus_BSN_041 | 41 | 41 | 0.0024096 | 0.00012048 | 0.00060241 | 0 | 800 | 1 | 345000 | FALSE
line_41_41 | bus_BSN_041 | bus_BSN_041 | 41 | 41 | 0.0090762 | 0.00045381 | 0.0022691 | 0 | 800 | 1 | 345000 | FALSE
line_41_41 | bus_BSN_041 | bus_BSN_041 | 41 | 41 | 0.0089094 | 0.00044547 | 0.0022274 | 0 | 800 | 1 | 345000 | FALSE
line_41_41 | bus_BSN_041 | bus_BSN_041 | 41 | 41 | 0.0079765 | 0.00039882 | 0.0019941 | 0 | 800 | 1 | 345000 | FALSE
line_41_41 | bus_BSN_041 | bus_BSN_041 | 41 | 41 | 0.0084201 | 0.00042101 | 0.002105 | 0 | 800 | 1 | 345000 | FALSE
line_41_41 | bus_BSN_041 | bus_BSN_041 | 41 | 41 | 0.024877 | 0.0012439 | 0.0062193 | 0 | 800 | 1 | 345000 | FALSE
line_41_41 | bus_BSN_041 | bus_BSN_041 | 41 | 41 | 0.76397 | 0.038198 | 0.19099 | 0 | 3500 | 1 | 765000 | FALSE
line_41_41 | bus_BSN_041 | bus_BSN_041 | 41 | 41 | 0.022799 | 0.0011399 | 0.0056997 | 0 | 800 | 1 | 345000 | FALSE
line_41_41 | bus_BSN_041 | bus_BSN_041 | 41 | 41 | 0.023067 | 0.0011533 | 0.0057667 | 0 | 800 | 1 | 345000 | FALSE
line_41_41 | bus_BSN_041 | bus_BSN_041 | 41 | 41 | 0.023383 | 0.0011691 | 0.0058457 | 0 | 800 | 1 | 345000 | FALSE
line_74_74 | bus_GBD_074 | bus_GBD_074 | 74 | 74 | 0.023966 | 0.0011983 | 0.0059916 | 0 | 800 | 1 | 345000 | FALSE
line_74_74 | bus_GBD_074 | bus_GBD_074 | 74 | 74 | 0.17758 | 0.0088792 | 0.044396 | 0 | 800 | 1 | 345000 | FALSE
line_0_418 | bus_GWD_000 | GWD_EL | 0 | 418 | 78.2348 | 3.9117 | 19.5587 | 0 | 3500 | 1 | 765000 | TRUE
line_1_419 | bus_GGD_001 | GGD_EL | 1 | 419 | 37.3772 | 1.8689 | 9.3443 | 0 | 3500 | 1 | 765000 | TRUE
line_2_420 | bus_GND_002 | GND_EL | 2 | 420 | 73.283 | 3.6642 | 18.3208 | 0 | 800 | 1 | 345000 | TRUE
line_3_423 | bus_DGU_003 | DGU_EL | 3 | 423 | 11.5681 | 0.5784 | 2.892 | 0 | 150 | 1 | 154000 | TRUE
line_4_424 | bus_DJN_004 | DJN_EL | 4 | 424 | 11.9047 | 0.59524 | 2.9762 | 0 | 800 | 1 | 345000 | TRUE
line_5_434 | bus_CBD_005 | CBD_EL | 5 | 434 | 44.6141 | 2.2307 | 11.1535 | 0 | 800 | 1 | 345000 | TRUE
line_6_419 | bus_GGD_006 | GGD_EL | 6 | 419 | 51.6948 | 2.5847 | 12.9237 | 0 | 150 | 1 | 154000 | TRUE
line_7_419 | bus_GGD_007 | GGD_EL | 7 | 419 | 53.1487 | 2.6574 | 13.2872 | 0 | 800 | 1 | 345000 | TRUE
line_8_433 | bus_CND_008 | CND_EL | 8 | 433 | 17.3945 | 0.86973 | 4.3486 | 0 | 800 | 1 | 345000 | TRUE
line_9_433 | bus_CND_009 | CND_EL | 9 | 433 | 36.8448 | 1.8422 | 9.2112 | 0 | 800 | 1 | 345000 | TRUE
line_10_434 | bus_CBD_010 | CBD_EL | 10 | 434 | 59.68 | 2.984 | 14.92 | 0 | 800 | 1 | 345000 | TRUE
line_11_434 | bus_CBD_011 | CBD_EL | 11 | 434 | 40.2464 | 2.0123 | 10.0616 | 0 | 3500 | 1 | 765000 | TRUE
line_12_433 | bus_CND_012 | CND_EL | 12 | 433 | 22.7174 | 1.1359 | 5.6793 | 0 | 3500 | 1 | 765000 | TRUE
line_13_418 | bus_GWD_013 | GWD_EL | 13 | 418 | 61.4134 | 3.0707 | 15.3534 | 0 | 150 | 1 | 154000 | TRUE
line_14_418 | bus_GWD_014 | GWD_EL | 14 | 418 | 52.4517 | 2.6226 | 13.1129 | 0 | 150 | 1 | 154000 | TRUE
line_15_433 | bus_CND_015 | CND_EL | 15 | 433 | 23.9783 | 1.1989 | 5.9946 | 0 | 800 | 1 | 345000 | TRUE
line_16_433 | bus_CND_016 | CND_EL | 16 | 433 | 41.1807 | 2.059 | 10.2952 | 0 | 800 | 1 | 345000 | TRUE
line_17_433 | bus_CND_017 | CND_EL | 17 | 433 | 12.9785 | 0.64893 | 3.2446 | 0 | 150 | 1 | 154000 | TRUE
line_18_433 | bus_CND_018 | CND_EL | 18 | 433 | 32.6168 | 1.6308 | 8.1542 | 0 | 150 | 1 | 154000 | TRUE
line_19_433 | bus_CND_019 | CND_EL | 19 | 433 | 47.1617 | 2.3581 | 11.7904 | 0 | 150 | 1 | 154000 | TRUE
line_20_433 | bus_CND_020 | CND_EL | 20 | 433 | 26.0376 | 1.3019 | 6.5094 | 0 | 150 | 1 | 154000 | TRUE
line_21_419 | bus_GGD_021 | GGD_EL | 21 | 419 | 42.0428 | 2.1021 | 10.5107 | 0 | 3500 | 1 | 765000 | TRUE
line_22_419 | bus_GGD_022 | GGD_EL | 22 | 419 | 73.3306 | 3.6665 | 18.3327 | 0 | 150 | 1 | 154000 | TRUE
line_23_419 | bus_GGD_023 | GGD_EL | 23 | 419 | 58.5247 | 2.9262 | 14.6312 | 0 | 800 | 1 | 345000 | TRUE
line_24_427 | bus_SJN_024 | SJN_EL | 24 | 427 | 15.259 | 0.76295 | 3.8148 | 0 | 150 | 1 | 154000 | TRUE
line_25_433 | bus_CND_025 | CND_EL | 25 | 433 | 41.2278 | 2.0614 | 10.307 | 0 | 150 | 1 | 154000 | TRUE
line_26_433 | bus_CND_026 | CND_EL | 26 | 433 | 55.5587 | 2.7779 | 13.8897 | 0 | 150 | 1 | 154000 | TRUE
line_27_434 | bus_CBD_027 | CBD_EL | 27 | 434 | 36.2869 | 1.8143 | 9.0717 | 0 | 800 | 1 | 345000 | TRUE
line_28_419 | bus_GGD_028 | GGD_EL | 28 | 419 | 67.3775 | 3.3689 | 16.8444 | 0 | 800 | 1 | 345000 | TRUE
line_29_419 | bus_GGD_029 | GGD_EL | 29 | 419 | 63.299 | 3.1649 | 15.8247 | 0 | 150 | 1 | 154000 | TRUE
line_30_419 | bus_GGD_030 | GGD_EL | 30 | 419 | 51.6275 | 2.5814 | 12.9069 | 0 | 800 | 1 | 345000 | TRUE
line_31_419 | bus_GGD_031 | GGD_EL | 31 | 419 | 47.9884 | 2.3994 | 11.9971 | 0 | 150 | 1 | 154000 | TRUE
line_32_419 | bus_GGD_032 | GGD_EL | 32 | 419 | 297.8825 | 14.8941 | 74.4706 | 0 | 800 | 1 | 345000 | TRUE
line_33_421 | bus_GBD_033 | GBD_EL | 33 | 421 | 99.5231 | 4.9762 | 24.8808 | 0 | 800 | 1 | 345000 | TRUE
line_34_421 | bus_GBD_034 | GBD_EL | 34 | 421 | 67.7848 | 3.3892 | 16.9462 | 0 | 800 | 1 | 345000 | TRUE
line_35_421 | bus_GBD_035 | GBD_EL | 35 | 421 | 89.2642 | 4.4632 | 22.3161 | 0 | 800 | 1 | 345000 | TRUE
line_36_428 | bus_USN_036 | USN_EL | 36 | 428 | 11.9274 | 0.59637 | 2.9818 | 0 | 800 | 1 | 345000 | TRUE
line_37_421 | bus_GBD_037 | GBD_EL | 37 | 421 | 85.9747 | 4.2987 | 21.4937 | 0 | 800 | 1 | 345000 | TRUE
line_38_428 | bus_USN_038 | USN_EL | 38 | 428 | 14.4921 | 0.7246 | 3.623 | 0 | 800 | 1 | 345000 | TRUE
line_39_428 | bus_USN_039 | USN_EL | 39 | 428 | 16.504 | 0.8252 | 4.126 | 0 | 800 | 1 | 345000 | TRUE
line_40_425 | bus_BSN_040 | BSN_EL | 40 | 425 | 4.1256 | 0.20628 | 1.0314 | 0 | 800 | 1 | 345000 | TRUE
line_41_425 | bus_BSN_041 | BSN_EL | 41 | 425 | 18.5144 | 0.92572 | 4.6286 | 0 | 3500 | 1 | 765000 | TRUE
line_42_430 | bus_JND_042 | JND_EL | 42 | 430 | 74.6263 | 3.7313 | 18.6566 | 0 | 1000 | 1 | 380000 | TRUE
line_43_422 | bus_GWJ_043 | GWJ_EL | 43 | 422 | 13.0993 | 0.65497 | 3.2748 | 0 | 800 | 1 | 345000 | TRUE
line_44_431 | bus_JBD_044 | JBD_EL | 44 | 431 | 37.0973 | 1.8549 | 9.2743 | 0 | 800 | 1 | 345000 | TRUE
line_45_430 | bus_JND_045 | JND_EL | 45 | 430 | 67.4089 | 3.3704 | 16.8522 | 0 | 150 | 1 | 154000 | TRUE
line_46_430 | bus_JND_046 | JND_EL | 46 | 430 | 59.5417 | 2.9771 | 14.8854 | 0 | 150 | 1 | 154000 | TRUE
line_47_421 | bus_GBD_047 | GBD_EL | 47 | 421 | 112.7198 | 5.636 | 28.1799 | 0 | 3500 | 1 | 765000 | TRUE
line_48_418 | bus_GWD_048 | GWD_EL | 48 | 418 | 117.8473 | 5.8924 | 29.4618 | 0 | 800 | 1 | 345000 | TRUE
line_49_421 | bus_GBD_049 | GBD_EL | 49 | 421 | 59.6363 | 2.9818 | 14.9091 | 0 | 800 | 1 | 345000 | TRUE
line_50_424 | bus_DJN_050 | DJN_EL | 50 | 424 | 3.8971 | 0.19485 | 0.97427 | 0 | 150 | 1 | 154000 | TRUE
line_51_424 | bus_DJN_051 | DJN_EL | 51 | 424 | 4.4753 | 0.22376 | 1.1188 | 0 | 150 | 1 | 154000 | TRUE
line_52_433 | bus_CND_052 | CND_EL | 52 | 433 | 34.9547 | 1.7477 | 8.7387 | 0 | 150 | 1 | 154000 | TRUE
line_53_431 | bus_JBD_053 | JBD_EL | 53 | 431 | 36.1487 | 1.8074 | 9.0372 | 0 | 800 | 1 | 345000 | TRUE
line_54_433 | bus_CND_054 | CND_EL | 54 | 433 | 90.2728 | 4.5136 | 22.5682 | 0 | 150 | 1 | 154000 | TRUE
line_55_418 | bus_GWD_055 | GWD_EL | 55 | 418 | 43.2564 | 2.1628 | 10.8141 | 0 | 800 | 1 | 345000 | TRUE
line_56_418 | bus_GWD_056 | GWD_EL | 56 | 418 | 59.6064 | 2.9803 | 14.9016 | 0 | 800 | 1 | 345000 | TRUE
line_57_433 | bus_CND_057 | CND_EL | 57 | 433 | 55.9583 | 2.7979 | 13.9896 | 0 | 3500 | 1 | 765000 | TRUE
line_58_429 | bus_ICN_058 | ICN_EL | 58 | 429 | 31.2164 | 1.5608 | 7.8041 | 0 | 800 | 1 | 345000 | TRUE
line_59_419 | bus_GGD_059 | GGD_EL | 59 | 419 | 73.6723 | 3.6836 | 18.4181 | 0 | 800 | 1 | 345000 | TRUE
line_60_418 | bus_GWD_060 | GWD_EL | 60 | 418 | 62.4187 | 3.1209 | 15.6047 | 0 | 150 | 1 | 154000 | TRUE
line_61_418 | bus_GWD_061 | GWD_EL | 61 | 418 | 80.8126 | 4.0406 | 20.2031 | 0 | 150 | 1 | 154000 | TRUE
line_62_425 | bus_BSN_062 | BSN_EL | 62 | 425 | 12.985 | 0.64925 | 3.2463 | 0 | 800 | 1 | 345000 | TRUE
line_63_420 | bus_GND_063 | GND_EL | 63 | 420 | 71.9347 | 3.5967 | 17.9837 | 0 | 150 | 1 | 154000 | TRUE
line_64_419 | bus_GGD_064 | GGD_EL | 64 | 419 | 50.1492 | 2.5075 | 12.5373 | 0 | 800 | 1 | 345000 | TRUE
line_65_434 | bus_CBD_065 | CBD_EL | 65 | 434 | 36.0366 | 1.8018 | 9.0091 | 0 | 150 | 1 | 154000 | TRUE
line_66_419 | bus_GGD_066 | GGD_EL | 66 | 419 | 57.3917 | 2.8696 | 14.3479 | 0 | 150 | 1 | 154000 | TRUE
line_67_434 | bus_CBD_067 | CBD_EL | 67 | 434 | 31.4498 | 1.5725 | 7.8625 | 0 | 150 | 1 | 154000 | TRUE
line_68_426 | bus_SEL_068 | SEL_EL | 68 | 426 | 1 | 0.05 | 0.25 | 0 | 800 | 1 | 345000 | TRUE
line_69_418 | bus_GWD_069 | GWD_EL | 69 | 418 | 52.0635 | 2.6032 | 13.0159 | 0 | 150 | 1 | 154000 | TRUE
line_70_418 | bus_GWD_070 | GWD_EL | 70 | 418 | 51.448 | 2.5724 | 12.862 | 0 | 150 | 1 | 154000 | TRUE
line_71_434 | bus_CBD_071 | CBD_EL | 71 | 434 | 37.6273 | 1.8814 | 9.4068 | 0 | 150 | 1 | 154000 | TRUE
line_72_433 | bus_CND_072 | CND_EL | 72 | 433 | 56.809 | 2.8405 | 14.2023 | 0 | 150 | 1 | 154000 | TRUE
line_73_421 | bus_GBD_073 | GBD_EL | 73 | 421 | 56.5647 | 2.8282 | 14.1412 | 0 | 800 | 1 | 345000 | TRUE
line_74_421 | bus_GBD_074 | GBD_EL | 74 | 421 | 59.2989 | 2.9649 | 14.8247 | 0 | 800 | 1 | 345000 | TRUE
line_75_420 | bus_GND_075 | GND_EL | 75 | 420 | 58.118 | 2.9059 | 14.5295 | 0 | 150 | 1 | 154000 | TRUE
line_76_420 | bus_GND_076 | GND_EL | 76 | 420 | 51.0586 | 2.5529 | 12.7646 | 0 | 150 | 1 | 154000 | TRUE
line_77_430 | bus_JND_077 | JND_EL | 77 | 430 | 24.1359 | 1.2068 | 6.034 | 0 | 800 | 1 | 345000 | TRUE
line_78_430 | bus_JND_078 | JND_EL | 78 | 430 | 58.871 | 2.9436 | 14.7178 | 0 | 150 | 1 | 154000 | TRUE
line_79_420 | bus_GND_079 | GND_EL | 79 | 420 | 90.8907 | 4.5445 | 22.7227 | 0 | 800 | 1 | 345000 | TRUE
line_80_431 | bus_JBD_080 | JBD_EL | 80 | 431 | 11.2057 | 0.56028 | 2.8014 | 0 | 800 | 1 | 345000 | TRUE
line_81_432 | bus_JJD_081 | JJD_EL | 81 | 432 | 8.6997 | 0.43499 | 2.1749 | 0 | 150 | 1 | 154000 | TRUE
line_82_432 | bus_JJD_082 | JJD_EL | 82 | 432 | 20.0219 | 1.0011 | 5.0055 | 0 | 150 | 1 | 154000 | TRUE
line_83_432 | bus_JJD_083 | JJD_EL | 83 | 432 | 29.6804 | 1.484 | 7.4201 | 0 | 150 | 1 | 154000 | TRUE
line_84_432 | bus_JJD_084 | JJD_EL | 84 | 432 | 13.535 | 0.67675 | 3.3838 | 0 | 150 | 1 | 154000 | TRUE
line_85_432 | bus_JJD_085 | JJD_EL | 85 | 432 | 12.4005 | 0.62003 | 3.1001 | 0 | 200 | 1 | 180000 | TRUE
line_86_432 | bus_JJD_086 | JJD_EL | 86 | 432 | 15.3302 | 0.76651 | 3.8326 | 0 | 150 | 1 | 154000 | TRUE
line_87_432 | bus_JJD_087 | JJD_EL | 87 | 432 | 27.903 | 1.3951 | 6.9757 | 0 | 150 | 1 | 154000 | TRUE
line_88_432 | bus_JJD_088 | JJD_EL | 88 | 432 | 17.2243 | 0.86121 | 4.3061 | 0 | 150 | 1 | 154000 | TRUE
line_89_432 | bus_JJD_089 | JJD_EL | 89 | 432 | 13.2471 | 0.66235 | 3.3118 | 0 | 400 | 1 | 250000 | TRUE
line_90_432 | bus_JJD_090 | JJD_EL | 90 | 432 | 10.7136 | 0.53568 | 2.6784 | 0 | 150 | 1 | 154000 | TRUE
line_91_432 | bus_JJD_091 | JJD_EL | 91 | 432 | 35.1433 | 1.7572 | 8.7858 | 0 | 150 | 1 | 154000 | TRUE
line_92_421 | bus_GBD_092 | GBD_EL | 92 | 421 | 44.6422 | 2.2321 | 11.1605 | 0 | 800 | 1 | 345000 | TRUE
line_93_421 | bus_GBD_093 | GBD_EL | 93 | 421 | 61.1177 | 3.0559 | 15.2794 | 0 | 800 | 1 | 345000 | TRUE
line_94_421 | bus_GBD_094 | GBD_EL | 94 | 421 | 69.6201 | 3.481 | 17.405 | 0 | 150 | 1 | 154000 | TRUE
line_95_421 | bus_GBD_095 | GBD_EL | 95 | 421 | 42.0286 | 2.1014 | 10.5071 | 0 | 800 | 1 | 345000 | TRUE
line_96_421 | bus_GBD_096 | GBD_EL | 96 | 421 | 65.0827 | 3.2541 | 16.2707 | 0 | 150 | 1 | 154000 | TRUE
line_97_421 | bus_GBD_097 | GBD_EL | 97 | 421 | 72.9571 | 3.6479 | 18.2393 | 0 | 800 | 1 | 345000 | TRUE
line_98_434 | bus_CBD_098 | CBD_EL | 98 | 434 | 73.6556 | 3.6828 | 18.4139 | 0 | 800 | 1 | 345000 | TRUE
line_99_421 | bus_GBD_099 | GBD_EL | 99 | 421 | 72.8874 | 3.6444 | 18.2218 | 0 | 800 | 1 | 345000 | TRUE
line_100_424 | bus_DJN_100 | DJN_EL | 100 | 424 | 8.7647 | 0.43824 | 2.1912 | 0 | 150 | 1 | 154000 | TRUE
line_101_433 | bus_CND_101 | CND_EL | 101 | 433 | 68.215 | 3.4108 | 17.0538 | 0 | 800 | 1 | 345000 | TRUE
line_102_421 | bus_GBD_102 | GBD_EL | 102 | 421 | 58.277 | 2.9138 | 14.5692 | 0 | 800 | 1 | 345000 | TRUE
line_103_433 | bus_CND_103 | CND_EL | 103 | 433 | 61.1737 | 3.0587 | 15.2934 | 0 | 150 | 1 | 154000 | TRUE
line_104_431 | bus_JBD_104 | JBD_EL | 104 | 431 | 12.8278 | 0.64139 | 3.2069 | 0 | 800 | 1 | 345000 | TRUE
line_105_421 | bus_GBD_105 | GBD_EL | 105 | 421 | 58.9855 | 2.9493 | 14.7464 | 0 | 800 | 1 | 345000 | TRUE
line_106_421 | bus_GBD_106 | GBD_EL | 106 | 421 | 54.411 | 2.7205 | 13.6027 | 0 | 800 | 1 | 345000 | TRUE
line_107_428 | bus_USN_107 | USN_EL | 107 | 428 | 4.1681 | 0.2084 | 1.042 | 0 | 150 | 1 | 154000 | TRUE
line_108_428 | bus_USN_108 | USN_EL | 108 | 428 | 10.1383 | 0.50692 | 2.5346 | 0 | 800 | 1 | 345000 | TRUE
line_109_428 | bus_USN_109 | USN_EL | 109 | 428 | 17.3456 | 0.86728 | 4.3364 | 0 | 150 | 1 | 154000 | TRUE
line_110_421 | bus_GBD_110 | GBD_EL | 110 | 421 | 38.7617 | 1.9381 | 9.6904 | 0 | 150 | 1 | 154000 | TRUE
line_111_420 | bus_GND_111 | GND_EL | 111 | 420 | 27.9866 | 1.3993 | 6.9967 | 0 | 800 | 1 | 345000 | TRUE
line_112_421 | bus_GBD_112 | GBD_EL | 112 | 421 | 63.7526 | 3.1876 | 15.9381 | 0 | 800 | 1 | 345000 | TRUE
line_113_421 | bus_GBD_113 | GBD_EL | 113 | 421 | 72.3157 | 3.6158 | 18.0789 | 0 | 150 | 1 | 154000 | TRUE
line_114_421 | bus_GBD_114 | GBD_EL | 114 | 421 | 43.1993 | 2.16 | 10.7998 | 0 | 800 | 1 | 345000 | TRUE
line_115_421 | bus_GBD_115 | GBD_EL | 115 | 421 | 77.7825 | 3.8891 | 19.4456 | 0 | 150 | 1 | 154000 | TRUE
line_116_434 | bus_CBD_116 | CBD_EL | 116 | 434 | 39.1101 | 1.9555 | 9.7775 | 0 | 800 | 1 | 345000 | TRUE
line_117_421 | bus_GBD_117 | GBD_EL | 117 | 421 | 52.2314 | 2.6116 | 13.0578 | 0 | 150 | 1 | 154000 | TRUE
line_118_420 | bus_GND_118 | GND_EL | 118 | 420 | 40.9551 | 2.0478 | 10.2388 | 0 | 150 | 1 | 154000 | TRUE
line_119_431 | bus_JBD_119 | JBD_EL | 119 | 431 | 50.4431 | 2.5222 | 12.6108 | 0 | 800 | 1 | 345000 | TRUE
line_120_430 | bus_JND_120 | JND_EL | 120 | 430 | 12.5714 | 0.62857 | 3.1428 | 0 | 800 | 1 | 345000 | TRUE
line_121_431 | bus_JBD_121 | JBD_EL | 121 | 431 | 37.8772 | 1.8939 | 9.4693 | 0 | 150 | 1 | 154000 | TRUE
line_122_431 | bus_JBD_122 | JBD_EL | 122 | 431 | 45.1712 | 2.2586 | 11.2928 | 0 | 150 | 1 | 154000 | TRUE
line_123_420 | bus_GND_123 | GND_EL | 123 | 420 | 16.6047 | 0.83023 | 4.1512 | 0 | 800 | 1 | 345000 | TRUE
line_124_420 | bus_GND_124 | GND_EL | 124 | 420 | 47.3657 | 2.3683 | 11.8414 | 0 | 800 | 1 | 345000 | TRUE
line_125_420 | bus_GND_125 | GND_EL | 125 | 420 | 38.9811 | 1.9491 | 9.7453 | 0 | 150 | 1 | 154000 | TRUE
line_126_420 | bus_GND_126 | GND_EL | 126 | 420 | 48.293 | 2.4147 | 12.0733 | 0 | 800 | 1 | 345000 | TRUE
line_127_420 | bus_GND_127 | GND_EL | 127 | 420 | 34.2905 | 1.7145 | 8.5726 | 0 | 800 | 1 | 345000 | TRUE
line_128_420 | bus_GND_128 | GND_EL | 128 | 420 | 23.6956 | 1.1848 | 5.9239 | 0 | 150 | 1 | 154000 | TRUE
line_129_420 | bus_GND_129 | GND_EL | 129 | 420 | 58.3111 | 2.9156 | 14.5778 | 0 | 150 | 1 | 154000 | TRUE
line_130_420 | bus_GND_130 | GND_EL | 130 | 420 | 70.4358 | 3.5218 | 17.6089 | 0 | 800 | 1 | 345000 | TRUE
line_131_420 | bus_GND_131 | GND_EL | 131 | 420 | 58.5936 | 2.9297 | 14.6484 | 0 | 150 | 1 | 154000 | TRUE
line_132_430 | bus_JND_132 | JND_EL | 132 | 430 | 76.5987 | 3.8299 | 19.1497 | 0 | 800 | 1 | 345000 | TRUE
line_133_422 | bus_GWJ_133 | GWJ_EL | 133 | 422 | 12.2909 | 0.61455 | 3.0727 | 0 | 150 | 1 | 154000 | TRUE
line_134_430 | bus_JND_134 | JND_EL | 134 | 430 | 86.6034 | 4.3302 | 21.6509 | 0 | 800 | 1 | 345000 | TRUE
line_135_433 | bus_CND_135 | CND_EL | 135 | 433 | 23.373 | 1.1687 | 5.8433 | 0 | 150 | 1 | 154000 | TRUE
line_136_430 | bus_JND_136 | JND_EL | 136 | 430 | 77.7128 | 3.8856 | 19.4282 | 0 | 800 | 1 | 345000 | TRUE
line_137_430 | bus_JND_137 | JND_EL | 137 | 430 | 68.0193 | 3.401 | 17.0048 | 0 | 150 | 1 | 154000 | TRUE
line_138_434 | bus_CBD_138 | CBD_EL | 138 | 434 | 56.2756 | 2.8138 | 14.0689 | 0 | 150 | 1 | 154000 | TRUE
line_139_421 | bus_GBD_139 | GBD_EL | 139 | 421 | 70.6011 | 3.5301 | 17.6503 | 0 | 150 | 1 | 154000 | TRUE
line_140_433 | bus_CND_140 | CND_EL | 140 | 433 | 44.5046 | 2.2252 | 11.1261 | 0 | 150 | 1 | 154000 | TRUE
line_141_427 | bus_SJN_141 | SJN_EL | 141 | 427 | 16.9143 | 0.84571 | 4.2286 | 0 | 150 | 1 | 154000 | TRUE
line_142_430 | bus_JND_142 | JND_EL | 142 | 430 | 94.4649 | 4.7232 | 23.6162 | 0 | 800 | 1 | 345000 | TRUE
line_143_430 | bus_JND_143 | JND_EL | 143 | 430 | 48.8864 | 2.4443 | 12.2216 | 0 | 150 | 1 | 154000 | TRUE
line_144_431 | bus_JBD_144 | JBD_EL | 144 | 431 | 54.8879 | 2.7444 | 13.722 | 0 | 800 | 1 | 345000 | TRUE
line_145_420 | bus_GND_145 | GND_EL | 145 | 420 | 71.6803 | 3.584 | 17.9201 | 0 | 150 | 1 | 154000 | TRUE
line_146_430 | bus_JND_146 | JND_EL | 146 | 430 | 92.4085 | 4.6204 | 23.1021 | 0 | 150 | 1 | 154000 | TRUE
line_147_430 | bus_JND_147 | JND_EL | 147 | 430 | 99.298 | 4.9649 | 24.8245 | 0 | 800 | 1 | 345000 | TRUE
line_148_420 | bus_GND_148 | GND_EL | 148 | 420 | 64.8799 | 3.244 | 16.22 | 0 | 150 | 1 | 154000 | TRUE
line_149_420 | bus_GND_149 | GND_EL | 149 | 420 | 19.2863 | 0.96432 | 4.8216 | 0 | 150 | 1 | 154000 | TRUE
line_150_420 | bus_GND_150 | GND_EL | 150 | 420 | 10.86 | 0.543 | 2.715 | 0 | 150 | 1 | 154000 | TRUE
line_151_420 | bus_GND_151 | GND_EL | 151 | 420 | 35.6858 | 1.7843 | 8.9215 | 0 | 150 | 1 | 154000 | TRUE
line_152_419 | bus_GGD_152 | GGD_EL | 152 | 419 | 20.3626 | 1.0181 | 5.0907 | 0 | 150 | 1 | 154000 | TRUE
line_153_419 | bus_GGD_153 | GGD_EL | 153 | 419 | 53.269 | 2.6635 | 13.3173 | 0 | 800 | 1 | 345000 | TRUE
line_154_434 | bus_CBD_154 | CBD_EL | 154 | 434 | 44.4902 | 2.2245 | 11.1226 | 0 | 150 | 1 | 154000 | TRUE
line_155_434 | bus_CBD_155 | CBD_EL | 155 | 434 | 36.8112 | 1.8406 | 9.2028 | 0 | 150 | 1 | 154000 | TRUE
line_156_434 | bus_CBD_156 | CBD_EL | 156 | 434 | 44.9876 | 2.2494 | 11.2469 | 0 | 150 | 1 | 154000 | TRUE
line_157_433 | bus_CND_157 | CND_EL | 157 | 433 | 18.4805 | 0.92402 | 4.6201 | 0 | 800 | 1 | 345000 | TRUE
line_158_433 | bus_CND_158 | CND_EL | 158 | 433 | 33.6665 | 1.6833 | 8.4166 | 0 | 800 | 1 | 345000 | TRUE
line_159_433 | bus_CND_159 | CND_EL | 159 | 433 | 42.8377 | 2.1419 | 10.7094 | 0 | 800 | 1 | 345000 | TRUE
line_160_419 | bus_GGD_160 | GGD_EL | 160 | 419 | 54.673 | 2.7337 | 13.6683 | 0 | 800 | 1 | 345000 | TRUE
line_161_434 | bus_CBD_161 | CBD_EL | 161 | 434 | 69.2361 | 3.4618 | 17.309 | 0 | 800 | 1 | 345000 | TRUE
line_162_433 | bus_CND_162 | CND_EL | 162 | 433 | 52.9704 | 2.6485 | 13.2426 | 0 | 150 | 1 | 154000 | TRUE
line_163_433 | bus_CND_163 | CND_EL | 163 | 433 | 61.2001 | 3.06 | 15.3 | 0 | 150 | 1 | 154000 | TRUE
line_164_421 | bus_GBD_164 | GBD_EL | 164 | 421 | 258.1061 | 12.9053 | 64.5265 | 0 | 150 | 1 | 154000 | TRUE
line_165_419 | bus_GGD_165 | GGD_EL | 165 | 419 | 36.6279 | 1.8314 | 9.157 | 0 | 150 | 1 | 154000 | TRUE
line_166_419 | bus_GGD_166 | GGD_EL | 166 | 419 | 43.1598 | 2.158 | 10.79 | 0 | 150 | 1 | 154000 | TRUE
line_167_419 | bus_GGD_167 | GGD_EL | 167 | 419 | 23.5181 | 1.1759 | 5.8795 | 0 | 150 | 1 | 154000 | TRUE
line_168_419 | bus_GGD_168 | GGD_EL | 168 | 419 | 35.2323 | 1.7616 | 8.8081 | 0 | 800 | 1 | 345000 | TRUE
line_169_421 | bus_GBD_169 | GBD_EL | 169 | 421 | 37.4934 | 1.8747 | 9.3733 | 0 | 150 | 1 | 154000 | TRUE
line_170_418 | bus_GWD_170 | GWD_EL | 170 | 418 | 129.9766 | 6.4988 | 32.4942 | 0 | 150 | 1 | 154000 | TRUE
line_171_418 | bus_GWD_171 | GWD_EL | 171 | 418 | 81.5614 | 4.0781 | 20.3904 | 0 | 800 | 1 | 345000 | TRUE
line_172_418 | bus_GWD_172 | GWD_EL | 172 | 418 | 66.9443 | 3.3472 | 16.7361 | 0 | 150 | 1 | 154000 | TRUE
line_173_419 | bus_GGD_173 | GGD_EL | 173 | 419 | 36.6726 | 1.8336 | 9.1681 | 0 | 150 | 1 | 154000 | TRUE
line_174_419 | bus_GGD_174 | GGD_EL | 174 | 419 | 30.6559 | 1.5328 | 7.664 | 0 | 150 | 1 | 154000 | TRUE
line_175_418 | bus_GWD_175 | GWD_EL | 175 | 418 | 84.5642 | 4.2282 | 21.141 | 0 | 800 | 1 | 345000 | TRUE
line_176_418 | bus_GWD_176 | GWD_EL | 176 | 418 | 102.424 | 5.1212 | 25.606 | 0 | 800 | 1 | 345000 | TRUE
line_177_418 | bus_GWD_177 | GWD_EL | 177 | 418 | 96.6006 | 4.83 | 24.1502 | 0 | 800 | 1 | 345000 | TRUE
line_178_419 | bus_GGD_178 | GGD_EL | 178 | 419 | 41.1998 | 2.06 | 10.3 | 0 | 150 | 1 | 154000 | TRUE
line_179_429 | bus_ICN_179 | ICN_EL | 179 | 429 | 22.6285 | 1.1314 | 5.6571 | 0 | 150 | 1 | 154000 | TRUE
line_180_420 | bus_GND_180 | GND_EL | 180 | 420 | 42.5385 | 2.1269 | 10.6346 | 0 | 3500 | 1 | 765000 | TRUE
line_181_420 | bus_GND_181 | GND_EL | 181 | 420 | 21.4528 | 1.0726 | 5.3632 | 0 | 150 | 1 | 154000 | TRUE
line_182_420 | bus_GND_182 | GND_EL | 182 | 420 | 16.285 | 0.81425 | 4.0712 | 0 | 150 | 1 | 154000 | TRUE
line_183_423 | bus_DGU_183 | DGU_EL | 183 | 423 | 26.8797 | 1.344 | 6.7199 | 0 | 150 | 1 | 154000 | TRUE
line_184_420 | bus_GND_184 | GND_EL | 184 | 420 | 26.5737 | 1.3287 | 6.6434 | 0 | 150 | 1 | 154000 | TRUE
line_185_420 | bus_GND_185 | GND_EL | 185 | 420 | 31.3345 | 1.5667 | 7.8336 | 0 | 150 | 1 | 154000 | TRUE
line_186_418 | bus_GWD_186 | GWD_EL | 186 | 418 | 93.1899 | 4.6595 | 23.2975 | 0 | 800 | 1 | 345000 | TRUE
line_187_419 | bus_GGD_187 | GGD_EL | 187 | 419 | 46.1663 | 2.3083 | 11.5416 | 0 | 800 | 1 | 345000 | TRUE
line_188_418 | bus_GWD_188 | GWD_EL | 188 | 418 | 71.5015 | 3.5751 | 17.8754 | 0 | 150 | 1 | 154000 | TRUE
line_189_419 | bus_GGD_189 | GGD_EL | 189 | 419 | 55.6408 | 2.782 | 13.9102 | 0 | 800 | 1 | 345000 | TRUE
line_190_425 | bus_BSN_190 | BSN_EL | 190 | 425 | 13.877 | 0.69385 | 3.4693 | 0 | 150 | 1 | 154000 | TRUE
line_191_431 | bus_JBD_191 | JBD_EL | 191 | 431 | 13.6161 | 0.68081 | 3.404 | 0 | 150 | 1 | 154000 | TRUE
line_192_421 | bus_GBD_192 | GBD_EL | 192 | 421 | 40.5142 | 2.0257 | 10.1285 | 0 | 800 | 1 | 345000 | TRUE
line_193_418 | bus_GWD_193 | GWD_EL | 193 | 418 | 54.5637 | 2.7282 | 13.6409 | 0 | 150 | 1 | 154000 | TRUE
line_194_418 | bus_GWD_194 | GWD_EL | 194 | 418 | 32.8875 | 1.6444 | 8.2219 | 0 | 150 | 1 | 154000 | TRUE
line_195_419 | bus_GGD_195 | GGD_EL | 195 | 419 | 44.9957 | 2.2498 | 11.2489 | 0 | 150 | 1 | 154000 | TRUE
line_196_418 | bus_GWD_196 | GWD_EL | 196 | 418 | 77.3741 | 3.8687 | 19.3435 | 0 | 150 | 1 | 154000 | TRUE
line_197_420 | bus_GND_197 | GND_EL | 197 | 420 | 47.9998 | 2.4 | 11.9999 | 0 | 150 | 1 | 154000 | TRUE
line_198_421 | bus_GBD_198 | GBD_EL | 198 | 421 | 86.4476 | 4.3224 | 21.6119 | 0 | 150 | 1 | 154000 | TRUE
line_199_420 | bus_GND_199 | GND_EL | 199 | 420 | 69.1028 | 3.4551 | 17.2757 | 0 | 150 | 1 | 154000 | TRUE
line_200_420 | bus_GND_200 | GND_EL | 200 | 420 | 70.6559 | 3.5328 | 17.664 | 0 | 150 | 1 | 154000 | TRUE
line_201_420 | bus_GND_201 | GND_EL | 201 | 420 | 66.5774 | 3.3289 | 16.6443 | 0 | 150 | 1 | 154000 | TRUE
line_202_420 | bus_GND_202 | GND_EL | 202 | 420 | 34.7377 | 1.7369 | 8.6844 | 0 | 150 | 1 | 154000 | TRUE
line_203_421 | bus_GBD_203 | GBD_EL | 203 | 421 | 73.1947 | 3.6597 | 18.2987 | 0 | 150 | 1 | 154000 | TRUE
line_204_430 | bus_JND_204 | JND_EL | 204 | 430 | 64.514 | 3.2257 | 16.1285 | 0 | 200 | 1 | 180000 | TRUE
line_205_421 | bus_GBD_205 | GBD_EL | 205 | 421 | 68.3087 | 3.4154 | 17.0772 | 0 | 150 | 1 | 154000 | TRUE
line_206_430 | bus_JND_206 | JND_EL | 206 | 430 | 63.974 | 3.1987 | 15.9935 | 0 | 150 | 1 | 154000 | TRUE
line_207_430 | bus_JND_207 | JND_EL | 207 | 430 | 26.6436 | 1.3322 | 6.6609 | 0 | 150 | 1 | 154000 | TRUE
line_208_421 | bus_GBD_208 | GBD_EL | 208 | 421 | 33.0061 | 1.6503 | 8.2515 | 0 | 150 | 1 | 154000 | TRUE
line_209_430 | bus_JND_209 | JND_EL | 209 | 430 | 46.8689 | 2.3434 | 11.7172 | 0 | 150 | 1 | 154000 | TRUE
line_210_419 | bus_GGD_210 | GGD_EL | 210 | 419 | 36.2426 | 1.8121 | 9.0606 | 0 | 150 | 1 | 154000 | TRUE
line_211_430 | bus_JND_211 | JND_EL | 211 | 430 | 38.6361 | 1.9318 | 9.659 | 0 | 150 | 1 | 154000 | TRUE
line_212_422 | bus_GWJ_212 | GWJ_EL | 212 | 422 | 7.2067 | 0.36034 | 1.8017 | 0 | 150 | 1 | 154000 | TRUE
line_213_421 | bus_GBD_213 | GBD_EL | 213 | 421 | 69.5678 | 3.4784 | 17.3919 | 0 | 150 | 1 | 154000 | TRUE
line_214_421 | bus_GBD_214 | GBD_EL | 214 | 421 | 65.1699 | 3.2585 | 16.2925 | 0 | 800 | 1 | 345000 | TRUE
line_215_434 | bus_CBD_215 | CBD_EL | 215 | 434 | 26.3865 | 1.3193 | 6.5966 | 0 | 800 | 1 | 345000 | TRUE
line_216_434 | bus_CBD_216 | CBD_EL | 216 | 434 | 25.3474 | 1.2674 | 6.3369 | 0 | 150 | 1 | 154000 | TRUE
line_217_434 | bus_CBD_217 | CBD_EL | 217 | 434 | 16.872 | 0.8436 | 4.218 | 0 | 150 | 1 | 154000 | TRUE
line_218_434 | bus_CBD_218 | CBD_EL | 218 | 434 | 15.6076 | 0.78038 | 3.9019 | 0 | 150 | 1 | 154000 | TRUE
line_219_434 | bus_CBD_219 | CBD_EL | 219 | 434 | 7.6161 | 0.3808 | 1.904 | 0 | 150 | 1 | 154000 | TRUE
line_220_430 | bus_JND_220 | JND_EL | 220 | 430 | 11.1885 | 0.55943 | 2.7971 | 0 | 150 | 1 | 154000 | TRUE
line_221_430 | bus_JND_221 | JND_EL | 221 | 430 | 16.7101 | 0.8355 | 4.1775 | 0 | 150 | 1 | 154000 | TRUE
line_222_434 | bus_CBD_222 | CBD_EL | 222 | 434 | 27.3154 | 1.3658 | 6.8288 | 0 | 150 | 1 | 154000 | TRUE
line_223_434 | bus_CBD_223 | CBD_EL | 223 | 434 | 19.7652 | 0.98826 | 4.9413 | 0 | 150 | 1 | 154000 | TRUE
line_224_434 | bus_CBD_224 | CBD_EL | 224 | 434 | 27.2423 | 1.3621 | 6.8106 | 0 | 150 | 1 | 154000 | TRUE
line_225_430 | bus_JND_225 | JND_EL | 225 | 430 | 49.3882 | 2.4694 | 12.3471 | 0 | 150 | 1 | 154000 | TRUE
line_226_430 | bus_JND_226 | JND_EL | 226 | 430 | 19.2147 | 0.96074 | 4.8037 | 0 | 150 | 1 | 154000 | TRUE
line_227_431 | bus_JBD_227 | JBD_EL | 227 | 431 | 26.0621 | 1.3031 | 6.5155 | 0 | 150 | 1 | 154000 | TRUE
line_228_430 | bus_JND_228 | JND_EL | 228 | 430 | 45.4139 | 2.2707 | 11.3535 | 0 | 150 | 1 | 154000 | TRUE
line_229_430 | bus_JND_229 | JND_EL | 229 | 430 | 53.2541 | 2.6627 | 13.3135 | 0 | 150 | 1 | 154000 | TRUE
line_230_420 | bus_GND_230 | GND_EL | 230 | 420 | 53.9559 | 2.6978 | 13.489 | 0 | 150 | 1 | 154000 | TRUE
line_231_419 | bus_GGD_231 | GGD_EL | 231 | 419 | 54.9548 | 2.7477 | 13.7387 | 0 | 150 | 1 | 154000 | TRUE
line_232_418 | bus_GWD_232 | GWD_EL | 232 | 418 | 77.8909 | 3.8945 | 19.4727 | 0 | 150 | 1 | 154000 | TRUE
line_233_434 | bus_CBD_233 | CBD_EL | 233 | 434 | 36.554 | 1.8277 | 9.1385 | 0 | 150 | 1 | 154000 | TRUE
line_234_419 | bus_GGD_234 | GGD_EL | 234 | 419 | 23.5336 | 1.1767 | 5.8834 | 0 | 150 | 1 | 154000 | TRUE
line_235_420 | bus_GND_235 | GND_EL | 235 | 420 | 1.4646 | 0.073228 | 0.36614 | 0 | 150 | 1 | 154000 | TRUE
line_236_431 | bus_JBD_236 | JBD_EL | 236 | 431 | 44.3038 | 2.2152 | 11.076 | 0 | 150 | 1 | 154000 | TRUE
line_237_430 | bus_JND_237 | JND_EL | 237 | 430 | 53.0635 | 2.6532 | 13.2659 | 0 | 150 | 1 | 154000 | TRUE
line_238_430 | bus_JND_238 | JND_EL | 238 | 430 | 28.6408 | 1.432 | 7.1602 | 0 | 150 | 1 | 154000 | TRUE
line_239_433 | bus_CND_239 | CND_EL | 239 | 433 | 65.2794 | 3.264 | 16.3199 | 0 | 800 | 1 | 345000 | TRUE
line_240_433 | bus_CND_240 | CND_EL | 240 | 433 | 69.5321 | 3.4766 | 17.383 | 0 | 800 | 1 | 345000 | TRUE
line_241_418 | bus_GWD_241 | GWD_EL | 241 | 418 | 29.4256 | 1.4713 | 7.3564 | 0 | 150 | 1 | 154000 | TRUE
line_242_418 | bus_GWD_242 | GWD_EL | 242 | 418 | 27.2518 | 1.3626 | 6.8129 | 0 | 150 | 1 | 154000 | TRUE
line_243_430 | bus_JND_243 | JND_EL | 243 | 430 | 65.0926 | 3.2546 | 16.2732 | 0 | 150 | 1 | 154000 | TRUE
line_244_430 | bus_JND_244 | JND_EL | 244 | 430 | 56.9895 | 2.8495 | 14.2474 | 0 | 150 | 1 | 154000 | TRUE
line_245_430 | bus_JND_245 | JND_EL | 245 | 430 | 22.611 | 1.1305 | 5.6527 | 0 | 150 | 1 | 154000 | TRUE
line_246_418 | bus_GWD_246 | GWD_EL | 246 | 418 | 61.5415 | 3.0771 | 15.3854 | 0 | 150 | 1 | 154000 | TRUE
line_247_430 | bus_JND_247 | JND_EL | 247 | 430 | 52.7762 | 2.6388 | 13.1941 | 0 | 150 | 1 | 154000 | TRUE
line_248_430 | bus_JND_248 | JND_EL | 248 | 430 | 73.9487 | 3.6974 | 18.4872 | 0 | 150 | 1 | 154000 | TRUE
line_249_418 | bus_GWD_249 | GWD_EL | 249 | 418 | 52.0687 | 2.6034 | 13.0172 | 0 | 150 | 1 | 154000 | TRUE
line_250_434 | bus_CBD_250 | CBD_EL | 250 | 434 | 38.0972 | 1.9049 | 9.5243 | 0 | 150 | 1 | 154000 | TRUE
line_251_421 | bus_GBD_251 | GBD_EL | 251 | 421 | 66.0315 | 3.3016 | 16.5079 | 0 | 150 | 1 | 154000 | TRUE
line_252_430 | bus_JND_252 | JND_EL | 252 | 430 | 80.6325 | 4.0316 | 20.1581 | 0 | 150 | 1 | 154000 | TRUE
line_253_430 | bus_JND_253 | JND_EL | 253 | 430 | 61.9374 | 3.0969 | 15.4843 | 0 | 150 | 1 | 154000 | TRUE
line_254_430 | bus_JND_254 | JND_EL | 254 | 430 | 75.9766 | 3.7988 | 18.9941 | 0 | 150 | 1 | 154000 | TRUE
line_255_430 | bus_JND_255 | JND_EL | 255 | 430 | 67.0243 | 3.3512 | 16.7561 | 0 | 150 | 1 | 154000 | TRUE
line_256_430 | bus_JND_256 | JND_EL | 256 | 430 | 61.3121 | 3.0656 | 15.328 | 0 | 150 | 1 | 154000 | TRUE
line_257_427 | bus_SJN_257 | SJN_EL | 257 | 427 | 2.4429 | 0.12214 | 0.61072 | 0 | 150 | 1 | 154000 | TRUE
line_258_418 | bus_GWD_258 | GWD_EL | 258 | 418 | 87.2984 | 4.3649 | 21.8246 | 0 | 150 | 1 | 154000 | TRUE
line_259_421 | bus_GBD_259 | GBD_EL | 259 | 421 | 112.4304 | 5.6215 | 28.1076 | 0 | 150 | 1 | 154000 | TRUE
line_260_418 | bus_GWD_260 | GWD_EL | 260 | 418 | 56.5156 | 2.8258 | 14.1289 | 0 | 150 | 1 | 154000 | TRUE
line_261_421 | bus_GBD_261 | GBD_EL | 261 | 421 | 49.2669 | 2.4633 | 12.3167 | 0 | 150 | 1 | 154000 | TRUE
line_262_418 | bus_GWD_262 | GWD_EL | 262 | 418 | 63.5841 | 3.1792 | 15.896 | 0 | 150 | 1 | 154000 | TRUE
line_263_421 | bus_GBD_263 | GBD_EL | 263 | 421 | 68.7679 | 3.4384 | 17.192 | 0 | 150 | 1 | 154000 | TRUE
line_264_421 | bus_GBD_264 | GBD_EL | 264 | 421 | 88.3607 | 4.418 | 22.0902 | 0 | 150 | 1 | 154000 | TRUE
line_265_421 | bus_GBD_265 | GBD_EL | 265 | 421 | 45.2169 | 2.2608 | 11.3042 | 0 | 150 | 1 | 154000 | TRUE
line_266_421 | bus_GBD_266 | GBD_EL | 266 | 421 | 59.0155 | 2.9508 | 14.7539 | 0 | 150 | 1 | 154000 | TRUE
line_267_433 | bus_CND_267 | CND_EL | 267 | 433 | 41.3057 | 2.0653 | 10.3264 | 0 | 150 | 1 | 154000 | TRUE
line_268_433 | bus_CND_268 | CND_EL | 268 | 433 | 32.0283 | 1.6014 | 8.0071 | 0 | 150 | 1 | 154000 | TRUE
line_269_431 | bus_JBD_269 | JBD_EL | 269 | 431 | 32.1776 | 1.6089 | 8.0444 | 0 | 150 | 1 | 154000 | TRUE
line_270_431 | bus_JBD_270 | JBD_EL | 270 | 431 | 23.9016 | 1.1951 | 5.9754 | 0 | 150 | 1 | 154000 | TRUE
line_271_431 | bus_JBD_271 | JBD_EL | 271 | 431 | 45.1379 | 2.2569 | 11.2845 | 0 | 150 | 1 | 154000 | TRUE
line_272_433 | bus_CND_272 | CND_EL | 272 | 433 | 106.1552 | 5.3078 | 26.5388 | 0 | 150 | 1 | 154000 | TRUE
line_273_419 | bus_GGD_273 | GGD_EL | 273 | 419 | 49.2663 | 2.4633 | 12.3166 | 0 | 150 | 1 | 154000 | TRUE
line_274_434 | bus_CBD_274 | CBD_EL | 274 | 434 | 13.962 | 0.6981 | 3.4905 | 0 | 150 | 1 | 154000 | TRUE
line_275_434 | bus_CBD_275 | CBD_EL | 275 | 434 | 6.9888 | 0.34944 | 1.7472 | 0 | 150 | 1 | 154000 | TRUE
line_276_434 | bus_CBD_276 | CBD_EL | 276 | 434 | 31.5826 | 1.5791 | 7.8957 | 0 | 150 | 1 | 154000 | TRUE
line_277_431 | bus_JBD_277 | JBD_EL | 277 | 431 | 58.7218 | 2.9361 | 14.6805 | 0 | 150 | 1 | 154000 | TRUE
line_278_431 | bus_JBD_278 | JBD_EL | 278 | 431 | 54.05 | 2.7025 | 13.5125 | 0 | 150 | 1 | 154000 | TRUE
line_279_418 | bus_GWD_279 | GWD_EL | 279 | 418 | 84.5228 | 4.2261 | 21.1307 | 0 | 150 | 1 | 154000 | TRUE
line_280_418 | bus_GWD_280 | GWD_EL | 280 | 418 | 97.8274 | 4.8914 | 24.4568 | 0 | 150 | 1 | 154000 | TRUE
line_281_421 | bus_GBD_281 | GBD_EL | 281 | 421 | 91.3896 | 4.5695 | 22.8474 | 0 | 150 | 1 | 154000 | TRUE
line_282_432 | bus_JJD_282 | JJD_EL | 282 | 432 | 16.1194 | 0.80597 | 4.0299 | 0 | 150 | 1 | 154000 | TRUE
line_283_421 | bus_GBD_283 | GBD_EL | 283 | 421 | 60.8859 | 3.0443 | 15.2215 | 0 | 150 | 1 | 154000 | TRUE
line_284_421 | bus_GBD_284 | GBD_EL | 284 | 421 | 70.8683 | 3.5434 | 17.7171 | 0 | 150 | 1 | 154000 | TRUE
line_285_421 | bus_GBD_285 | GBD_EL | 285 | 421 | 101.8629 | 5.0931 | 25.4657 | 0 | 150 | 1 | 154000 | TRUE
line_286_421 | bus_GBD_286 | GBD_EL | 286 | 421 | 73.0175 | 3.6509 | 18.2544 | 0 | 150 | 1 | 154000 | TRUE
line_287_431 | bus_JBD_287 | JBD_EL | 287 | 431 | 42.8802 | 2.144 | 10.7201 | 0 | 150 | 1 | 154000 | TRUE
line_288_431 | bus_JBD_288 | JBD_EL | 288 | 431 | 33.6971 | 1.6849 | 8.4243 | 0 | 150 | 1 | 154000 | TRUE
line_289_418 | bus_GWD_289 | GWD_EL | 289 | 418 | 58.2576 | 2.9129 | 14.5644 | 0 | 150 | 1 | 154000 | TRUE
line_290_434 | bus_CBD_290 | CBD_EL | 290 | 434 | 45.185 | 2.2592 | 11.2962 | 0 | 150 | 1 | 154000 | TRUE
line_291_421 | bus_GBD_291 | GBD_EL | 291 | 421 | 12.7149 | 0.63574 | 3.1787 | 0 | 150 | 1 | 154000 | TRUE
line_292_429 | bus_ICN_292 | ICN_EL | 292 | 429 | 9.5422 | 0.47711 | 2.3855 | 0 | 150 | 1 | 154000 | TRUE
line_293_420 | bus_GND_293 | GND_EL | 293 | 420 | 65.6375 | 3.2819 | 16.4094 | 0 | 800 | 1 | 345000 | TRUE
line_294_421 | bus_GBD_294 | GBD_EL | 294 | 421 | 30.7217 | 1.5361 | 7.6804 | 0 | 800 | 1 | 345000 | TRUE
line_295_421 | bus_GBD_295 | GBD_EL | 295 | 421 | 17.1925 | 0.85962 | 4.2981 | 0 | 800 | 1 | 345000 | TRUE
line_296_431 | bus_JBD_296 | JBD_EL | 296 | 431 | 70.4182 | 3.5209 | 17.6046 | 0 | 800 | 1 | 345000 | TRUE
line_297_420 | bus_GND_297 | GND_EL | 297 | 420 | 41.0114 | 2.0506 | 10.2529 | 0 | 150 | 1 | 154000 | TRUE
line_298_420 | bus_GND_298 | GND_EL | 298 | 420 | 29.2546 | 1.4627 | 7.3137 | 0 | 150 | 1 | 154000 | TRUE
line_299_419 | bus_GGD_299 | GGD_EL | 299 | 419 | 47.3693 | 2.3685 | 11.8423 | 0 | 800 | 1 | 345000 | TRUE
line_300_419 | bus_GGD_300 | GGD_EL | 300 | 419 | 54.1025 | 2.7051 | 13.5256 | 0 | 800 | 1 | 345000 | TRUE
line_301_419 | bus_GGD_301 | GGD_EL | 301 | 419 | 65.8922 | 3.2946 | 16.473 | 0 | 150 | 1 | 154000 | TRUE
line_302_433 | bus_CND_302 | CND_EL | 302 | 433 | 17.3642 | 0.86821 | 4.3411 | 0 | 150 | 1 | 154000 | TRUE
line_303_433 | bus_CND_303 | CND_EL | 303 | 433 | 24.2522 | 1.2126 | 6.063 | 0 | 150 | 1 | 154000 | TRUE
line_304_433 | bus_CND_304 | CND_EL | 304 | 433 | 13.8031 | 0.69016 | 3.4508 | 0 | 150 | 1 | 154000 | TRUE
line_305_433 | bus_CND_305 | CND_EL | 305 | 433 | 40.3786 | 2.0189 | 10.0946 | 0 | 150 | 1 | 154000 | TRUE
line_306_418 | bus_GWD_306 | GWD_EL | 306 | 418 | 54.3318 | 2.7166 | 13.583 | 0 | 150 | 1 | 154000 | TRUE
line_307_418 | bus_GWD_307 | GWD_EL | 307 | 418 | 57.0031 | 2.8502 | 14.2508 | 0 | 150 | 1 | 154000 | TRUE
line_308_418 | bus_GWD_308 | GWD_EL | 308 | 418 | 26.0835 | 1.3042 | 6.5209 | 0 | 150 | 1 | 154000 | TRUE
line_309_418 | bus_GWD_309 | GWD_EL | 309 | 418 | 60.8398 | 3.042 | 15.2099 | 0 | 150 | 1 | 154000 | TRUE
line_310_418 | bus_GWD_310 | GWD_EL | 310 | 418 | 71.0175 | 3.5509 | 17.7544 | 0 | 150 | 1 | 154000 | TRUE
line_311_418 | bus_GWD_311 | GWD_EL | 311 | 418 | 78.7048 | 3.9352 | 19.6762 | 0 | 150 | 1 | 154000 | TRUE
line_312_418 | bus_GWD_312 | GWD_EL | 312 | 418 | 91.5277 | 4.5764 | 22.8819 | 0 | 800 | 1 | 345000 | TRUE
line_313_418 | bus_GWD_313 | GWD_EL | 313 | 418 | 57.9223 | 2.8961 | 14.4806 | 0 | 150 | 1 | 154000 | TRUE
line_314_419 | bus_GGD_314 | GGD_EL | 314 | 419 | 60.9043 | 3.0452 | 15.2261 | 0 | 150 | 1 | 154000 | TRUE
line_315_419 | bus_GGD_315 | GGD_EL | 315 | 419 | 40.7616 | 2.0381 | 10.1904 | 0 | 150 | 1 | 154000 | TRUE
line_316_419 | bus_GGD_316 | GGD_EL | 316 | 419 | 38.5206 | 1.926 | 9.6302 | 0 | 150 | 1 | 154000 | TRUE
line_317_419 | bus_GGD_317 | GGD_EL | 317 | 419 | 59.6046 | 2.9802 | 14.9011 | 0 | 150 | 1 | 154000 | TRUE
line_318_433 | bus_CND_318 | CND_EL | 318 | 433 | 56.9398 | 2.847 | 14.235 | 0 | 150 | 1 | 154000 | TRUE
line_319_433 | bus_CND_319 | CND_EL | 319 | 433 | 50.5326 | 2.5266 | 12.6331 | 0 | 150 | 1 | 154000 | TRUE
line_320_433 | bus_CND_320 | CND_EL | 320 | 433 | 58.0086 | 2.9004 | 14.5022 | 0 | 150 | 1 | 154000 | TRUE
line_321_433 | bus_CND_321 | CND_EL | 321 | 433 | 28.0283 | 1.4014 | 7.0071 | 0 | 150 | 1 | 154000 | TRUE
line_322_419 | bus_GGD_322 | GGD_EL | 322 | 419 | 49.9642 | 2.4982 | 12.491 | 0 | 150 | 1 | 154000 | TRUE
line_323_429 | bus_ICN_323 | ICN_EL | 323 | 429 | 27.0283 | 1.3514 | 6.7571 | 0 | 150 | 1 | 154000 | TRUE
line_324_429 | bus_ICN_324 | ICN_EL | 324 | 429 | 18.8655 | 0.94328 | 4.7164 | 0 | 150 | 1 | 154000 | TRUE
line_325_419 | bus_GGD_325 | GGD_EL | 325 | 419 | 35.4079 | 1.7704 | 8.852 | 0 | 150 | 1 | 154000 | TRUE
line_326_419 | bus_GGD_326 | GGD_EL | 326 | 419 | 47.0879 | 2.3544 | 11.772 | 0 | 150 | 1 | 154000 | TRUE
line_327_421 | bus_GBD_327 | GBD_EL | 327 | 421 | 61.9799 | 3.099 | 15.495 | 0 | 150 | 1 | 154000 | TRUE
line_328_421 | bus_GBD_328 | GBD_EL | 328 | 421 | 31.2156 | 1.5608 | 7.8039 | 0 | 150 | 1 | 154000 | TRUE
line_329_433 | bus_CND_329 | CND_EL | 329 | 433 | 25.8802 | 1.294 | 6.47 | 0 | 150 | 1 | 154000 | TRUE
line_330_433 | bus_CND_330 | CND_EL | 330 | 433 | 37.2773 | 1.8639 | 9.3193 | 0 | 800 | 1 | 345000 | TRUE
line_331_433 | bus_CND_331 | CND_EL | 331 | 433 | 38.8624 | 1.9431 | 9.7156 | 0 | 800 | 1 | 345000 | TRUE
line_332_433 | bus_CND_332 | CND_EL | 332 | 433 | 63.0278 | 3.1514 | 15.757 | 0 | 150 | 1 | 154000 | TRUE
line_333_433 | bus_CND_333 | CND_EL | 333 | 433 | 98.5159 | 4.9258 | 24.629 | 0 | 150 | 1 | 154000 | TRUE
line_334_431 | bus_JBD_334 | JBD_EL | 334 | 431 | 65.4469 | 3.2723 | 16.3617 | 0 | 150 | 1 | 154000 | TRUE
line_335_420 | bus_GND_335 | GND_EL | 335 | 420 | 46.2465 | 2.3123 | 11.5616 | 0 | 150 | 1 | 154000 | TRUE
line_336_420 | bus_GND_336 | GND_EL | 336 | 420 | 26.9289 | 1.3464 | 6.7322 | 0 | 150 | 1 | 154000 | TRUE
line_337_420 | bus_GND_337 | GND_EL | 337 | 420 | 50.6987 | 2.5349 | 12.6747 | 0 | 150 | 1 | 154000 | TRUE
line_338_433 | bus_CND_338 | CND_EL | 338 | 433 | 48.2712 | 2.4136 | 12.0678 | 0 | 150 | 1 | 154000 | TRUE
line_339_433 | bus_CND_339 | CND_EL | 339 | 433 | 40.3779 | 2.0189 | 10.0945 | 0 | 150 | 1 | 154000 | TRUE
line_340_421 | bus_GBD_340 | GBD_EL | 340 | 421 | 74.229 | 3.7115 | 18.5573 | 0 | 150 | 1 | 154000 | TRUE
line_341_421 | bus_GBD_341 | GBD_EL | 341 | 421 | 63.2975 | 3.1649 | 15.8244 | 0 | 150 | 1 | 154000 | TRUE
line_342_421 | bus_GBD_342 | GBD_EL | 342 | 421 | 72.142 | 3.6071 | 18.0355 | 0 | 150 | 1 | 154000 | TRUE
line_343_421 | bus_GBD_343 | GBD_EL | 343 | 421 | 47.6631 | 2.3832 | 11.9158 | 0 | 150 | 1 | 154000 | TRUE
line_344_421 | bus_GBD_344 | GBD_EL | 344 | 421 | 56.6549 | 2.8327 | 14.1637 | 0 | 150 | 1 | 154000 | TRUE
line_345_420 | bus_GND_345 | GND_EL | 345 | 420 | 45.227 | 2.2614 | 11.3068 | 0 | 150 | 1 | 154000 | TRUE
line_346_420 | bus_GND_346 | GND_EL | 346 | 420 | 14.0677 | 0.70338 | 3.5169 | 0 | 150 | 1 | 154000 | TRUE
line_347_420 | bus_GND_347 | GND_EL | 347 | 420 | 3.8628 | 0.19314 | 0.96569 | 0 | 150 | 1 | 154000 | TRUE
line_348_421 | bus_GBD_348 | GBD_EL | 348 | 421 | 66.2282 | 3.3114 | 16.557 | 0 | 150 | 1 | 154000 | TRUE
line_349_421 | bus_GBD_349 | GBD_EL | 349 | 421 | 53.1452 | 2.6573 | 13.2863 | 0 | 150 | 1 | 154000 | TRUE
line_350_421 | bus_GBD_350 | GBD_EL | 350 | 421 | 42.9548 | 2.1477 | 10.7387 | 0 | 800 | 1 | 345000 | TRUE
line_351_421 | bus_GBD_351 | GBD_EL | 351 | 421 | 41.3504 | 2.0675 | 10.3376 | 0 | 800 | 1 | 345000 | TRUE
line_352_421 | bus_GBD_352 | GBD_EL | 352 | 421 | 75.4259 | 3.7713 | 18.8565 | 0 | 150 | 1 | 154000 | TRUE
line_353_421 | bus_GBD_353 | GBD_EL | 353 | 421 | 55.2965 | 2.7648 | 13.8241 | 0 | 150 | 1 | 154000 | TRUE
line_354_421 | bus_GBD_354 | GBD_EL | 354 | 421 | 82.7581 | 4.1379 | 20.6895 | 0 | 150 | 1 | 154000 | TRUE
line_355_421 | bus_GBD_355 | GBD_EL | 355 | 421 | 61.7027 | 3.0851 | 15.4257 | 0 | 150 | 1 | 154000 | TRUE
line_356_421 | bus_GBD_356 | GBD_EL | 356 | 421 | 33.0501 | 1.6525 | 8.2625 | 0 | 150 | 1 | 154000 | TRUE
line_357_423 | bus_DGU_357 | DGU_EL | 357 | 423 | 32.2797 | 1.614 | 8.0699 | 0 | 150 | 1 | 154000 | TRUE
line_358_430 | bus_JND_358 | JND_EL | 358 | 430 | 64.287 | 3.2144 | 16.0718 | 0 | 150 | 1 | 154000 | TRUE
line_359_430 | bus_JND_359 | JND_EL | 359 | 430 | 75.848 | 3.7924 | 18.962 | 0 | 150 | 1 | 154000 | TRUE
line_360_430 | bus_JND_360 | JND_EL | 360 | 430 | 54.8545 | 2.7427 | 13.7136 | 0 | 150 | 1 | 154000 | TRUE
line_361_431 | bus_JBD_361 | JBD_EL | 361 | 431 | 20.0394 | 1.002 | 5.0098 | 0 | 150 | 1 | 154000 | TRUE
line_362_430 | bus_JND_362 | JND_EL | 362 | 430 | 48.4973 | 2.4249 | 12.1243 | 0 | 150 | 1 | 154000 | TRUE
line_363_430 | bus_JND_363 | JND_EL | 363 | 430 | 39.3863 | 1.9693 | 9.8466 | 0 | 150 | 1 | 154000 | TRUE
line_364_430 | bus_JND_364 | JND_EL | 364 | 430 | 37.1888 | 1.8594 | 9.2972 | 0 | 150 | 1 | 154000 | TRUE
line_365_430 | bus_JND_365 | JND_EL | 365 | 430 | 26.8843 | 1.3442 | 6.7211 | 0 | 150 | 1 | 154000 | TRUE
line_366_418 | bus_GWD_366 | GWD_EL | 366 | 418 | 12.4531 | 0.62266 | 3.1133 | 0 | 150 | 1 | 154000 | TRUE
line_367_418 | bus_GWD_367 | GWD_EL | 367 | 418 | 56.0994 | 2.805 | 14.0248 | 0 | 150 | 1 | 154000 | TRUE
line_368_418 | bus_GWD_368 | GWD_EL | 368 | 418 | 43.3722 | 2.1686 | 10.8431 | 0 | 150 | 1 | 154000 | TRUE
line_369_431 | bus_JBD_369 | JBD_EL | 369 | 431 | 1.8915 | 0.094575 | 0.47287 | 0 | 150 | 1 | 154000 | TRUE
line_370_431 | bus_JBD_370 | JBD_EL | 370 | 431 | 24.2066 | 1.2103 | 6.0517 | 0 | 150 | 1 | 154000 | TRUE
line_371_431 | bus_JBD_371 | JBD_EL | 371 | 431 | 46.3376 | 2.3169 | 11.5844 | 0 | 150 | 1 | 154000 | TRUE
line_372_418 | bus_GWD_372 | GWD_EL | 372 | 418 | 92.3948 | 4.6197 | 23.0987 | 0 | 150 | 1 | 154000 | TRUE
line_373_418 | bus_GWD_373 | GWD_EL | 373 | 418 | 86.9877 | 4.3494 | 21.7469 | 0 | 150 | 1 | 154000 | TRUE
line_374_418 | bus_GWD_374 | GWD_EL | 374 | 418 | 52.3734 | 2.6187 | 13.0934 | 0 | 150 | 1 | 154000 | TRUE
line_375_418 | bus_GWD_375 | GWD_EL | 375 | 418 | 58.2853 | 2.9143 | 14.5713 | 0 | 150 | 1 | 154000 | TRUE
line_376_418 | bus_GWD_376 | GWD_EL | 376 | 418 | 70.3406 | 3.517 | 17.5851 | 0 | 150 | 1 | 154000 | TRUE
line_377_418 | bus_GWD_377 | GWD_EL | 377 | 418 | 79.2616 | 3.9631 | 19.8154 | 0 | 150 | 1 | 154000 | TRUE
line_378_431 | bus_JBD_378 | JBD_EL | 378 | 431 | 27.4363 | 1.3718 | 6.8591 | 0 | 150 | 1 | 154000 | TRUE
line_379_434 | bus_CBD_379 | CBD_EL | 379 | 434 | 72.1845 | 3.6092 | 18.0461 | 0 | 150 | 1 | 154000 | TRUE
line_380_434 | bus_CBD_380 | CBD_EL | 380 | 434 | 70.2984 | 3.5149 | 17.5746 | 0 | 150 | 1 | 154000 | TRUE
line_381_434 | bus_CBD_381 | CBD_EL | 381 | 434 | 24.7471 | 1.2374 | 6.1868 | 0 | 150 | 1 | 154000 | TRUE
line_382_434 | bus_CBD_382 | CBD_EL | 382 | 434 | 32.0673 | 1.6034 | 8.0168 | 0 | 150 | 1 | 154000 | TRUE
line_383_434 | bus_CBD_383 | CBD_EL | 383 | 434 | 32.6473 | 1.6324 | 8.1618 | 0 | 150 | 1 | 154000 | TRUE
line_384_434 | bus_CBD_384 | CBD_EL | 384 | 434 | 41.4013 | 2.0701 | 10.3503 | 0 | 150 | 1 | 154000 | TRUE
line_385_434 | bus_CBD_385 | CBD_EL | 385 | 434 | 62.1496 | 3.1075 | 15.5374 | 0 | 150 | 1 | 154000 | TRUE
line_386_419 | bus_GGD_386 | GGD_EL | 386 | 419 | 50.2495 | 2.5125 | 12.5624 | 0 | 150 | 1 | 154000 | TRUE
line_387_434 | bus_CBD_387 | CBD_EL | 387 | 434 | 70.3021 | 3.5151 | 17.5755 | 0 | 150 | 1 | 154000 | TRUE
line_388_434 | bus_CBD_388 | CBD_EL | 388 | 434 | 28.7798 | 1.439 | 7.1949 | 0 | 150 | 1 | 154000 | TRUE
line_389_434 | bus_CBD_389 | CBD_EL | 389 | 434 | 61.695 | 3.0847 | 15.4237 | 0 | 150 | 1 | 154000 | TRUE
line_390_431 | bus_JBD_390 | JBD_EL | 390 | 431 | 22.453 | 1.1227 | 5.6133 | 0 | 150 | 1 | 154000 | TRUE
line_391_430 | bus_JND_391 | JND_EL | 391 | 430 | 40.7258 | 2.0363 | 10.1814 | 0 | 150 | 1 | 154000 | TRUE
line_392_434 | bus_CBD_392 | CBD_EL | 392 | 434 | 33.2981 | 1.6649 | 8.3245 | 0 | 150 | 1 | 154000 | TRUE
line_393_419 | bus_GGD_393 | GGD_EL | 393 | 419 | 51.3923 | 2.5696 | 12.8481 | 0 | 150 | 1 | 154000 | TRUE
line_394_433 | bus_CND_394 | CND_EL | 394 | 433 | 27.0397 | 1.352 | 6.7599 | 0 | 800 | 1 | 345000 | TRUE
line_395_418 | bus_GWD_395 | GWD_EL | 395 | 418 | 80.8223 | 4.0411 | 20.2056 | 0 | 150 | 1 | 154000 | TRUE
line_396_421 | bus_GBD_396 | GBD_EL | 396 | 421 | 93.9935 | 4.6997 | 23.4984 | 0 | 150 | 1 | 154000 | TRUE
line_397_433 | bus_CND_397 | CND_EL | 397 | 433 | 61.4784 | 3.0739 | 15.3696 | 0 | 150 | 1 | 154000 | TRUE
line_398_418 | bus_GWD_398 | GWD_EL | 398 | 418 | 70.8697 | 3.5435 | 17.7174 | 0 | 150 | 1 | 154000 | TRUE
line_399_433 | bus_CND_399 | CND_EL | 399 | 433 | 48.4069 | 2.4203 | 12.1017 | 0 | 150 | 1 | 154000 | TRUE
line_400_431 | bus_JBD_400 | JBD_EL | 400 | 431 | 28.111 | 1.4055 | 7.0277 | 0 | 150 | 1 | 154000 | TRUE
line_401_420 | bus_GND_401 | GND_EL | 401 | 420 | 52.5516 | 2.6276 | 13.1379 | 0 | 150 | 1 | 154000 | TRUE
line_402_420 | bus_GND_402 | GND_EL | 402 | 420 | 48.1695 | 2.4085 | 12.0424 | 0 | 150 | 1 | 154000 | TRUE
line_403_420 | bus_GND_403 | GND_EL | 403 | 420 | 44.9286 | 2.2464 | 11.2322 | 0 | 150 | 1 | 154000 | TRUE
line_404_430 | bus_JND_404 | JND_EL | 404 | 430 | 102.9189 | 5.1459 | 25.7297 | 0 | 800 | 1 | 345000 | TRUE
line_405_430 | bus_JND_405 | JND_EL | 405 | 430 | 37.6597 | 1.883 | 9.4149 | 0 | 150 | 1 | 154000 | TRUE
line_406_421 | bus_GBD_406 | GBD_EL | 406 | 421 | 83.9689 | 4.1984 | 20.9922 | 0 | 150 | 1 | 154000 | TRUE
line_407_425 | bus_BSN_407 | BSN_EL | 407 | 425 | 8.3857 | 0.41928 | 2.0964 | 0 | 150 | 1 | 154000 | TRUE
line_408_421 | bus_GBD_408 | GBD_EL | 408 | 421 | 45.881 | 2.294 | 11.4702 | 0 | 150 | 1 | 154000 | TRUE
line_409_434 | bus_CBD_409 | CBD_EL | 409 | 434 | 81.3201 | 4.066 | 20.33 | 0 | 150 | 1 | 154000 | TRUE
line_410_421 | bus_GBD_410 | GBD_EL | 410 | 421 | 65.502 | 3.2751 | 16.3755 | 0 | 150 | 1 | 154000 | TRUE
line_411_418 | bus_GWD_411 | GWD_EL | 411 | 418 | 88.774 | 4.4387 | 22.1935 | 0 | 150 | 1 | 154000 | TRUE
line_412_418 | bus_GWD_412 | GWD_EL | 412 | 418 | 68.8436 | 3.4422 | 17.2109 | 0 | 150 | 1 | 154000 | TRUE
line_413_422 | bus_GWJ_413 | GWJ_EL | 413 | 422 | 16.314 | 0.8157 | 4.0785 | 0 | 150 | 1 | 154000 | TRUE
line_414_421 | bus_GBD_414 | GBD_EL | 414 | 421 | 72.2009 | 3.61 | 18.0502 | 0 | 150 | 1 | 154000 | TRUE
line_415_418 | bus_GWD_415 | GWD_EL | 415 | 418 | 62.5899 | 3.1295 | 15.6475 | 0 | 5 | 1 | 15000 | TRUE
line_416_430 | bus_JND_416 | JND_EL | 416 | 430 | 38.8707 | 1.9435 | 9.7177 | 0 | 150 | 1 | 154000 | TRUE
line_417_430 | bus_JND_417 | JND_EL | 417 | 430 | 92.1645 | 4.6082 | 23.0411 | 0 | 400 | 1 | 250000 | TRUE